{"text_format":"1","workbook":"xlsx","n_sheets":8,"sheets":["簡易版","詳細版","DmYear","DmTimely","SysNew","SysOld","Unit","DB"],"not_rendered":{"charts":29,"images":2,"macros":1,"external_links":0,"defined_names":3,"comments":0,"pivot_tables":0},"unopened":[],"bounds":{"document_bytes":16777216,"sheet_cells":100000,"rows_first":2000,"rows_last":500,"rows_between":2000,"halvings":0,"cell_chars":16384,"cell_head_chars":4096},"cells_cut":0,"cells_raw":0,"read":"whole","date_system":"1900"}

{"sheet":"簡易版","index":0,"n_rows":56,"n_cols":43,"rows_kept":56,"cut":false,"hidden":false,"merged":[[11,11,11,15],[43,1,43,16],[3,6,4,6],[5,6,5,7],[38,1,39,1],[31,1,31,2],[12,1,13,1],[17,1,17,2],[18,1,18,2],[25,1,26,1],[30,1,30,2],[11,1,11,5],[11,6,11,10],[54,1,54,2],[51,1,51,2],[52,1,52,2],[50,1,50,2],[53,1,53,2]]}
[null,"エネルギー面的利用促進ツール ver1.0　　【簡易版】　シミュレーション結果",null,null,null,null,null,null,null,null,null,null,null,null,null,null,"大阪市環境局　　　"]
[]
[null,"■対象建物",null,null,null,null,"■建物棟数と搬送距離"]
[null,"用途","新設","既設",null,null,"棟数","新設",{"$f":"詳細版!I4","v":0},"棟"]
[null,"病院",{"$f":"詳細版!B5","v":0},{"$f":"詳細版!C5","v":0},"㎡",null,null,"既設",{"$f":"詳細版!I5","v":0},"棟"]
[null,"ホテル",{"$f":"詳細版!B6","v":0},{"$f":"詳細版!C6","v":0},"㎡",null,"建物間平均距離",null,{"$f":"詳細版!I6","v":0},"m/棟"]
[null,"事務所",{"$f":"詳細版!B7","v":0},{"$f":"詳細版!C7","v":0},"㎡"]
[null,"商業",{"$f":"詳細版!B8","v":0},{"$f":"詳細版!C8","v":0},"㎡"]
[null,"その他",null,{"$f":"詳細版!C9","v":0},"㎡"]
[null,"合計",{"$f":"SUM(C5:C9)","v":0},{"$f":"SUM(D5:D9)","v":0},"㎡"]
[]
[null,"■省エネルギー効果",null,null,null,null,"■CO2削減効果",null,null,null,null,"■エネルギー・ランニングコスト削減効果",null,null,null,null,null,null,null,null,"従来システム","新システム"]
[null,null,null,null,null,null,null,null,null,null,null,null,null,null,null,null,null,null,null,"新設建物",{"$f":"詳細版!AB46","v":0},{"$f":"詳細版!AE53","v":0}]
[null,null,null,null,null,null,null,null,null,null,null,null,null,null,null,null,null,null,null,"既設建物",{"$f":"詳細版!AB47","v":0},{"$f":"詳細版!AE54","v":0}]
[null,null,null,null,null,null,null,null,null,null,null,null,null,null,null,null,null,null,null,"削減量",null,{"$f":"詳細版!AE56","v":0}]
[null,null,null,null,null,null,null,null,null,null,null,null,null,null,null,null,null,null,null,null,null,{"$f":"詳細版!AE57","v":{"$error":"#DIV/0!"}}]
[null,null,null,null,null,null,null,null,null,null,null,null,null,null,null,null,null,null,null,null,null,{"$f":"V15","v":0}]
[]
[]
[]
[]
[]
[null,null,null,null,null,null,null,null,null,null,null,null,null,null,null,null,null,null,null,"グラフ用"]
[]
[null,null,null,null,null,null,null,null,null,null,null,null,null,null,null,null,null,null,null,null,"従来システム","新システム"]
[null,null,null,null,null,null,null,null,null,null,null,null,null,null,null,null,null,null,null,"新設建物",{"$f":"詳細版!AE46","v":0},{"$f":"詳細版!AH53","v":0}]
[null,null,null,null,null,null,null,null,null,null,null,null,null,null,null,null,null,null,null,"既設建物",{"$f":"詳細版!AE47","v":0},{"$f":"詳細版!AH54","v":0}]
[null,null,null,null,null,null,null,null,null,null,null,null,null,null,null,null,null,null,null,"削減量",null,{"$f":"詳細版!AH56","v":0}]
[null,null,null,null,null,null,null,null,null,null,null,null,null,null,null,null,null,null,null,null,null,{"$f":"詳細版!AH57","v":{"$error":"#DIV/0!"}}]
[null,null,null,null,null,null,null,null,null,null,null,null,null,null,null,null,null,null,null,null,null,{"$f":"V28","v":0}]
[]
[]
[]
[]
[]
[null,null,null,null,null,null,null,null,null,null,null,null,null,null,null,null,null,null,null,"グラフ用"]
[]
[null,null,null,null,null,null,null,null,null,null,null,null,null,null,null,null,null,null,null,null,"従来システム","新システム"]
[null,null,null,null,null,null,null,null,null,null,null,null,null,null,null,null,null,null,null,"新設建物",{"$f":"詳細版!V73/1000","v":0},{"$f":"詳細版!Z73/1000","v":0}]
[null,null,null,null,null,null,null,null,null,null,null,null,null,null,null,null,null,null,null,"既設建物",{"$f":"詳細版!V74/1000","v":0},{"$f":"詳細版!Z74/1000","v":0}]
[null,null,null,null,null,null,null,null,null,null,null,null,null,null,null,null,null,null,null,"削減量",null,{"$f":"詳細版!Z76/1000","v":0}]
[null,null,null,null,null,null,null,null,null,null,null,null,null,null,null,null,null,null,null,null,null,{"$f":"詳細版!Z77","v":{"$error":"#DIV/0!"}}]
[null,null,null,null,null,null,null,null,null,null,null,null,null,null,null,null,null,null,null,null,null,{"$f":"V41","v":0}]
[null,"■投資回収性"]
[]
[]
[]
[]
[]
[null,null,null,null,null,null,null,null,null,null,null,null,null,null,null,null,null,null,null,"グラフ用","投資額","増加額"]
[null,null,null,null,null,null,null,null,null,null,null,null,null,null,null,null,null,null,null,null,null,null,"INV",1,2,3,4,5,6,7,8,9,10,11,12,13,14,15,16,17,18,19,20]
[null,null,null,null,null,null,null,null,null,null,null,null,null,null,null,null,null,null,null,"従来システム",{"$f":"詳細版!AL79/1000","v":0},null,null,{"$f":"$U$52+詳細版!$V$75*X51/1000","v":0},{"$f":"$U$52+詳細版!$V$75*Y51/1000","v":0},{"$f":"$U$52+詳細版!$V$75*Z51/1000","v":0},{"$f":"$U$52+詳細版!$V$75*AA51/1000","v":0},{"$f":"$U$52+詳細版!$V$75*AB51/1000","v":0},{"$f":"$U$52+詳細版!$V$75*AC51/1000","v":0},{"$f":"$U$52+詳細版!$V$75*AD51/1000","v":0},{"$f":"$U$52+詳細版!$V$75*AE51/1000","v":0},{"$f":"$U$52+詳細版!$V$75*AF51/1000","v":0},{"$f":"$U$52+詳細版!$V$75*AG51/1000","v":0},{"$f":"$U$52+詳細版!$V$75*AH51/1000","v":0},{"$f":"$U$52+詳細版!$V$75*AI51/1000","v":0},{"$f":"$U$52+詳細版!$V$75*AJ51/1000","v":0},{"$f":"$U$52+詳細版!$V$75*AK51/1000","v":0},{"$f":"$U$52+詳細版!$V$75*AL51/1000","v":0},{"$f":"$U$52+詳細版!$V$75*AM51/1000","v":0},{"$f":"$U$52+詳細版!$V$75*AN51/1000","v":0},{"$f":"$U$52+詳細版!$V$75*AO51/1000","v":0},{"$f":"$U$52+詳細版!$V$75*AP51/1000","v":0},{"$f":"$U$52+詳細版!$V$75*AQ51/1000","v":0}]
[null,null,null,null,null,null,null,null,null,null,null,null,null,null,null,null,null,null,null,"新システムにおける累積費用",{"$f":"詳細版!AL80/1000","v":0},{"$f":"詳細版!AM80/1000","v":0},null,{"$f":"SUM($U$53:$V$53)+詳細版!$Z$75*X51/1000","v":0},{"$f":"SUM($U$53:$V$53)+詳細版!$Z$75*Y51/1000","v":0},{"$f":"SUM($U$53:$V$53)+詳細版!$Z$75*Z51/1000","v":0},{"$f":"SUM($U$53:$V$53)+詳細版!$Z$75*AA51/1000","v":0},{"$f":"SUM($U$53:$V$53)+詳細版!$Z$75*AB51/1000","v":0},{"$f":"SUM($U$53:$V$53)+詳細版!$Z$75*AC51/1000","v":0},{"$f":"SUM($U$53:$V$53)+詳細版!$Z$75*AD51/1000","v":0},{"$f":"SUM($U$53:$V$53)+詳細版!$Z$75*AE51/1000","v":0},{"$f":"SUM($U$53:$V$53)+詳細版!$Z$75*AF51/1000","v":0},{"$f":"SUM($U$53:$V$53)+詳細版!$Z$75*AG51/1000","v":0},{"$f":"SUM($U$53:$V$53)+詳細版!$Z$75*AH51/1000","v":0},{"$f":"SUM($U$53:$V$53)+詳細版!$Z$75*AI51/1000","v":0},{"$f":"SUM($U$53:$V$53)+詳細版!$Z$75*AJ51/1000","v":0},{"$f":"SUM($U$53:$V$53)+詳細版!$Z$75*AK51/1000","v":0},{"$f":"SUM($U$53:$V$53)+詳細版!$Z$75*AL51/1000","v":0},{"$f":"SUM($U$53:$V$53)+詳細版!$Z$75*AM51/1000","v":0},{"$f":"SUM($U$53:$V$53)+詳細版!$Z$75*AN51/1000","v":0},{"$f":"SUM($U$53:$V$53)+詳細版!$Z$75*AO51/1000","v":0},{"$f":"SUM($U$53:$V$53)+詳細版!$Z$75*AP51/1000","v":0},{"$f":"SUM($U$53:$V$53)+詳細版!$Z$75*AQ51/1000","v":0}]
[null,null,null,null,null,null,null,null,null,null,null,null,null,null,null,null,null,null,null,"累積損益",null,null,{"$f":"V53*-1","v":0},{"$f":"W54+詳細版!$Z$76/1000","v":0},{"$f":"X54+詳細版!$Z$76/1000","v":0},{"$f":"Y54+詳細版!$Z$76/1000","v":0},{"$f":"Z54+詳細版!$Z$76/1000","v":0},{"$f":"AA54+詳細版!$Z$76/1000","v":0},{"$f":"AB54+詳細版!$Z$76/1000","v":0},{"$f":"AC54+詳細版!$Z$76/1000","v":0},{"$f":"AD54+詳細版!$Z$76/1000","v":0},{"$f":"AE54+詳細版!$Z$76/1000","v":0},{"$f":"AF54+詳細版!$Z$76/1000","v":0},{"$f":"AG54+詳細版!$Z$76/1000","v":0},{"$f":"AH54+詳細版!$Z$76/1000","v":0},{"$f":"AI54+詳細版!$Z$76/1000","v":0},{"$f":"AJ54+詳細版!$Z$76/1000","v":0},{"$f":"AK54+詳細版!$Z$76/1000","v":0},{"$f":"AL54+詳細版!$Z$76/1000","v":0},{"$f":"AM54+詳細版!$Z$76/1000","v":0},{"$f":"AN54+詳細版!$Z$76/1000","v":0},{"$f":"AO54+詳細版!$Z$76/1000","v":0},{"$f":"AP54+詳細版!$Z$76/1000","v":0}]
[]
[null,null,null,null,null,null,null,null,null,null,null,null,null,null,null,null,null,null,null,{"$f":"詳細版!Y83","v":{"$error":"#DIV/0!"}}]

{"sheet":"詳細版","index":1,"n_rows":83,"n_cols":39,"rows_kept":83,"cut":false,"hidden":false,"merged":[[33,25,38,25],[26,22,26,23],[35,18,35,19],[37,18,37,19],[15,31,15,32],[19,26,19,28],[17,25,19,25],[16,31,16,32],[17,31,17,32],[18,31,18,32],[19,31,19,32],[21,18,21,19],[21,22,21,23],[17,18,17,19],[17,22,17,23],[18,18,18,19],[18,22,18,23],[20,18,20,19],[20,22,20,23],[25,22,25,23],[37,22,37,23],[24,25,30,25],[28,22,28,23],[5,6,5,7],[3,6,4,6],[13,25,16,25],[4,18,4,19],[4,22,4,23],[5,22,5,23],[6,22,6,23],[7,22,7,23],[5,18,5,19],[6,18,6,19],[7,18,7,19],[8,18,8,19],[9,18,9,19],[10,18,10,19],[12,22,12,23],[14,18,14,19],[14,22,14,23],[15,18,15,19],[16,18,16,19],[15,22,15,23],[16,22,16,23],[11,18,11,19],[10,22,10,23],[9,22,9,23],[8,22,8,23],[11,22,11,23],[2,30,2,32],[6,26,6,27],[10,26,10,27],[13,31,13,32],[4,25,7,25],[8,25,11,25],[5,26,5,27],[7,26,7,27],[9,26,9,27],[11,26,11,27],[4,26,4,27],[8,26,8,27],[12,18,12,19],[14,31,14,32],[13,26,13,28],[36,18,36,19],[13,18,13,19],[13,22,13,23],[32,18,32,19],[33,18,33,19],[33,22,33,23],[30,18,30,19],[30,22,30,23],[32,22,32,23],[19,22,19,23],[14,26,14,28],[15,26,15,28],[16,26,16,28],[17,26,17,28],[18,26,18,28],[36,22,36,23],[25,18,25,19],[19,18,19,19],[27,18,27,19],[27,22,27,23],[31,18,31,19],[82,18,82,22],[79,18,79,22],[81,18,81,22],[49,31,49,33],[23,25,23,26],[23,29,23,30],[23,32,23,33],[69,19,69,21],[69,18,71,18],[42,18,44,18],[42,19,42,21],[42,25,42,27],[42,28,42,30],[55,19,56,19],[55,18,57,18],[35,22,35,23],[28,18,28,19],[38,18,38,19],[38,22,38,23],[40,18,40,19],[40,22,40,23],[49,28,49,30],[55,20,55,25],[69,22,69,25],[49,19,49,22],[49,18,51,18],[21,31,21,32],[80,18,80,22],[20,25,21,25],[20,26,20,28],[20,31,20,32],[21,26,21,28],[31,22,31,23],[29,18,29,19],[29,22,29,23],[22,18,22,19],[23,18,23,19],[22,22,22,23],[23,22,23,23],[24,18,24,19],[26,18,26,19],[24,22,24,23],[49,23,49,27],[42,22,42,24],[32,25,32,31],[39,25,39,31],[39,18,39,19],[39,22,39,23]]}
["エネルギー面的利用促進ツール ver1.0　【詳細版】　建物条件・エネルギー需要",null,null,null,null,null,null,null,null,null,null,null,null,null,null,"大阪市環境局　　　",null,null,"エネルギー面的利用促進ツール ver1.0　【詳細版】　機器条件・結果",null,null,null,null,null,null,null,null,null,null,null,null,null,null,"大阪市環境局　　　"]
[]
["■延床面積設定",null,null,null,null,null,"■建物棟数と搬送距離",null,null,null,null,null,null,null,null,null,null,null,"■シミュレーション条件",null,null,null,null,null,null,null,null,null,null,null,"上段：効率、下段：補機[kW/台]"]
["用途","新設","既設",null,null,null,"棟数","新設",0,"棟",null,null,null,null,null,null,null,null,"◇導入システム（新設建物）",null,null,null,null,null,null,"◇従来システム（既設建物）",null,null,null,null,"(冷）","（暖）","（給）"]
["病院",0,0,"㎡",null,null,null,"既設",0,"棟",null,null,null,null,null,null,null,null,"CGS容量",null,{"$f":"(U6/100)*C16","v":0},"kW","(自動計算）",null,null,"新設","吸収式冷温水機",null,{"$f":"MAX(C17:C18)/3.6*1.2","v":0},"kW",1.4,1.4]
["ホテル",0,0,"㎡",null,null,"建物間平均距離",null,0,"m/棟",null,null,null,null,null,null,null,null,"（容量ピーク比）",null,30,"%","0～100%で入力",null,null,null,"台数",null,2,"台",{"$f":"SUM(DB!B162,DB!B173,DB!B174)","v":0},{"$f":"SUM(DB!B167,DB!B173,DB!B174)","v":0}]
["事務所",0,0,"㎡",null,null,null,null,null,null,null,null,null,null,null,null,null,null,"CGS台数",null,2,"台","Df2台",null,null,null,"ボイラー",null,{"$f":"C19/3.6*1.2","v":0},"kW",null,null,0.93]
["商業",0,0,"㎡",null,null,null,null,null,null,null,null,null,null,null,null,null,null,"CGS単機容量",null,{"$f":"U5/U7","v":0},"kW/台","(自動計算）",null,null,null,"台数",null,2,"台",null,null,{"$f":"SUM(DB!B178,DB!B183)","v":0}]
["その他",null,0,"㎡","(地下鉄駅想定値)",null,null,null,null,null,null,null,null,null,null,null,null,null,"CGS補機",null,{"$f":"DB!B102+DB!B107","v":0},"kW/台","シートDBにて算出",null,null,"既設","吸収式冷温水機",null,{"$f":"MAX(D17:D18)/3.6*1.2","v":0},"kW",1.2,1.2]
["合計",{"$f":"SUM(B5:B9)","v":0},{"$f":"SUM(C5:C9)","v":0},"㎡",null,null,null,null,null,null,null,null,null,null,null,null,null,null,"定格発電効率",null,{"$f":"IF(U5=0,0,DB!AA24*$U$8^DB!AB24)","v":0},"%","モデル回帰式より",null,null,null,"台数",null,2,"台",{"$f":"SUM(DB!B193,DB!B204,DB!B205)","v":0},{"$f":"SUM(DB!B198,DB!B204,DB!B205)","v":0}]
["※新設のみに入力した場合は「一括再開発型」を想定。新設・既設の両方に入力した場合は「既成市街地開発型」を想定。",null,null,null,null,null,null,null,null,null,null,null,null,null,null,null,null,null,"定格排熱回収効率",null,{"$f":"IF(U5=0,0,DB!AA40*$U$8^DB!AB40)","v":0},"%","モデル回帰式より",null,null,null,"ボイラー",null,{"$f":"D19/3.6*1.2","v":0},"kW",null,null,0.9]
[null,null,null,null,null,null,null,null,null,null,null,null,null,null,null,null,null,null,"定格時排熱回収量",null,{"$f":"IF(U5=0,0,(U5/(U10/100)*(U11/100))*3.6)","v":0},"MJ","(自動計算）",null,null,null,"台数",null,2,"台",null,null,{"$f":"SUM(DB!B209,DB!B214)","v":0}]
["■対象エリアエネルギー需要",null,null,null,null,null,null,null,null,null,null,null,null,null,null,null,null,null,"熱損失率",null,10,"%","搬送距離は各自考慮(Df10%)",null,null,"◇エネルギー料金条件（税込）"]
["◇最大需要",null,null,null,null,null,null,null,"◇年間需要",null,null,null,null,null,null,null,null,null,"運転開始",null,8,"時",null,null,null,"電力\nASorAL\n-TOU\n契約","電力料金（基本）",null,null,1733.4,"円/kW","2017年8月1日実施"]
["用途","単位","新設","既設","エリア",null,null,null,"用途","単位","新設","既設","エリア",null,null,null,null,null,"運転終了",null,22,"時",null,null,null,null,"電力量料金（重負荷）",null,null,19.489999999999998,"円/kWh","2017年8月1日実施"]
["電力","kW",{"$f":"DmYear!C59","v":0},{"$f":"DmYear!D59","v":0},{"$f":"DmYear!E59","v":0},null,null,null,"電力","MWh/年",{"$f":"DmYear!P5","v":0},{"$f":"DmYear!P32","v":0},{"$f":"DmYear!N59","v":0},null,null,null,null,null,"土曜稼働",null,"×","-",null,null,null,null,"電力量料金（昼）",null,null,14.27,"円/kWh","2017年8月1日実施"]
["冷房","MJ/h",{"$f":"DmYear!C60","v":0},{"$f":"DmYear!D60","v":0},{"$f":"DmYear!E60","v":0},null,null,null,"冷房","GJ/年",{"$f":"DmYear!P6","v":0},{"$f":"DmYear!P33","v":0},{"$f":"DmYear!N60","v":0},null,null,null,null,null,"休日稼働",null,"×","-",null,null,null,null,"電力量料金（夜）",null,null,9.99,"円/m3","2017年8月1日実施"]
["暖房","MJ/h",{"$f":"DmYear!C61","v":0},{"$f":"DmYear!D61","v":0},{"$f":"DmYear!E61","v":0},null,null,null,"暖房","GJ/年",{"$f":"DmYear!P7","v":0},{"$f":"DmYear!P34","v":0},{"$f":"DmYear!N61","v":0},null,null,null,null,null,"ジェネリンク(冷)",null,{"$f":"IF(B10=0,0,U5*(U11/100)/(U10/100)/0.25)","v":0},"kW","総容量",null,null,"電力\nASorAL\n契約","電力料金（基本）",null,null,1733.4,"円/kW","2017年8月1日実施"]
["給湯","MJ/h",{"$f":"DmYear!C62","v":0},{"$f":"DmYear!D62","v":0},{"$f":"DmYear!E62","v":0},null,null,null,"給湯","GJ/年",{"$f":"DmYear!P8","v":0},{"$f":"DmYear!P35","v":0},{"$f":"DmYear!N62","v":0},null,null,null,null,null,"ジェネリンク(温)",null,{"$f":"IF(B10=0,0,U5*(U11/100)/(U10/100)/0.25)","v":0},"kW","総容量",null,null,null,"電力量料金（夏季）",null,null,14.13,"円/kWh","2017年8月1日実施"]
[null,null,null,null,null,null,null,null,null,null,null,null,null,null,null,null,null,null,"ジェネリンク台数",null,2,"台",null,null,null,null,"電力量料金（その他季）",null,null,13.08,"円/kWh","2017年8月1日実施"]
["◇月別（平日）",null,null,null,null,null,null,null,null,null,null,null,null,null,null,null,null,null,"補機",null,{"$f":"SUM(DB!B115,DB!B121,DB!B122)","v":0},"kW/台","シートDBにて算出",null,null,"ガス\n単価","従来（燃料調整含む）",null,null,{"$f":"IF(Y48=0,70.3,-0.15*LN(Y48)+70.583)","v":70.3},"円/m3","空調A契約(2017年11月)より近似推定"]
["用途","単位","1月","2月","3月","4月","5月","6月","7月","8月","9月","10月","11月","12月","合計",null,null,null,"ジェネリンク冷熱効率",null,0.8,"-","温水稼働(追焚1.4)",null,null,null,"CGSシステム（燃料調整含む）",null,null,{"$f":"0.0000004*AB55^2-0.0051567*AB55+ 62.5545241+10","v":72.554524100000009},"円/m3","2016年大口契約単価より近似(＋10円)"]
["電力","MWh",{"$f":"DmYear!C66","v":0},{"$f":"DmYear!D66","v":0},{"$f":"DmYear!E66","v":0},{"$f":"DmYear!F66","v":0},{"$f":"DmYear!G66","v":0},{"$f":"DmYear!H66","v":0},{"$f":"DmYear!I66","v":0},{"$f":"DmYear!J66","v":0},{"$f":"DmYear!K66","v":0},{"$f":"DmYear!L66","v":0},{"$f":"DmYear!M66","v":0},{"$f":"DmYear!N66","v":0},{"$f":"DmYear!O66","v":0},null,null,null,"ジェネリンク温熱効率",null,0.95,"-",null,null,null,"◇建設費"]
["冷房","GJ",{"$f":"DmYear!C67","v":0},{"$f":"DmYear!D67","v":0},{"$f":"DmYear!E67","v":0},{"$f":"DmYear!F67","v":0},{"$f":"DmYear!G67","v":0},{"$f":"DmYear!H67","v":0},{"$f":"DmYear!I67","v":0},{"$f":"DmYear!J67","v":0},{"$f":"DmYear!K67","v":0},{"$f":"DmYear!L67","v":0},{"$f":"DmYear!M67","v":0},{"$f":"DmYear!N67","v":0},{"$f":"DmYear!O67","v":0},null,null,null,"吸収式冷温水機(冷)",null,{"$f":"MAX(0,(C17/3.6)*1.2-U18)","v":0},"kW","総容量",null,null,"項目",null,"容量","単位","単価",null,"補助率","コスト合計"]
["暖房","GJ",{"$f":"DmYear!C68","v":0},{"$f":"DmYear!D68","v":0},{"$f":"DmYear!E68","v":0},{"$f":"DmYear!F68","v":0},{"$f":"DmYear!G68","v":0},{"$f":"DmYear!H68","v":0},{"$f":"DmYear!I68","v":0},{"$f":"DmYear!J68","v":0},{"$f":"DmYear!K68","v":0},{"$f":"DmYear!L68","v":0},{"$f":"DmYear!M68","v":0},{"$f":"DmYear!N68","v":0},{"$f":"DmYear!O68","v":0},null,null,null,"吸収式冷温水機(温)",null,{"$f":"MAX(0,(C18/3.6)*1.2-U19)","v":0},"kW","総容量",null,null,"新設機器","CGS",{"$f":"U5","v":0},"kW",300,"千円/kW",0,{"$f":"AB25*AD25-(AB25*AD25*AF25)","v":0},"千円"]
["給湯","GJ",{"$f":"DmYear!C69","v":0},{"$f":"DmYear!D69","v":0},{"$f":"DmYear!E69","v":0},{"$f":"DmYear!F69","v":0},{"$f":"DmYear!G69","v":0},{"$f":"DmYear!H69","v":0},{"$f":"DmYear!I69","v":0},{"$f":"DmYear!J69","v":0},{"$f":"DmYear!K69","v":0},{"$f":"DmYear!L69","v":0},{"$f":"DmYear!M69","v":0},{"$f":"DmYear!N69","v":0},{"$f":"DmYear!O69","v":0},null,null,null,"冷温水機台数",null,2,"台",null,null,null,null,"ジェネリンク",{"$f":"U18","v":0},"kW",20,"千円/kW",0,{"$f":"AB26*AD26-(AB26*AD26*AF26)","v":0},"千円"]
["【グラフ（平日・電力）】",null,null,null,null,"【グラフ（平日・冷暖房）】",null,null,null,null,null,"【グラフ（平日・給湯）】",null,null,null,null,null,null,"補機(冷)",null,{"$f":"SUM(DB!B131,DB!B142,DB!B143)","v":0},"kW/台","シートDBにて算出",null,null,null,"冷温水器",{"$f":"MAX(U24:U25)","v":0},"kW",18,"千円/kW",0,0,"千円"]
[null,null,null,null,null,null,null,null,null,null,null,null,null,null,null,null,null,null,"補機(温）",null,{"$f":"SUM(DB!B136,DB!B142,DB!B143)","v":0},"kW/台","シートDBにて算出",null,null,null,"ボイラ",{"$f":"U31","v":0},"kW",8,"千円/kW",0,0,"千円"]
[null,null,null,null,null,null,null,null,null,null,null,null,null,null,null,null,null,null,"吸収機器冷熱効率",null,1.4,"-",null,null,null,null,"冷温水ポンプ",{"$f":"DB!B115*詳細版!U20+SUM(DB!B131,DB!B136)*U26+DB!B152*U32","v":0},"kW",25,"千円/kW",0,0,"千円"]
[null,null,null,null,null,null,null,null,null,null,null,null,null,null,null,null,null,null,"吸収機器温熱効率",null,0.95,"-",null,null,null,null,"冷却塔",{"$f":"DB!B122*詳細版!U20+DB!B143*詳細版!U26","v":0},"kW",8,"千円/kW",0,0,"千円"]
[null,null,null,null,null,null,null,null,null,null,null,null,null,null,null,null,null,null,"ボイラ",null,{"$f":"C19/3.6*1.2","v":0},"kW","総容量",null,null,null,"受変電設備",{"$f":"C16-U5","v":0},"kVA",50,"千円/kVA",0,0,"千円"]
[null,null,null,null,null,null,null,null,null,null,null,null,null,null,null,null,null,null,"ボイラ台数",null,2,"台",null,null,null,"(土木)","地域導管",{"$f":"I6*(SUM(I4:I5)-1)","v":0},"m",1000,"千円/m",0,0,"千円"]
[null,null,null,null,null,null,null,null,null,null,null,null,null,null,null,null,null,null,"ボイラ効率",null,0.93,"-",null,null,null,"新設機器合計",null,null,null,null,null,null,{"$f":"SUM(AG25:AG32)","v":0},"千円"]
[null,null,null,null,null,null,null,null,null,null,null,null,null,null,null,null,null,null,"補機",null,{"$f":"DB!B147+DB!B152","v":0},"kW/台","シートDBにて算出",null,null,"従来機器\n(新設\n 建物分)","冷温水器",{"$f":"AC5","v":0},"kW",18,"千円/kW",0,0,"千円"]
[null,null,null,null,null,null,null,null,null,null,null,null,null,null,null,null,null,null,"◇その他設定",null,null,null,null,null,null,null,"ボイラ",{"$f":"AC7","v":0},"kW",8,"千円/kW",0,0,"千円"]
[null,null,null,null,null,null,null,null,null,null,null,null,null,null,null,null,null,null,"電力CO2排出係数",null,0.49299999999999999,"kg-CO2/kWh","関西電力2016年値(調整後)",null,null,null,"冷温水ポンプ",{"$f":"DB!B162*AC6+DB!B167*AC6+DB!B183*AC8","v":0},"kW",25,"千円/kW",0,0,"千円"]
[null,null,null,null,null,null,null,null,null,null,null,null,null,null,null,null,null,null,"都市ガスCO2排出係数",null,2.29,"kg-CO2/m3","Df2.29",null,null,null,"冷却塔",{"$f":"DB!B174*詳細版!AC6","v":0},"kW",8,"千円/kW",0,0,"千円"]
[null,null,null,null,null,null,null,null,null,null,null,null,null,null,null,null,null,null,"CGSメンテナンスコスト",null,3.5,"円/kWh",null,null,null,null,"非常用発電機",{"$f":"U5","v":0},"kW",100,"千円/kW",0,0,"千円"]
[null,null,null,null,null,null,null,null,null,null,null,null,null,null,null,null,null,null,"電力料金再エネ賦課金",null,2.64,"円/kWh","2018年1月時点（税込）",null,null,null,"受変電設備",{"$f":"C16","v":0},"kVA",50,"千円/kVA",0,0,"千円"]
[null,null,null,null,null,null,null,null,null,null,null,null,null,null,null,null,null,null,"電力燃料調整費",null,0.08,"円/kWh","2018年1月時点（税込）",null,null,"従来機器合計（新設建物分）",null,null,null,null,null,null,{"$f":"SUM(AG34:AG39)","v":0},"千円"]
[null,null,null,null,null,null,null,null,null,null,null,null,null,null,null,null,null,null,"自家発補給契約基本料金",null,1907,"円/kW","2017年8月1日実施（税込）"]
["◇月別（土曜）",null,null,null,null,null,null,null,null,null,null,null,null,null,null,null,null,null,"■従来システムエネルギー消費量"]
["用途","単位","1月","2月","3月","4月","5月","6月","7月","8月","9月","10月","11月","12月","合計",null,null,null,null,"購入電力量",null,null,"ガス使用量",null,null,"一次エネルギー消費量",null,null,"CO2排出量"]
["電力","MWh",{"$f":"DmYear!C72","v":0},{"$f":"DmYear!D72","v":0},{"$f":"DmYear!E72","v":0},{"$f":"DmYear!F72","v":0},{"$f":"DmYear!G72","v":0},{"$f":"DmYear!H72","v":0},{"$f":"DmYear!I72","v":0},{"$f":"DmYear!J72","v":0},{"$f":"DmYear!K72","v":0},{"$f":"DmYear!L72","v":0},{"$f":"DmYear!M72","v":0},{"$f":"DmYear!N72","v":0},{"$f":"DmYear!O72","v":0},null,null,null,null,"需要分","補機分","合計","冷温水器","ボイラ","合計","電力","ガス","合計","電力","ガス","合計"]
["冷房","GJ",{"$f":"DmYear!C73","v":0},{"$f":"DmYear!D73","v":0},{"$f":"DmYear!E73","v":0},{"$f":"DmYear!F73","v":0},{"$f":"DmYear!G73","v":0},{"$f":"DmYear!H73","v":0},{"$f":"DmYear!I73","v":0},{"$f":"DmYear!J73","v":0},{"$f":"DmYear!K73","v":0},{"$f":"DmYear!L73","v":0},{"$f":"DmYear!M73","v":0},{"$f":"DmYear!N73","v":0},{"$f":"DmYear!O73","v":0},null,null,null,null,"MWh/年","MWh/年","MWh/年","千m3/年","千m3/年","千m3/年","GJ/年","GJ/年","GJ/年","t-CO2/年","t-CO2/年","t-CO2/年"]
["暖房","GJ",{"$f":"DmYear!C74","v":0},{"$f":"DmYear!D74","v":0},{"$f":"DmYear!E74","v":0},{"$f":"DmYear!F74","v":0},{"$f":"DmYear!G74","v":0},{"$f":"DmYear!H74","v":0},{"$f":"DmYear!I74","v":0},{"$f":"DmYear!J74","v":0},{"$f":"DmYear!K74","v":0},{"$f":"DmYear!L74","v":0},{"$f":"DmYear!M74","v":0},{"$f":"DmYear!N74","v":0},{"$f":"DmYear!O74","v":0},null,null,null,"新設",{"$f":"SUM(SysOld!N419,SysOld!AC419,SysOld!AR419)-SUM(SysOld!N329,SysOld!AC329,SysOld!AR329,SysOld!N359,SysOld!AC359,SysOld!AR359,SysOld!N389,SysOld!AC389,SysOld!AR389)","v":0},{"$f":"SUM(SysOld!N329,SysOld!AC329,SysOld!AR329,SysOld!N359,SysOld!AC359,SysOld!AR359,SysOld!N389,SysOld!AC389,SysOld!AR389)","v":0},{"$f":"SUM(T46:U46)","v":0},{"$f":"SUM(SysOld!N179,SysOld!AC179,SysOld!AR179,SysOld!N239,SysOld!AC239,SysOld!AR239)*3.6/40.6","v":0},{"$f":"SUM(SysOld!N299,SysOld!AC299,SysOld!AR299)*3.6/40.6","v":0},{"$f":"SUM(W46:X46)","v":0},{"$f":"V46*9.76","v":0},{"$f":"Y46*45","v":0},{"$f":"SUM(Z46:AA46)","v":0},{"$f":"V46*$U$36","v":0},{"$f":"Y46*$U$37","v":0},{"$f":"SUM(AC46:AD46)","v":0}]
["給湯","GJ",{"$f":"DmYear!C75","v":0},{"$f":"DmYear!D75","v":0},{"$f":"DmYear!E75","v":0},{"$f":"DmYear!F75","v":0},{"$f":"DmYear!G75","v":0},{"$f":"DmYear!H75","v":0},{"$f":"DmYear!I75","v":0},{"$f":"DmYear!J75","v":0},{"$f":"DmYear!K75","v":0},{"$f":"DmYear!L75","v":0},{"$f":"DmYear!M75","v":0},{"$f":"DmYear!N75","v":0},{"$f":"DmYear!O75","v":0},null,null,null,"既設",{"$f":"SUM(SysOld!BI419,SysOld!BX419,SysOld!CM419)-SUM(SysOld!BI329,SysOld!BX329,SysOld!CM329,SysOld!BI359,SysOld!BX359,SysOld!CM359,SysOld!BI389,SysOld!BX389,SysOld!CM389)","v":0},{"$f":"SUM(SysOld!BI329,SysOld!BX329,SysOld!CM329,SysOld!BI359,SysOld!BX359,SysOld!CM359,SysOld!BI389,SysOld!BX389,SysOld!CM389)","v":0},{"$f":"SUM(T47:U47)","v":0},{"$f":"SUM(SysOld!BI179,SysOld!BX179,SysOld!CM179,SysOld!BI239,SysOld!BX239,SysOld!CM239)*3.6/40.6","v":0},{"$f":"SUM(SysOld!BI299,SysOld!BX299,SysOld!CM299)*3.6/40.6","v":0},{"$f":"SUM(W47:X47)","v":0},{"$f":"V47*9.76","v":0},{"$f":"Y47*45","v":0},{"$f":"SUM(Z47:AA47)","v":0},{"$f":"V47*$U$36","v":0},{"$f":"Y47*$U$37","v":0},0]
["【グラフ（土曜・電力）】",null,null,null,null,"【グラフ（土曜・冷暖房）】",null,null,null,null,null,"【グラフ（土曜・給湯）】",null,null,null,null,null,null,"エリア",{"$f":"SUM(T46:T47)","v":0},{"$f":"SUM(U46:U47)","v":0},{"$f":"SUM(T48:U48)","v":0},{"$f":"SUM(W46:W47)","v":0},{"$f":"SUM(X46:X47)","v":0},{"$f":"SUM(W48:X48)","v":0},{"$f":"SUM(Z46:Z47)","v":0},{"$f":"SUM(AA46:AA47)","v":0},{"$f":"SUM(Z48:AA48)","v":0},{"$f":"SUM(AC46:AC47)","v":0},{"$f":"SUM(AD46:AD47)","v":0},{"$f":"SUM(AC48:AD48)","v":0}]
[null,null,null,null,null,null,null,null,null,null,null,null,null,null,null,null,null,null,{"$f":"\"■新規システムエネルギー消費量\"","v":"■新規システムエネルギー消費量"}]
[null,null,null,null,null,null,null,null,null,null,null,null,null,null,null,null,null,null,null,"電力",null,null,null,"ガス使用量",null,null,null,null,"一次エネルギー消費量",null,null,"CO2排出量"]
[null,null,null,null,null,null,null,null,null,null,null,null,null,null,null,null,null,null,null,"需要","CGS発電量","補機分","購入電力","CGS","ジェネリンク","冷温水器","ボイラ","合計","電力","ガス","合計","電力","ガス","合計"]
[null,null,null,null,null,null,null,null,null,null,null,null,null,null,null,null,null,null,null,"MWh/年","MWh/年","MWh/年","MWh/年","千m3/年","千m3/年","千m3/年","千m3/年","千m3/年","GJ/年","GJ/年","GJ/年","t-CO2/年","t-CO2/年","t-CO2/年"]
[null,null,null,null,null,null,null,null,null,null,null,null,null,null,null,null,null,null,"新設",{"$f":"SUM(SysNew!N29,SysNew!AC29,SysNew!AR29)","v":0},{"$f":"SUM(SysNew!N179,SysNew!AC179,SysNew!AR179)","v":0},{"$f":"SUM(SysNew!N299,SysNew!AC299,SysNew!AR299,SysNew!N929,SysNew!AC929,SysNew!AR929,SysNew!N1019,SysNew!AC1019,SysNew!AR1019,SysNew!N1109,SysNew!AC1109,SysNew!AR1109,SysNew!N1199,SysNew!AC1199,SysNew!AR1199,SysNew!N1981,SysNew!AC1981,SysNew!AR1981)","v":0},{"$f":"SUM(SysNew!N1379,SysNew!AC1379,SysNew!AR1379)","v":0},{"$f":"SUM(SysNew!N359,SysNew!AC359,SysNew!AR359)*3.6/40.6","v":0},{"$f":"SUM(SysNew!N1229,SysNew!AC1229,SysNew!AR1229,SysNew!N1289,SysNew!AC1289,SysNew!AR1289)*3.6/40.6","v":0},{"$f":"SUM(SysNew!N1259,SysNew!AC1259,SysNew!AR1259,SysNew!N1319,SysNew!AC1319,SysNew!AR1319)*3.6/40.6","v":0},{"$f":"SUM(SysNew!N1349,SysNew!AC1349,SysNew!AR1349)*3.6/40.6","v":0},{"$f":"SUM(X53:AA53)","v":0},{"$f":"W53*9.76","v":0},{"$f":"AB53*45","v":0},{"$f":"SUM(AC53:AD53)","v":0},{"$f":"W53*U36","v":0},{"$f":"AB53*U37","v":0},{"$f":"SUM(AF53:AG53)","v":0}]
[null,null,null,null,null,null,null,null,null,null,null,null,null,null,null,null,null,null,"既設",{"$f":"SUM(SysNew!N1531,SysNew!AC1531,SysNew!AR1531)","v":0},null,{"$f":"SUM(SysNew!N2161,SysNew!AC2161,SysNew!AR2161,SysNew!N2251,SysNew!AC2251,SysNew!AR2251,SysNew!N2341,SysNew!AC2341,SysNew!AR2341)","v":0},{"$f":"SUM(SysNew!N2461,SysNew!AC2461,SysNew!AR2461)","v":0},null,null,{"$f":"SUM(SysNew!N2371,SysNew!AC2371,SysNew!AR2371,SysNew!N2401,SysNew!AC2401,SysNew!AR2401)*3.6/40.6","v":0},{"$f":"SUM(SysNew!N2431,SysNew!AC2431,SysNew!AR2431)*3.6/40.6","v":0},{"$f":"SUM(X54:AA54)","v":0},{"$f":"W54*9.76","v":0},{"$f":"AB54*45","v":0},{"$f":"SUM(AC54:AD54)","v":0},{"$f":"W54*U36","v":0},{"$f":"AB54*U37","v":0},{"$f":"SUM(AF54:AG54)","v":0}]
[null,null,null,null,null,null,null,null,null,null,null,null,null,null,null,null,null,null,"エリア",{"$f":"SUM(T53:T54)","v":0},{"$f":"SUM(U53:U54)","v":0},{"$f":"SUM(V53:V54)","v":0},0,0,0,0,{"$f":"SUM(AA53:AA54)","v":0},{"$f":"SUM(AB53:AB54)","v":0},0,0,0,0,0,0]
[null,null,null,null,null,null,null,null,null,null,null,null,null,null,null,null,null,null,null,"熱需要","排熱",null,null,null,null,null,null,"削減量",{"$f":"(Z48-AC55)","v":0},{"$f":"(AA48-AD55)","v":0},{"$f":"(AB48-AE55)","v":0},{"$f":"(AC48-AF55)","v":0},{"$f":"(AD48-AG55)","v":0},{"$f":"(AE48-AH55)","v":0}]
[null,null,null,null,null,null,null,null,null,null,null,null,null,null,null,null,null,null,null,null,"回収量","新設利用","融通利用","損失･余剰","利用率","寄与率",null,"削減率",{"$f":"(Z48-AC55)/Z48","v":{"$error":"#DIV/0!"}},{"$error":"#DIV/0!"},{"$error":"#DIV/0!"},{"$error":"#DIV/0!"},{"$error":"#DIV/0!"},{"$error":"#DIV/0!"}]
[null,null,null,null,null,null,null,null,null,null,null,null,null,null,null,null,null,null,null,"GJ/年","GJ/年","GJ/年","GJ/年","GJ/年","%","%",null,null,null,null,null,null,null,null,null,null,"グラフ用"]
[null,null,null,null,null,null,null,null,null,null,null,null,null,null,null,null,null,null,"熱利用",{"$f":"SUM(M17:M19)","v":0},{"$f":"SUM(SysNew!N389,SysNew!AC389,SysNew!AR389)*3.6","v":0},{"$f":"SUM(SysNew!N659,SysNew!AC659,SysNew!AR659)*3.6","v":0},{"$f":"SUM(SysNew!N1861,SysNew!AC1861,SysNew!AR1861)*3.6","v":0},{"$f":"U59-SUM(V59:W59)","v":0},{"$f":"SUM(V59:W59)/U59*100","v":{"$error":"#DIV/0!"}},{"$f":"SUM(V59:W59)/T59*100","v":{"$error":"#DIV/0!"}},null,null,null,null,null,null,null,null,null,null,null,"エネルギー消費量","削減量"]
[null,null,null,null,null,null,null,null,null,null,null,null,null,null,null,null,null,null,"◇一次エネルギー消費量削減効果グラフ",null,null,null,null,null,null,null,"◇CO2排出量削減効果グラフ",null,null,null,null,null,null,null,null,null,"従来",{"$f":"AB48","v":0}]
[null,null,null,null,null,null,null,null,null,null,null,null,null,null,null,null,null,null,null,null,null,null,null,null,null,null,null,null,null,null,null,null,null,null,null,null,"新規",{"$f":"AE55","v":0},{"$f":"AL60-AL61","v":0}]
[null,null,null,null,null,null,null,null,null,null,null,null,null,null,null,null,null,null,null,null,null,null,null,null,null,null,null,null,null,null,null,null,null,null,null,null,null,"CO2排出量","削減量"]
["◇月別（休日）",null,null,null,null,null,null,null,null,null,null,null,null,null,null,null,null,null,null,null,null,null,null,null,null,null,null,null,null,null,null,null,null,null,null,null,"従来",{"$f":"AE48","v":0}]
["用途","単位","1月","2月","3月","4月","5月","6月","7月","8月","9月","10月","11月","12月","合計",null,null,null,null,null,null,null,null,null,null,null,null,null,null,null,null,null,null,null,null,null,"新規",{"$f":"AH55","v":0},{"$f":"AL63-AL64","v":0}]
["電力","MWh",{"$f":"DmYear!C78","v":0},{"$f":"DmYear!D78","v":0},{"$f":"DmYear!E78","v":0},{"$f":"DmYear!F78","v":0},{"$f":"DmYear!G78","v":0},{"$f":"DmYear!H78","v":0},{"$f":"DmYear!I78","v":0},{"$f":"DmYear!J78","v":0},{"$f":"DmYear!K78","v":0},{"$f":"DmYear!L78","v":0},{"$f":"DmYear!M78","v":0},{"$f":"DmYear!N78","v":0},{"$f":"DmYear!O78","v":0}]
["冷房","GJ",{"$f":"DmYear!C79","v":0},{"$f":"DmYear!D79","v":0},{"$f":"DmYear!E79","v":0},{"$f":"DmYear!F79","v":0},{"$f":"DmYear!G79","v":0},{"$f":"DmYear!H79","v":0},{"$f":"DmYear!I79","v":0},{"$f":"DmYear!J79","v":0},{"$f":"DmYear!K79","v":0},{"$f":"DmYear!L79","v":0},{"$f":"DmYear!M79","v":0},{"$f":"DmYear!N79","v":0},{"$f":"DmYear!O79","v":0}]
["暖房","GJ",{"$f":"DmYear!C80","v":0},{"$f":"DmYear!D80","v":0},{"$f":"DmYear!E80","v":0},{"$f":"DmYear!F80","v":0},{"$f":"DmYear!G80","v":0},{"$f":"DmYear!H80","v":0},{"$f":"DmYear!I80","v":0},{"$f":"DmYear!J80","v":0},{"$f":"DmYear!K80","v":0},{"$f":"DmYear!L80","v":0},{"$f":"DmYear!M80","v":0},{"$f":"DmYear!N80","v":0},{"$f":"DmYear!O80","v":0}]
["給湯","GJ",{"$f":"DmYear!C81","v":0},{"$f":"DmYear!D81","v":0},{"$f":"DmYear!E81","v":0},{"$f":"DmYear!F81","v":0},{"$f":"DmYear!G81","v":0},{"$f":"DmYear!H81","v":0},{"$f":"DmYear!I81","v":0},{"$f":"DmYear!J81","v":0},{"$f":"DmYear!K81","v":0},{"$f":"DmYear!L81","v":0},{"$f":"DmYear!M81","v":0},{"$f":"DmYear!N81","v":0},{"$f":"DmYear!O81","v":0}]
["【グラフ（休日・電力）】",null,null,null,null,"【グラフ（休日・冷暖房）】",null,null,null,null,null,"【グラフ（休日・給湯）】",null,null,null,null,null,null,"■ランニングコスト削減効果",null,null,null,null,null,null,null,"◇エネルギーコスト削減及び投資額増分グラフ",null,null,null,null,null,null,null,null,null,"グラフ用"]
[null,null,null,null,null,null,null,null,null,null,null,null,null,null,null,null,null,null,null,"従来",null,null,"新規",null,null,null,null,null,null,null,null,null,null,null,null,null,null,"エネルギーコスト","削減量"]
[null,null,null,null,null,null,null,null,null,null,null,null,null,null,null,null,null,null,null,"電力","都市ガス","合計","電力","都市ガス","その他","合計",null,null,null,null,null,null,null,null,null,null,"従来",{"$f":"V75","v":0}]
[null,null,null,null,null,null,null,null,null,null,null,null,null,null,null,null,null,null,null,"千円/年","千円/年","千円/年","千円/年","千円/年","千円/年","千円/年",null,null,null,null,null,null,null,null,null,null,"新規",{"$f":"Z75","v":0},{"$f":"AL71-AL72","v":0}]
[null,null,null,null,null,null,null,null,null,null,null,null,null,null,null,null,null,null,"新設",{"$f":"MIN(SysOld!E466,SysOld!E480)/1000","v":0},{"$f":"$AD$21*Y46","v":0},{"$f":"SUM(T73:U73)","v":0},{"$f":"MIN(SysNew!F1407,SysNew!F1437)/1000","v":0},{"$f":"$AD$22*AB53","v":0},{"$f":"U38*U53+(DB!B381/1000*12)","v":0},{"$f":"SUM(W73:Y73)","v":0}]
[null,null,null,null,null,null,null,null,null,null,null,null,null,null,null,null,null,null,"既設",{"$f":"MIN(SysOld!AZ466,SysOld!AZ480)/1000","v":0},{"$f":"$AD$21*Y47","v":0},{"$f":"SUM(T74:U74)","v":0},{"$f":"MIN(SysNew!E2508,SysNew!E2522)/1000","v":0},{"$f":"$AD$21*AB54","v":0},"-",{"$f":"SUM(W74:Y74)","v":0}]
[null,null,null,null,null,null,null,null,null,null,null,null,null,null,null,null,null,null,"エリア",{"$f":"SUM(T73:T74)","v":0},{"$f":"SUM(U73:U74)","v":0},{"$f":"SUM(T75:U75)","v":0},{"$f":"SUM(W73:W74)","v":0},{"$f":"SUM(X73:X74)","v":0},{"$f":"SUM(Y73:Y74)","v":0},{"$f":"SUM(W75:Y75)","v":0}]
[null,null,null,null,null,null,null,null,null,null,null,null,null,null,null,null,null,null,null,null,null,"削減量",{"$f":"T75-W75","v":0},{"$f":"U75-X75","v":0},"-",{"$f":"V75-Z75","v":0}]
[null,null,null,null,null,null,null,null,null,null,null,null,null,null,null,null,null,null,null,null,null,"削減率",{"$f":"W76/T75","v":{"$error":"#DIV/0!"}},{"$f":"X76/U75","v":{"$error":"#DIV/0!"}},"-",{"$f":"Z76/V75","v":{"$error":"#DIV/0!"}},null,null,null,null,null,null,null,null,null,null,"グラフ用"]
[null,null,null,null,null,null,null,null,null,null,null,null,null,null,null,null,null,null,null,null,null,null,null,null,null,null,null,null,null,null,null,null,null,null,null,null,null,"投資額","増加額"]
[null,null,null,null,null,null,null,null,null,null,null,null,null,null,null,null,null,null,"■単純投資回収年数",null,null,null,null,null,null,"補助金",null,null,null,null,null,null,null,null,null,null,"従来",{"$f":"Y80","v":0}]
[null,null,null,null,null,null,null,null,null,null,null,null,null,null,null,null,null,null,"従来システム投資額",null,null,null,null,"千円",{"$f":"AG40","v":0},{"$f":"(AB25*AD25*AF25)+(AB26*AD26*AF26)+(AB27*AD27*AF27)+(AB28*AD28*AF28)+(AB29*AD29*AF29)+(AB30*AD30*AF30)+(AB31*AD31*AF31)+(AB32*AD32*AF32)","v":0},null,null,null,null,null,null,null,null,null,null,"新規",{"$f":"AL79","v":0},{"$f":"Y82","v":0}]
[null,null,null,null,null,null,null,null,null,null,null,null,null,null,null,null,null,null,"新設システム投資額",null,null,null,null,"千円",{"$f":"AG33","v":0},{"$f":"(AB34*AD34*AF34)+(AB35*AD35*AF35)+(AB36*AD36*AF36)+(AB37*AD37*AF37)+(AB38*AD38*AF38)+(AB39*AD39*AF39)","v":0}]
[null,null,null,null,null,null,null,null,null,null,null,null,null,null,null,null,null,null,"投資額増分",null,null,null,null,"千円",{"$f":"Y81-Y80","v":0}]
[null,null,null,null,null,null,null,null,null,null,null,null,null,null,null,null,null,null,"ランニングコスト削減分による単純投資回収年数",null,null,null,null,"年",{"$f":"IF(Y81<Y80,\"従来より安価\",IF(Y82/Z76<0,\"回収不可能\",Y82/Z76))","v":{"$error":"#DIV/0!"}}]

{"sheet":"DmYear","index":2,"n_rows":81,"n_cols":19,"rows_kept":81,"cut":false,"hidden":true,"merged":[]}
["年間・月別エネルギー需要算定結果",null,null,null,null,null,null,null,null,null,null,null,null,null,null,"大阪市環境局　　　"]
["新設建物（電力・熱融通エリア）"]
["■最大需要",null,null,null,null,null,null,null,"■年間需要"]
["用途","単位","病院","ホテル","事務所","商業","その他","建物最大","用途","単位","病院","ホテル","事務所","商業","その他","合計"]
["電力","kW",{"$f":"詳細版!$B$5*Unit!$C$4/1000","v":0},{"$f":"詳細版!$B$6*Unit!$C$153/1000","v":0},{"$f":"詳細版!$B$7*Unit!$C$303/1000","v":0},{"$f":"詳細版!$B$8*Unit!$C$453/1000","v":0},{"$f":"詳細版!$B$9*Unit!$C$603/1000","v":0},{"$f":"MAX(DmTimely!AW782:BH805,DmTimely!BL782:BW805,DmTimely!CA782:CL805)","v":0},"電力","MWh",{"$f":"詳細版!$B$5*Unit!$F$4/1000","v":0},{"$f":"詳細版!$B$6*Unit!$F$153/1000","v":0},{"$f":"詳細版!$B$7*Unit!$F$303/1000","v":0},{"$f":"詳細版!$B$8*Unit!$F$453/1000","v":0},{"$f":"詳細版!$B$9*Unit!$F$603/1000","v":0},{"$f":"SUM(K5:O5)","v":0}]
["冷房","MJ",{"$f":"詳細版!$B$5*Unit!$C$5/1000","v":0},{"$f":"詳細版!$B$6*Unit!$C$154/1000","v":0},{"$f":"詳細版!$B$7*Unit!$C$304/1000","v":0},{"$f":"詳細版!$B$8*Unit!$C$454/1000","v":0},{"$f":"詳細版!$B$9*Unit!$C$604/1000","v":0},{"$f":"MAX(DmTimely!AW812:BH835,DmTimely!BL812:BW835,DmTimely!CA812:CL835)","v":0},"冷房","GJ",{"$f":"詳細版!$B$5*Unit!$F$5/1000","v":0},{"$f":"詳細版!$B$6*Unit!$F$154/1000","v":0},{"$f":"詳細版!$B$7*Unit!$F$304/1000","v":0},{"$f":"詳細版!$B$8*Unit!$F$454/1000","v":0},{"$f":"詳細版!$B$9*Unit!$F$604/1000","v":0},{"$f":"SUM(K6:O6)","v":0}]
["暖房","MJ",{"$f":"詳細版!$B$5*Unit!$C$6/1000","v":0},{"$f":"詳細版!$B$6*Unit!$C$155/1000","v":0},{"$f":"詳細版!$B$7*Unit!$C$305/1000","v":0},{"$f":"詳細版!$B$8*Unit!$C$455/1000","v":0},{"$f":"詳細版!$B$9*Unit!$C$605/1000","v":0},{"$f":"MAX(DmTimely!AW842:BH865,DmTimely!BL842:BW865,DmTimely!CA842:CL865)","v":0},"暖房","GJ",{"$f":"詳細版!$B$5*Unit!$F$6/1000","v":0},{"$f":"詳細版!$B$6*Unit!$F$155/1000","v":0},{"$f":"詳細版!$B$7*Unit!$F$305/1000","v":0},{"$f":"詳細版!$B$8*Unit!$F$455/1000","v":0},{"$f":"詳細版!$B$9*Unit!$F$605/1000","v":0},0]
["給湯","MJ",{"$f":"詳細版!$B$5*Unit!$C$7/1000","v":0},{"$f":"詳細版!$B$6*Unit!$C$156/1000","v":0},{"$f":"詳細版!$B$7*Unit!$C$306/1000","v":0},{"$f":"詳細版!$B$8*Unit!$C$456/1000","v":0},{"$f":"詳細版!$B$9*Unit!$C$606/1000","v":0},{"$f":"MAX(DmTimely!AW872:BH895,DmTimely!BL872:BW895,DmTimely!CA872:CL895)","v":0},"給湯","GJ",{"$f":"詳細版!$B$5*Unit!$F$7/1000","v":0},{"$f":"詳細版!$B$6*Unit!$F$156/1000","v":0},{"$f":"詳細版!$B$7*Unit!$F$306/1000","v":0},{"$f":"詳細版!$B$8*Unit!$F$456/1000","v":0},{"$f":"詳細版!$B$9*Unit!$F$606/1000","v":0},0]
[]
["■月別（平日）"]
["用途","単位","1月","2月","3月","4月","5月","6月","7月","8月","9月","10月","11月","12月","合計"]
["電力","MWh",{"$f":"$K$5*(Unit!C12/100)+$L$5*(Unit!C162/100)+$M$5*(Unit!C312/100)+$N$5*(Unit!C462/100)+$O$5*(Unit!C612/100)","v":0},{"$f":"$K$5*(Unit!D12/100)+$L$5*(Unit!D162/100)+$M$5*(Unit!D312/100)+$N$5*(Unit!D462/100)+$O$5*(Unit!D612/100)","v":0},{"$f":"$K$5*(Unit!E12/100)+$L$5*(Unit!E162/100)+$M$5*(Unit!E312/100)+$N$5*(Unit!E462/100)+$O$5*(Unit!E612/100)","v":0},{"$f":"$K$5*(Unit!F12/100)+$L$5*(Unit!F162/100)+$M$5*(Unit!F312/100)+$N$5*(Unit!F462/100)+$O$5*(Unit!F612/100)","v":0},{"$f":"$K$5*(Unit!G12/100)+$L$5*(Unit!G162/100)+$M$5*(Unit!G312/100)+$N$5*(Unit!G462/100)+$O$5*(Unit!G612/100)","v":0},{"$f":"$K$5*(Unit!H12/100)+$L$5*(Unit!H162/100)+$M$5*(Unit!H312/100)+$N$5*(Unit!H462/100)+$O$5*(Unit!H612/100)","v":0},{"$f":"$K$5*(Unit!I12/100)+$L$5*(Unit!I162/100)+$M$5*(Unit!I312/100)+$N$5*(Unit!I462/100)+$O$5*(Unit!I612/100)","v":0},{"$f":"$K$5*(Unit!J12/100)+$L$5*(Unit!J162/100)+$M$5*(Unit!J312/100)+$N$5*(Unit!J462/100)+$O$5*(Unit!J612/100)","v":0},{"$f":"$K$5*(Unit!K12/100)+$L$5*(Unit!K162/100)+$M$5*(Unit!K312/100)+$N$5*(Unit!K462/100)+$O$5*(Unit!K612/100)","v":0},{"$f":"$K$5*(Unit!L12/100)+$L$5*(Unit!L162/100)+$M$5*(Unit!L312/100)+$N$5*(Unit!L462/100)+$O$5*(Unit!L612/100)","v":0},{"$f":"$K$5*(Unit!M12/100)+$L$5*(Unit!M162/100)+$M$5*(Unit!M312/100)+$N$5*(Unit!M462/100)+$O$5*(Unit!M612/100)","v":0},{"$f":"$K$5*(Unit!N12/100)+$L$5*(Unit!N162/100)+$M$5*(Unit!N312/100)+$N$5*(Unit!N462/100)+$O$5*(Unit!N612/100)","v":0},{"$f":"SUM(C12:N12)","v":0}]
["冷房","GJ",{"$f":"$K$6*(Unit!C16/100)+$L$6*(Unit!C166/100)+$M$6*(Unit!C316/100)+$N$6*(Unit!C466/100)+$O$6*(Unit!C616/100)","v":0},{"$f":"$K$6*(Unit!D16/100)+$L$6*(Unit!D166/100)+$M$6*(Unit!D316/100)+$N$6*(Unit!D466/100)+$O$6*(Unit!D616/100)","v":0},{"$f":"$K$6*(Unit!E16/100)+$L$6*(Unit!E166/100)+$M$6*(Unit!E316/100)+$N$6*(Unit!E466/100)+$O$6*(Unit!E616/100)","v":0},{"$f":"$K$6*(Unit!F16/100)+$L$6*(Unit!F166/100)+$M$6*(Unit!F316/100)+$N$6*(Unit!F466/100)+$O$6*(Unit!F616/100)","v":0},{"$f":"$K$6*(Unit!G16/100)+$L$6*(Unit!G166/100)+$M$6*(Unit!G316/100)+$N$6*(Unit!G466/100)+$O$6*(Unit!G616/100)","v":0},{"$f":"$K$6*(Unit!H16/100)+$L$6*(Unit!H166/100)+$M$6*(Unit!H316/100)+$N$6*(Unit!H466/100)+$O$6*(Unit!H616/100)","v":0},{"$f":"$K$6*(Unit!I16/100)+$L$6*(Unit!I166/100)+$M$6*(Unit!I316/100)+$N$6*(Unit!I466/100)+$O$6*(Unit!I616/100)","v":0},{"$f":"$K$6*(Unit!J16/100)+$L$6*(Unit!J166/100)+$M$6*(Unit!J316/100)+$N$6*(Unit!J466/100)+$O$6*(Unit!J616/100)","v":0},{"$f":"$K$6*(Unit!K16/100)+$L$6*(Unit!K166/100)+$M$6*(Unit!K316/100)+$N$6*(Unit!K466/100)+$O$6*(Unit!K616/100)","v":0},{"$f":"$K$6*(Unit!L16/100)+$L$6*(Unit!L166/100)+$M$6*(Unit!L316/100)+$N$6*(Unit!L466/100)+$O$6*(Unit!L616/100)","v":0},{"$f":"$K$6*(Unit!M16/100)+$L$6*(Unit!M166/100)+$M$6*(Unit!M316/100)+$N$6*(Unit!M466/100)+$O$6*(Unit!M616/100)","v":0},{"$f":"$K$6*(Unit!N16/100)+$L$6*(Unit!N166/100)+$M$6*(Unit!N316/100)+$N$6*(Unit!N466/100)+$O$6*(Unit!N616/100)","v":0},{"$f":"SUM(C13:N13)","v":0},null,null,null,"冷房（新設）"]
["暖房","GJ",{"$f":"$K$7*(Unit!C20/100)+$L$7*(Unit!C170/100)+$M$7*(Unit!C320/100)+$N$7*(Unit!C470/100)+$O$7*(Unit!C620/100)","v":0},{"$f":"$K$7*(Unit!D20/100)+$L$7*(Unit!D170/100)+$M$7*(Unit!D320/100)+$N$7*(Unit!D470/100)+$O$7*(Unit!D620/100)","v":0},{"$f":"$K$7*(Unit!E20/100)+$L$7*(Unit!E170/100)+$M$7*(Unit!E320/100)+$N$7*(Unit!E470/100)+$O$7*(Unit!E620/100)","v":0},{"$f":"$K$7*(Unit!F20/100)+$L$7*(Unit!F170/100)+$M$7*(Unit!F320/100)+$N$7*(Unit!F470/100)+$O$7*(Unit!F620/100)","v":0},{"$f":"$K$7*(Unit!G20/100)+$L$7*(Unit!G170/100)+$M$7*(Unit!G320/100)+$N$7*(Unit!G470/100)+$O$7*(Unit!G620/100)","v":0},{"$f":"$K$7*(Unit!H20/100)+$L$7*(Unit!H170/100)+$M$7*(Unit!H320/100)+$N$7*(Unit!H470/100)+$O$7*(Unit!H620/100)","v":0},{"$f":"$K$7*(Unit!I20/100)+$L$7*(Unit!I170/100)+$M$7*(Unit!I320/100)+$N$7*(Unit!I470/100)+$O$7*(Unit!I620/100)","v":0},{"$f":"$K$7*(Unit!J20/100)+$L$7*(Unit!J170/100)+$M$7*(Unit!J320/100)+$N$7*(Unit!J470/100)+$O$7*(Unit!J620/100)","v":0},{"$f":"$K$7*(Unit!K20/100)+$L$7*(Unit!K170/100)+$M$7*(Unit!K320/100)+$N$7*(Unit!K470/100)+$O$7*(Unit!K620/100)","v":0},{"$f":"$K$7*(Unit!L20/100)+$L$7*(Unit!L170/100)+$M$7*(Unit!L320/100)+$N$7*(Unit!L470/100)+$O$7*(Unit!L620/100)","v":0},{"$f":"$K$7*(Unit!M20/100)+$L$7*(Unit!M170/100)+$M$7*(Unit!M320/100)+$N$7*(Unit!M470/100)+$O$7*(Unit!M620/100)","v":0},{"$f":"$K$7*(Unit!N20/100)+$L$7*(Unit!N170/100)+$M$7*(Unit!N320/100)+$N$7*(Unit!N470/100)+$O$7*(Unit!N620/100)","v":0},0,null,null,null,"暖房（新設）"]
["給湯","GJ",{"$f":"$K$8*(Unit!C24/100)+$L$8*(Unit!C174/100)+$M$8*(Unit!C324/100)+$N$8*(Unit!C474/100)+$O$8*(Unit!C624/100)","v":0},{"$f":"$K$8*(Unit!D24/100)+$L$8*(Unit!D174/100)+$M$8*(Unit!D324/100)+$N$8*(Unit!D474/100)+$O$8*(Unit!D624/100)","v":0},{"$f":"$K$8*(Unit!E24/100)+$L$8*(Unit!E174/100)+$M$8*(Unit!E324/100)+$N$8*(Unit!E474/100)+$O$8*(Unit!E624/100)","v":0},{"$f":"$K$8*(Unit!F24/100)+$L$8*(Unit!F174/100)+$M$8*(Unit!F324/100)+$N$8*(Unit!F474/100)+$O$8*(Unit!F624/100)","v":0},{"$f":"$K$8*(Unit!G24/100)+$L$8*(Unit!G174/100)+$M$8*(Unit!G324/100)+$N$8*(Unit!G474/100)+$O$8*(Unit!G624/100)","v":0},{"$f":"$K$8*(Unit!H24/100)+$L$8*(Unit!H174/100)+$M$8*(Unit!H324/100)+$N$8*(Unit!H474/100)+$O$8*(Unit!H624/100)","v":0},{"$f":"$K$8*(Unit!I24/100)+$L$8*(Unit!I174/100)+$M$8*(Unit!I324/100)+$N$8*(Unit!I474/100)+$O$8*(Unit!I624/100)","v":0},{"$f":"$K$8*(Unit!J24/100)+$L$8*(Unit!J174/100)+$M$8*(Unit!J324/100)+$N$8*(Unit!J474/100)+$O$8*(Unit!J624/100)","v":0},{"$f":"$K$8*(Unit!K24/100)+$L$8*(Unit!K174/100)+$M$8*(Unit!K324/100)+$N$8*(Unit!K474/100)+$O$8*(Unit!K624/100)","v":0},{"$f":"$K$8*(Unit!L24/100)+$L$8*(Unit!L174/100)+$M$8*(Unit!L324/100)+$N$8*(Unit!L474/100)+$O$8*(Unit!L624/100)","v":0},{"$f":"$K$8*(Unit!M24/100)+$L$8*(Unit!M174/100)+$M$8*(Unit!M324/100)+$N$8*(Unit!M474/100)+$O$8*(Unit!M624/100)","v":0},{"$f":"$K$8*(Unit!N24/100)+$L$8*(Unit!N174/100)+$M$8*(Unit!N324/100)+$N$8*(Unit!N474/100)+$O$8*(Unit!N624/100)","v":0},0]
["■月別（土曜）"]
["用途","単位","1月","2月","3月","4月","5月","6月","7月","8月","9月","10月","11月","12月","合計"]
["電力","MWh",{"$f":"$K$5*(Unit!C13/100)+$L$5*(Unit!C163/100)+$M$5*(Unit!C313/100)+$N$5*(Unit!C463/100)+$O$5*(Unit!C613/100)","v":0},{"$f":"$K$5*(Unit!D13/100)+$L$5*(Unit!D163/100)+$M$5*(Unit!D313/100)+$N$5*(Unit!D463/100)+$O$5*(Unit!D613/100)","v":0},{"$f":"$K$5*(Unit!E13/100)+$L$5*(Unit!E163/100)+$M$5*(Unit!E313/100)+$N$5*(Unit!E463/100)+$O$5*(Unit!E613/100)","v":0},{"$f":"$K$5*(Unit!F13/100)+$L$5*(Unit!F163/100)+$M$5*(Unit!F313/100)+$N$5*(Unit!F463/100)+$O$5*(Unit!F613/100)","v":0},{"$f":"$K$5*(Unit!G13/100)+$L$5*(Unit!G163/100)+$M$5*(Unit!G313/100)+$N$5*(Unit!G463/100)+$O$5*(Unit!G613/100)","v":0},{"$f":"$K$5*(Unit!H13/100)+$L$5*(Unit!H163/100)+$M$5*(Unit!H313/100)+$N$5*(Unit!H463/100)+$O$5*(Unit!H613/100)","v":0},{"$f":"$K$5*(Unit!I13/100)+$L$5*(Unit!I163/100)+$M$5*(Unit!I313/100)+$N$5*(Unit!I463/100)+$O$5*(Unit!I613/100)","v":0},{"$f":"$K$5*(Unit!J13/100)+$L$5*(Unit!J163/100)+$M$5*(Unit!J313/100)+$N$5*(Unit!J463/100)+$O$5*(Unit!J613/100)","v":0},{"$f":"$K$5*(Unit!K13/100)+$L$5*(Unit!K163/100)+$M$5*(Unit!K313/100)+$N$5*(Unit!K463/100)+$O$5*(Unit!K613/100)","v":0},{"$f":"$K$5*(Unit!L13/100)+$L$5*(Unit!L163/100)+$M$5*(Unit!L313/100)+$N$5*(Unit!L463/100)+$O$5*(Unit!L613/100)","v":0},{"$f":"$K$5*(Unit!M13/100)+$L$5*(Unit!M163/100)+$M$5*(Unit!M313/100)+$N$5*(Unit!M463/100)+$O$5*(Unit!M613/100)","v":0},{"$f":"$K$5*(Unit!N13/100)+$L$5*(Unit!N163/100)+$M$5*(Unit!N313/100)+$N$5*(Unit!N463/100)+$O$5*(Unit!N613/100)","v":0},{"$f":"SUM(C18:N18)","v":0}]
["冷房","GJ",{"$f":"$K$6*(Unit!C17/100)+$L$6*(Unit!C167/100)+$M$6*(Unit!C317/100)+$N$6*(Unit!C467/100)+$O$6*(Unit!C617/100)","v":0},{"$f":"$K$6*(Unit!D17/100)+$L$6*(Unit!D167/100)+$M$6*(Unit!D317/100)+$N$6*(Unit!D467/100)+$O$6*(Unit!D617/100)","v":0},{"$f":"$K$6*(Unit!E17/100)+$L$6*(Unit!E167/100)+$M$6*(Unit!E317/100)+$N$6*(Unit!E467/100)+$O$6*(Unit!E617/100)","v":0},{"$f":"$K$6*(Unit!F17/100)+$L$6*(Unit!F167/100)+$M$6*(Unit!F317/100)+$N$6*(Unit!F467/100)+$O$6*(Unit!F617/100)","v":0},{"$f":"$K$6*(Unit!G17/100)+$L$6*(Unit!G167/100)+$M$6*(Unit!G317/100)+$N$6*(Unit!G467/100)+$O$6*(Unit!G617/100)","v":0},{"$f":"$K$6*(Unit!H17/100)+$L$6*(Unit!H167/100)+$M$6*(Unit!H317/100)+$N$6*(Unit!H467/100)+$O$6*(Unit!H617/100)","v":0},{"$f":"$K$6*(Unit!I17/100)+$L$6*(Unit!I167/100)+$M$6*(Unit!I317/100)+$N$6*(Unit!I467/100)+$O$6*(Unit!I617/100)","v":0},{"$f":"$K$6*(Unit!J17/100)+$L$6*(Unit!J167/100)+$M$6*(Unit!J317/100)+$N$6*(Unit!J467/100)+$O$6*(Unit!J617/100)","v":0},{"$f":"$K$6*(Unit!K17/100)+$L$6*(Unit!K167/100)+$M$6*(Unit!K317/100)+$N$6*(Unit!K467/100)+$O$6*(Unit!K617/100)","v":0},{"$f":"$K$6*(Unit!L17/100)+$L$6*(Unit!L167/100)+$M$6*(Unit!L317/100)+$N$6*(Unit!L467/100)+$O$6*(Unit!L617/100)","v":0},{"$f":"$K$6*(Unit!M17/100)+$L$6*(Unit!M167/100)+$M$6*(Unit!M317/100)+$N$6*(Unit!M467/100)+$O$6*(Unit!M617/100)","v":0},{"$f":"$K$6*(Unit!N17/100)+$L$6*(Unit!N167/100)+$M$6*(Unit!N317/100)+$N$6*(Unit!N467/100)+$O$6*(Unit!N617/100)","v":0},{"$f":"SUM(C19:N19)","v":0},null,null,null,"冷房（新設）"]
["暖房","GJ",{"$f":"$K$7*(Unit!C21/100)+$L$7*(Unit!C171/100)+$M$7*(Unit!C321/100)+$N$7*(Unit!C471/100)+$O$7*(Unit!C621/100)","v":0},{"$f":"$K$7*(Unit!D21/100)+$L$7*(Unit!D171/100)+$M$7*(Unit!D321/100)+$N$7*(Unit!D471/100)+$O$7*(Unit!D621/100)","v":0},{"$f":"$K$7*(Unit!E21/100)+$L$7*(Unit!E171/100)+$M$7*(Unit!E321/100)+$N$7*(Unit!E471/100)+$O$7*(Unit!E621/100)","v":0},{"$f":"$K$7*(Unit!F21/100)+$L$7*(Unit!F171/100)+$M$7*(Unit!F321/100)+$N$7*(Unit!F471/100)+$O$7*(Unit!F621/100)","v":0},{"$f":"$K$7*(Unit!G21/100)+$L$7*(Unit!G171/100)+$M$7*(Unit!G321/100)+$N$7*(Unit!G471/100)+$O$7*(Unit!G621/100)","v":0},{"$f":"$K$7*(Unit!H21/100)+$L$7*(Unit!H171/100)+$M$7*(Unit!H321/100)+$N$7*(Unit!H471/100)+$O$7*(Unit!H621/100)","v":0},{"$f":"$K$7*(Unit!I21/100)+$L$7*(Unit!I171/100)+$M$7*(Unit!I321/100)+$N$7*(Unit!I471/100)+$O$7*(Unit!I621/100)","v":0},{"$f":"$K$7*(Unit!J21/100)+$L$7*(Unit!J171/100)+$M$7*(Unit!J321/100)+$N$7*(Unit!J471/100)+$O$7*(Unit!J621/100)","v":0},{"$f":"$K$7*(Unit!K21/100)+$L$7*(Unit!K171/100)+$M$7*(Unit!K321/100)+$N$7*(Unit!K471/100)+$O$7*(Unit!K621/100)","v":0},{"$f":"$K$7*(Unit!L21/100)+$L$7*(Unit!L171/100)+$M$7*(Unit!L321/100)+$N$7*(Unit!L471/100)+$O$7*(Unit!L621/100)","v":0},{"$f":"$K$7*(Unit!M21/100)+$L$7*(Unit!M171/100)+$M$7*(Unit!M321/100)+$N$7*(Unit!M471/100)+$O$7*(Unit!M621/100)","v":0},{"$f":"$K$7*(Unit!N21/100)+$L$7*(Unit!N171/100)+$M$7*(Unit!N321/100)+$N$7*(Unit!N471/100)+$O$7*(Unit!N621/100)","v":0},0,null,null,null,"暖房（新設）"]
["給湯","GJ",{"$f":"$K$8*(Unit!C25/100)+$L$8*(Unit!C175/100)+$M$8*(Unit!C325/100)+$N$8*(Unit!C475/100)+$O$8*(Unit!C625/100)","v":0},{"$f":"$K$8*(Unit!D25/100)+$L$8*(Unit!D175/100)+$M$8*(Unit!D325/100)+$N$8*(Unit!D475/100)+$O$8*(Unit!D625/100)","v":0},{"$f":"$K$8*(Unit!E25/100)+$L$8*(Unit!E175/100)+$M$8*(Unit!E325/100)+$N$8*(Unit!E475/100)+$O$8*(Unit!E625/100)","v":0},{"$f":"$K$8*(Unit!F25/100)+$L$8*(Unit!F175/100)+$M$8*(Unit!F325/100)+$N$8*(Unit!F475/100)+$O$8*(Unit!F625/100)","v":0},{"$f":"$K$8*(Unit!G25/100)+$L$8*(Unit!G175/100)+$M$8*(Unit!G325/100)+$N$8*(Unit!G475/100)+$O$8*(Unit!G625/100)","v":0},{"$f":"$K$8*(Unit!H25/100)+$L$8*(Unit!H175/100)+$M$8*(Unit!H325/100)+$N$8*(Unit!H475/100)+$O$8*(Unit!H625/100)","v":0},{"$f":"$K$8*(Unit!I25/100)+$L$8*(Unit!I175/100)+$M$8*(Unit!I325/100)+$N$8*(Unit!I475/100)+$O$8*(Unit!I625/100)","v":0},{"$f":"$K$8*(Unit!J25/100)+$L$8*(Unit!J175/100)+$M$8*(Unit!J325/100)+$N$8*(Unit!J475/100)+$O$8*(Unit!J625/100)","v":0},{"$f":"$K$8*(Unit!K25/100)+$L$8*(Unit!K175/100)+$M$8*(Unit!K325/100)+$N$8*(Unit!K475/100)+$O$8*(Unit!K625/100)","v":0},{"$f":"$K$8*(Unit!L25/100)+$L$8*(Unit!L175/100)+$M$8*(Unit!L325/100)+$N$8*(Unit!L475/100)+$O$8*(Unit!L625/100)","v":0},{"$f":"$K$8*(Unit!M25/100)+$L$8*(Unit!M175/100)+$M$8*(Unit!M325/100)+$N$8*(Unit!M475/100)+$O$8*(Unit!M625/100)","v":0},{"$f":"$K$8*(Unit!N25/100)+$L$8*(Unit!N175/100)+$M$8*(Unit!N325/100)+$N$8*(Unit!N475/100)+$O$8*(Unit!N625/100)","v":0},0]
["■月別（休日）"]
["用途","単位","1月","2月","3月","4月","5月","6月","7月","8月","9月","10月","11月","12月","合計"]
["電力","MWh",{"$f":"$K$5*(Unit!C14/100)+$L$5*(Unit!C164/100)+$M$5*(Unit!C314/100)+$N$5*(Unit!C464/100)+$O$5*(Unit!C614/100)","v":0},{"$f":"$K$5*(Unit!D14/100)+$L$5*(Unit!D164/100)+$M$5*(Unit!D314/100)+$N$5*(Unit!D464/100)+$O$5*(Unit!D614/100)","v":0},{"$f":"$K$5*(Unit!E14/100)+$L$5*(Unit!E164/100)+$M$5*(Unit!E314/100)+$N$5*(Unit!E464/100)+$O$5*(Unit!E614/100)","v":0},{"$f":"$K$5*(Unit!F14/100)+$L$5*(Unit!F164/100)+$M$5*(Unit!F314/100)+$N$5*(Unit!F464/100)+$O$5*(Unit!F614/100)","v":0},{"$f":"$K$5*(Unit!G14/100)+$L$5*(Unit!G164/100)+$M$5*(Unit!G314/100)+$N$5*(Unit!G464/100)+$O$5*(Unit!G614/100)","v":0},{"$f":"$K$5*(Unit!H14/100)+$L$5*(Unit!H164/100)+$M$5*(Unit!H314/100)+$N$5*(Unit!H464/100)+$O$5*(Unit!H614/100)","v":0},{"$f":"$K$5*(Unit!I14/100)+$L$5*(Unit!I164/100)+$M$5*(Unit!I314/100)+$N$5*(Unit!I464/100)+$O$5*(Unit!I614/100)","v":0},{"$f":"$K$5*(Unit!J14/100)+$L$5*(Unit!J164/100)+$M$5*(Unit!J314/100)+$N$5*(Unit!J464/100)+$O$5*(Unit!J614/100)","v":0},{"$f":"$K$5*(Unit!K14/100)+$L$5*(Unit!K164/100)+$M$5*(Unit!K314/100)+$N$5*(Unit!K464/100)+$O$5*(Unit!K614/100)","v":0},{"$f":"$K$5*(Unit!L14/100)+$L$5*(Unit!L164/100)+$M$5*(Unit!L314/100)+$N$5*(Unit!L464/100)+$O$5*(Unit!L614/100)","v":0},{"$f":"$K$5*(Unit!M14/100)+$L$5*(Unit!M164/100)+$M$5*(Unit!M314/100)+$N$5*(Unit!M464/100)+$O$5*(Unit!M614/100)","v":0},{"$f":"$K$5*(Unit!N14/100)+$L$5*(Unit!N164/100)+$M$5*(Unit!N314/100)+$N$5*(Unit!N464/100)+$O$5*(Unit!N614/100)","v":0},{"$f":"SUM(C24:N24)","v":0}]
["冷房","GJ",{"$f":"$K$6*(Unit!C18/100)+$L$6*(Unit!C168/100)+$M$6*(Unit!C318/100)+$N$6*(Unit!C468/100)+$O$6*(Unit!C618/100)","v":0},{"$f":"$K$6*(Unit!D18/100)+$L$6*(Unit!D168/100)+$M$6*(Unit!D318/100)+$N$6*(Unit!D468/100)+$O$6*(Unit!D618/100)","v":0},{"$f":"$K$6*(Unit!E18/100)+$L$6*(Unit!E168/100)+$M$6*(Unit!E318/100)+$N$6*(Unit!E468/100)+$O$6*(Unit!E618/100)","v":0},{"$f":"$K$6*(Unit!F18/100)+$L$6*(Unit!F168/100)+$M$6*(Unit!F318/100)+$N$6*(Unit!F468/100)+$O$6*(Unit!F618/100)","v":0},{"$f":"$K$6*(Unit!G18/100)+$L$6*(Unit!G168/100)+$M$6*(Unit!G318/100)+$N$6*(Unit!G468/100)+$O$6*(Unit!G618/100)","v":0},{"$f":"$K$6*(Unit!H18/100)+$L$6*(Unit!H168/100)+$M$6*(Unit!H318/100)+$N$6*(Unit!H468/100)+$O$6*(Unit!H618/100)","v":0},{"$f":"$K$6*(Unit!I18/100)+$L$6*(Unit!I168/100)+$M$6*(Unit!I318/100)+$N$6*(Unit!I468/100)+$O$6*(Unit!I618/100)","v":0},{"$f":"$K$6*(Unit!J18/100)+$L$6*(Unit!J168/100)+$M$6*(Unit!J318/100)+$N$6*(Unit!J468/100)+$O$6*(Unit!J618/100)","v":0},{"$f":"$K$6*(Unit!K18/100)+$L$6*(Unit!K168/100)+$M$6*(Unit!K318/100)+$N$6*(Unit!K468/100)+$O$6*(Unit!K618/100)","v":0},{"$f":"$K$6*(Unit!L18/100)+$L$6*(Unit!L168/100)+$M$6*(Unit!L318/100)+$N$6*(Unit!L468/100)+$O$6*(Unit!L618/100)","v":0},{"$f":"$K$6*(Unit!M18/100)+$L$6*(Unit!M168/100)+$M$6*(Unit!M318/100)+$N$6*(Unit!M468/100)+$O$6*(Unit!M618/100)","v":0},{"$f":"$K$6*(Unit!N18/100)+$L$6*(Unit!N168/100)+$M$6*(Unit!N318/100)+$N$6*(Unit!N468/100)+$O$6*(Unit!N618/100)","v":0},{"$f":"SUM(C25:N25)","v":0},null,null,null,"冷房（新設）"]
["暖房","GJ",{"$f":"$K$7*(Unit!C22/100)+$L$7*(Unit!C172/100)+$M$7*(Unit!C322/100)+$N$7*(Unit!C472/100)+$O$7*(Unit!C622/100)","v":0},{"$f":"$K$7*(Unit!D22/100)+$L$7*(Unit!D172/100)+$M$7*(Unit!D322/100)+$N$7*(Unit!D472/100)+$O$7*(Unit!D622/100)","v":0},{"$f":"$K$7*(Unit!E22/100)+$L$7*(Unit!E172/100)+$M$7*(Unit!E322/100)+$N$7*(Unit!E472/100)+$O$7*(Unit!E622/100)","v":0},{"$f":"$K$7*(Unit!F22/100)+$L$7*(Unit!F172/100)+$M$7*(Unit!F322/100)+$N$7*(Unit!F472/100)+$O$7*(Unit!F622/100)","v":0},{"$f":"$K$7*(Unit!G22/100)+$L$7*(Unit!G172/100)+$M$7*(Unit!G322/100)+$N$7*(Unit!G472/100)+$O$7*(Unit!G622/100)","v":0},{"$f":"$K$7*(Unit!H22/100)+$L$7*(Unit!H172/100)+$M$7*(Unit!H322/100)+$N$7*(Unit!H472/100)+$O$7*(Unit!H622/100)","v":0},{"$f":"$K$7*(Unit!I22/100)+$L$7*(Unit!I172/100)+$M$7*(Unit!I322/100)+$N$7*(Unit!I472/100)+$O$7*(Unit!I622/100)","v":0},{"$f":"$K$7*(Unit!J22/100)+$L$7*(Unit!J172/100)+$M$7*(Unit!J322/100)+$N$7*(Unit!J472/100)+$O$7*(Unit!J622/100)","v":0},{"$f":"$K$7*(Unit!K22/100)+$L$7*(Unit!K172/100)+$M$7*(Unit!K322/100)+$N$7*(Unit!K472/100)+$O$7*(Unit!K622/100)","v":0},{"$f":"$K$7*(Unit!L22/100)+$L$7*(Unit!L172/100)+$M$7*(Unit!L322/100)+$N$7*(Unit!L472/100)+$O$7*(Unit!L622/100)","v":0},{"$f":"$K$7*(Unit!M22/100)+$L$7*(Unit!M172/100)+$M$7*(Unit!M322/100)+$N$7*(Unit!M472/100)+$O$7*(Unit!M622/100)","v":0},{"$f":"$K$7*(Unit!N22/100)+$L$7*(Unit!N172/100)+$M$7*(Unit!N322/100)+$N$7*(Unit!N472/100)+$O$7*(Unit!N622/100)","v":0},0,null,null,null,"暖房（新設）"]
["給湯","GJ",{"$f":"$K$8*(Unit!C26/100)+$L$8*(Unit!C176/100)+$M$8*(Unit!C326/100)+$N$8*(Unit!C476/100)+$O$8*(Unit!C626/100)","v":0},{"$f":"$K$8*(Unit!D26/100)+$L$8*(Unit!D176/100)+$M$8*(Unit!D326/100)+$N$8*(Unit!D476/100)+$O$8*(Unit!D626/100)","v":0},{"$f":"$K$8*(Unit!E26/100)+$L$8*(Unit!E176/100)+$M$8*(Unit!E326/100)+$N$8*(Unit!E476/100)+$O$8*(Unit!E626/100)","v":0},{"$f":"$K$8*(Unit!F26/100)+$L$8*(Unit!F176/100)+$M$8*(Unit!F326/100)+$N$8*(Unit!F476/100)+$O$8*(Unit!F626/100)","v":0},{"$f":"$K$8*(Unit!G26/100)+$L$8*(Unit!G176/100)+$M$8*(Unit!G326/100)+$N$8*(Unit!G476/100)+$O$8*(Unit!G626/100)","v":0},{"$f":"$K$8*(Unit!H26/100)+$L$8*(Unit!H176/100)+$M$8*(Unit!H326/100)+$N$8*(Unit!H476/100)+$O$8*(Unit!H626/100)","v":0},{"$f":"$K$8*(Unit!I26/100)+$L$8*(Unit!I176/100)+$M$8*(Unit!I326/100)+$N$8*(Unit!I476/100)+$O$8*(Unit!I626/100)","v":0},{"$f":"$K$8*(Unit!J26/100)+$L$8*(Unit!J176/100)+$M$8*(Unit!J326/100)+$N$8*(Unit!J476/100)+$O$8*(Unit!J626/100)","v":0},{"$f":"$K$8*(Unit!K26/100)+$L$8*(Unit!K176/100)+$M$8*(Unit!K326/100)+$N$8*(Unit!K476/100)+$O$8*(Unit!K626/100)","v":0},{"$f":"$K$8*(Unit!L26/100)+$L$8*(Unit!L176/100)+$M$8*(Unit!L326/100)+$N$8*(Unit!L476/100)+$O$8*(Unit!L626/100)","v":0},{"$f":"$K$8*(Unit!M26/100)+$L$8*(Unit!M176/100)+$M$8*(Unit!M326/100)+$N$8*(Unit!M476/100)+$O$8*(Unit!M626/100)","v":0},{"$f":"$K$8*(Unit!N26/100)+$L$8*(Unit!N176/100)+$M$8*(Unit!N326/100)+$N$8*(Unit!N476/100)+$O$8*(Unit!N626/100)","v":0},0]
[]
["既設建物（熱融通エリア）"]
["■最大需要",null,null,null,null,null,null,null,"■年間需要"]
["用途","単位","病院","ホテル","事務所","商業","その他","建物最大","用途","単位","病院","ホテル","事務所","商業","その他","合計"]
["電力","kW",{"$f":"詳細版!$C$5*Unit!$C$4/1000","v":0},{"$f":"詳細版!$C$6*Unit!$C$153/1000","v":0},{"$f":"詳細版!$C$7*Unit!$C$303/1000","v":0},{"$f":"詳細版!$C$8*Unit!$C$453/1000","v":0},{"$f":"詳細版!$C$9*Unit!$C$603/1000","v":0},{"$f":"MAX(DmTimely!EL782:EW805,DmTimely!FA782:FL805,DmTimely!FP782:GA805)","v":0},"電力","MWh",{"$f":"詳細版!$C$5*Unit!$F$4/1000","v":0},{"$f":"詳細版!$C$6*Unit!$F$153/1000","v":0},{"$f":"詳細版!$C$7*Unit!$F$303/1000","v":0},{"$f":"詳細版!$C$8*Unit!$F$453/1000","v":0},{"$f":"詳細版!$C$9*Unit!$F$603/1000","v":0},{"$f":"SUM(K32:O32)","v":0}]
["冷房","MJ",{"$f":"詳細版!$C$5*Unit!$C$5/1000","v":0},{"$f":"詳細版!$C$6*Unit!$C$154/1000","v":0},{"$f":"詳細版!$C$7*Unit!$C$304/1000","v":0},{"$f":"詳細版!$C$8*Unit!$C$454/1000","v":0},{"$f":"詳細版!$C$9*Unit!$C$604/1000","v":0},{"$f":"MAX(DmTimely!EL812:EW835,DmTimely!FA812:FL835,DmTimely!FP812:GA835)","v":0},"冷房","GJ",{"$f":"詳細版!$C$5*Unit!$F$5/1000","v":0},{"$f":"詳細版!$C$6*Unit!$F$154/1000","v":0},{"$f":"詳細版!$C$7*Unit!$F$304/1000","v":0},{"$f":"詳細版!$C$8*Unit!$F$454/1000","v":0},{"$f":"詳細版!$C$9*Unit!$F$604/1000","v":0},{"$f":"SUM(K33:O33)","v":0}]
["暖房","MJ",{"$f":"詳細版!$C$5*Unit!$C$6/1000","v":0},{"$f":"詳細版!$C$6*Unit!$C$155/1000","v":0},{"$f":"詳細版!$C$7*Unit!$C$305/1000","v":0},{"$f":"詳細版!$C$8*Unit!$C$455/1000","v":0},{"$f":"詳細版!$C$9*Unit!$C$605/1000","v":0},{"$f":"MAX(DmTimely!EL842:EW865,DmTimely!FA842:FL865,DmTimely!FP842:GA865)","v":0},"暖房","GJ",{"$f":"詳細版!$C$5*Unit!$F$6/1000","v":0},{"$f":"詳細版!$C$6*Unit!$F$155/1000","v":0},{"$f":"詳細版!$C$7*Unit!$F$305/1000","v":0},{"$f":"詳細版!$C$8*Unit!$F$455/1000","v":0},{"$f":"詳細版!$C$9*Unit!$F$605/1000","v":0},0]
["給湯","MJ",{"$f":"詳細版!$C$5*Unit!$C$7/1000","v":0},{"$f":"詳細版!$C$6*Unit!$C$156/1000","v":0},{"$f":"詳細版!$C$7*Unit!$C$306/1000","v":0},{"$f":"詳細版!$C$8*Unit!$C$456/1000","v":0},{"$f":"詳細版!$C$9*Unit!$C$606/1000","v":0},{"$f":"MAX(DmTimely!EL872:EW895,DmTimely!FA872:FL895,DmTimely!FP872:GA895)","v":0},"給湯","GJ",{"$f":"詳細版!$C$5*Unit!$F$7/1000","v":0},{"$f":"詳細版!$C$6*Unit!$F$156/1000","v":0},{"$f":"詳細版!$C$7*Unit!$F$306/1000","v":0},{"$f":"詳細版!$C$8*Unit!$F$456/1000","v":0},{"$f":"詳細版!$C$9*Unit!$F$606/1000","v":0},0]
[]
["■月別（平日）"]
["用途","単位","1月","2月","3月","4月","5月","6月","7月","8月","9月","10月","11月","12月","合計"]
["電力","MWh",{"$f":"$K$32*(Unit!C12/100)+$L$32*(Unit!C162/100)+$M$32*(Unit!C312/100)+$N$32*(Unit!C462/100)+$O$32*(Unit!C612/100)","v":0},{"$f":"$K$32*(Unit!D12/100)+$L$32*(Unit!D162/100)+$M$32*(Unit!D312/100)+$N$32*(Unit!D462/100)+$O$32*(Unit!D612/100)","v":0},{"$f":"$K$32*(Unit!E12/100)+$L$32*(Unit!E162/100)+$M$32*(Unit!E312/100)+$N$32*(Unit!E462/100)+$O$32*(Unit!E612/100)","v":0},{"$f":"$K$32*(Unit!F12/100)+$L$32*(Unit!F162/100)+$M$32*(Unit!F312/100)+$N$32*(Unit!F462/100)+$O$32*(Unit!F612/100)","v":0},{"$f":"$K$32*(Unit!G12/100)+$L$32*(Unit!G162/100)+$M$32*(Unit!G312/100)+$N$32*(Unit!G462/100)+$O$32*(Unit!G612/100)","v":0},{"$f":"$K$32*(Unit!H12/100)+$L$32*(Unit!H162/100)+$M$32*(Unit!H312/100)+$N$32*(Unit!H462/100)+$O$32*(Unit!H612/100)","v":0},{"$f":"$K$32*(Unit!I12/100)+$L$32*(Unit!I162/100)+$M$32*(Unit!I312/100)+$N$32*(Unit!I462/100)+$O$32*(Unit!I612/100)","v":0},{"$f":"$K$32*(Unit!J12/100)+$L$32*(Unit!J162/100)+$M$32*(Unit!J312/100)+$N$32*(Unit!J462/100)+$O$32*(Unit!J612/100)","v":0},{"$f":"$K$32*(Unit!K12/100)+$L$32*(Unit!K162/100)+$M$32*(Unit!K312/100)+$N$32*(Unit!K462/100)+$O$32*(Unit!K612/100)","v":0},{"$f":"$K$32*(Unit!L12/100)+$L$32*(Unit!L162/100)+$M$32*(Unit!L312/100)+$N$32*(Unit!L462/100)+$O$32*(Unit!L612/100)","v":0},{"$f":"$K$32*(Unit!M12/100)+$L$32*(Unit!M162/100)+$M$32*(Unit!M312/100)+$N$32*(Unit!M462/100)+$O$32*(Unit!M612/100)","v":0},{"$f":"$K$32*(Unit!N12/100)+$L$32*(Unit!N162/100)+$M$32*(Unit!N312/100)+$N$32*(Unit!N462/100)+$O$32*(Unit!N612/100)","v":0},{"$f":"SUM(C39:N39)","v":0}]
["冷房","GJ",{"$f":"$K$33*(Unit!C16/100)+$L$33*(Unit!C166/100)+$M$33*(Unit!C316/100)+$N$33*(Unit!C466/100)+$O$33*(Unit!C616/100)","v":0},{"$f":"$K$33*(Unit!D16/100)+$L$33*(Unit!D166/100)+$M$33*(Unit!D316/100)+$N$33*(Unit!D466/100)+$O$33*(Unit!D616/100)","v":0},{"$f":"$K$33*(Unit!E16/100)+$L$33*(Unit!E166/100)+$M$33*(Unit!E316/100)+$N$33*(Unit!E466/100)+$O$33*(Unit!E616/100)","v":0},{"$f":"$K$33*(Unit!F16/100)+$L$33*(Unit!F166/100)+$M$33*(Unit!F316/100)+$N$33*(Unit!F466/100)+$O$33*(Unit!F616/100)","v":0},{"$f":"$K$33*(Unit!G16/100)+$L$33*(Unit!G166/100)+$M$33*(Unit!G316/100)+$N$33*(Unit!G466/100)+$O$33*(Unit!G616/100)","v":0},{"$f":"$K$33*(Unit!H16/100)+$L$33*(Unit!H166/100)+$M$33*(Unit!H316/100)+$N$33*(Unit!H466/100)+$O$33*(Unit!H616/100)","v":0},{"$f":"$K$33*(Unit!I16/100)+$L$33*(Unit!I166/100)+$M$33*(Unit!I316/100)+$N$33*(Unit!I466/100)+$O$33*(Unit!I616/100)","v":0},{"$f":"$K$33*(Unit!J16/100)+$L$33*(Unit!J166/100)+$M$33*(Unit!J316/100)+$N$33*(Unit!J466/100)+$O$33*(Unit!J616/100)","v":0},{"$f":"$K$33*(Unit!K16/100)+$L$33*(Unit!K166/100)+$M$33*(Unit!K316/100)+$N$33*(Unit!K466/100)+$O$33*(Unit!K616/100)","v":0},{"$f":"$K$33*(Unit!L16/100)+$L$33*(Unit!L166/100)+$M$33*(Unit!L316/100)+$N$33*(Unit!L466/100)+$O$33*(Unit!L616/100)","v":0},{"$f":"$K$33*(Unit!M16/100)+$L$33*(Unit!M166/100)+$M$33*(Unit!M316/100)+$N$33*(Unit!M466/100)+$O$33*(Unit!M616/100)","v":0},{"$f":"$K$33*(Unit!N16/100)+$L$33*(Unit!N166/100)+$M$33*(Unit!N316/100)+$N$33*(Unit!N466/100)+$O$33*(Unit!N616/100)","v":0},{"$f":"SUM(C40:N40)","v":0},null,null,null,"冷房（既設）"]
["暖房","GJ",{"$f":"$K$34*(Unit!C20/100)+$L$34*(Unit!C170/100)+$M$34*(Unit!C320/100)+$N$34*(Unit!C470/100)+$O$34*(Unit!C620/100)","v":0},{"$f":"$K$34*(Unit!D20/100)+$L$34*(Unit!D170/100)+$M$34*(Unit!D320/100)+$N$34*(Unit!D470/100)+$O$34*(Unit!D620/100)","v":0},{"$f":"$K$34*(Unit!E20/100)+$L$34*(Unit!E170/100)+$M$34*(Unit!E320/100)+$N$34*(Unit!E470/100)+$O$34*(Unit!E620/100)","v":0},{"$f":"$K$34*(Unit!F20/100)+$L$34*(Unit!F170/100)+$M$34*(Unit!F320/100)+$N$34*(Unit!F470/100)+$O$34*(Unit!F620/100)","v":0},{"$f":"$K$34*(Unit!G20/100)+$L$34*(Unit!G170/100)+$M$34*(Unit!G320/100)+$N$34*(Unit!G470/100)+$O$34*(Unit!G620/100)","v":0},{"$f":"$K$34*(Unit!H20/100)+$L$34*(Unit!H170/100)+$M$34*(Unit!H320/100)+$N$34*(Unit!H470/100)+$O$34*(Unit!H620/100)","v":0},{"$f":"$K$34*(Unit!I20/100)+$L$34*(Unit!I170/100)+$M$34*(Unit!I320/100)+$N$34*(Unit!I470/100)+$O$34*(Unit!I620/100)","v":0},{"$f":"$K$34*(Unit!J20/100)+$L$34*(Unit!J170/100)+$M$34*(Unit!J320/100)+$N$34*(Unit!J470/100)+$O$34*(Unit!J620/100)","v":0},{"$f":"$K$34*(Unit!K20/100)+$L$34*(Unit!K170/100)+$M$34*(Unit!K320/100)+$N$34*(Unit!K470/100)+$O$34*(Unit!K620/100)","v":0},{"$f":"$K$34*(Unit!L20/100)+$L$34*(Unit!L170/100)+$M$34*(Unit!L320/100)+$N$34*(Unit!L470/100)+$O$34*(Unit!L620/100)","v":0},{"$f":"$K$34*(Unit!M20/100)+$L$34*(Unit!M170/100)+$M$34*(Unit!M320/100)+$N$34*(Unit!M470/100)+$O$34*(Unit!M620/100)","v":0},{"$f":"$K$34*(Unit!N20/100)+$L$34*(Unit!N170/100)+$M$34*(Unit!N320/100)+$N$34*(Unit!N470/100)+$O$34*(Unit!N620/100)","v":0},0,null,null,null,"暖房（既設）"]
["給湯","GJ",{"$f":"$K$35*(Unit!C24/100)+$L$35*(Unit!C174/100)+$M$35*(Unit!C324/100)+$N$35*(Unit!C474/100)+$O$35*(Unit!C624/100)","v":0},{"$f":"$K$35*(Unit!D24/100)+$L$35*(Unit!D174/100)+$M$35*(Unit!D324/100)+$N$35*(Unit!D474/100)+$O$35*(Unit!D624/100)","v":0},{"$f":"$K$35*(Unit!E24/100)+$L$35*(Unit!E174/100)+$M$35*(Unit!E324/100)+$N$35*(Unit!E474/100)+$O$35*(Unit!E624/100)","v":0},{"$f":"$K$35*(Unit!F24/100)+$L$35*(Unit!F174/100)+$M$35*(Unit!F324/100)+$N$35*(Unit!F474/100)+$O$35*(Unit!F624/100)","v":0},{"$f":"$K$35*(Unit!G24/100)+$L$35*(Unit!G174/100)+$M$35*(Unit!G324/100)+$N$35*(Unit!G474/100)+$O$35*(Unit!G624/100)","v":0},{"$f":"$K$35*(Unit!H24/100)+$L$35*(Unit!H174/100)+$M$35*(Unit!H324/100)+$N$35*(Unit!H474/100)+$O$35*(Unit!H624/100)","v":0},{"$f":"$K$35*(Unit!I24/100)+$L$35*(Unit!I174/100)+$M$35*(Unit!I324/100)+$N$35*(Unit!I474/100)+$O$35*(Unit!I624/100)","v":0},{"$f":"$K$35*(Unit!J24/100)+$L$35*(Unit!J174/100)+$M$35*(Unit!J324/100)+$N$35*(Unit!J474/100)+$O$35*(Unit!J624/100)","v":0},{"$f":"$K$35*(Unit!K24/100)+$L$35*(Unit!K174/100)+$M$35*(Unit!K324/100)+$N$35*(Unit!K474/100)+$O$35*(Unit!K624/100)","v":0},{"$f":"$K$35*(Unit!L24/100)+$L$35*(Unit!L174/100)+$M$35*(Unit!L324/100)+$N$35*(Unit!L474/100)+$O$35*(Unit!L624/100)","v":0},{"$f":"$K$35*(Unit!M24/100)+$L$35*(Unit!M174/100)+$M$35*(Unit!M324/100)+$N$35*(Unit!M474/100)+$O$35*(Unit!M624/100)","v":0},{"$f":"$K$35*(Unit!N24/100)+$L$35*(Unit!N174/100)+$M$35*(Unit!N324/100)+$N$35*(Unit!N474/100)+$O$35*(Unit!N624/100)","v":0},0]
["■月別（土曜）"]
["用途","単位","1月","2月","3月","4月","5月","6月","7月","8月","9月","10月","11月","12月","合計"]
["電力","MWh",{"$f":"$K$32*(Unit!C13/100)+$L$32*(Unit!C163/100)+$M$32*(Unit!C313/100)+$N$32*(Unit!C463/100)+$O$32*(Unit!C613/100)","v":0},{"$f":"$K$32*(Unit!D13/100)+$L$32*(Unit!D163/100)+$M$32*(Unit!D313/100)+$N$32*(Unit!D463/100)+$O$32*(Unit!D613/100)","v":0},{"$f":"$K$32*(Unit!E13/100)+$L$32*(Unit!E163/100)+$M$32*(Unit!E313/100)+$N$32*(Unit!E463/100)+$O$32*(Unit!E613/100)","v":0},{"$f":"$K$32*(Unit!F13/100)+$L$32*(Unit!F163/100)+$M$32*(Unit!F313/100)+$N$32*(Unit!F463/100)+$O$32*(Unit!F613/100)","v":0},{"$f":"$K$32*(Unit!G13/100)+$L$32*(Unit!G163/100)+$M$32*(Unit!G313/100)+$N$32*(Unit!G463/100)+$O$32*(Unit!G613/100)","v":0},{"$f":"$K$32*(Unit!H13/100)+$L$32*(Unit!H163/100)+$M$32*(Unit!H313/100)+$N$32*(Unit!H463/100)+$O$32*(Unit!H613/100)","v":0},{"$f":"$K$32*(Unit!I13/100)+$L$32*(Unit!I163/100)+$M$32*(Unit!I313/100)+$N$32*(Unit!I463/100)+$O$32*(Unit!I613/100)","v":0},{"$f":"$K$32*(Unit!J13/100)+$L$32*(Unit!J163/100)+$M$32*(Unit!J313/100)+$N$32*(Unit!J463/100)+$O$32*(Unit!J613/100)","v":0},{"$f":"$K$32*(Unit!K13/100)+$L$32*(Unit!K163/100)+$M$32*(Unit!K313/100)+$N$32*(Unit!K463/100)+$O$32*(Unit!K613/100)","v":0},{"$f":"$K$32*(Unit!L13/100)+$L$32*(Unit!L163/100)+$M$32*(Unit!L313/100)+$N$32*(Unit!L463/100)+$O$32*(Unit!L613/100)","v":0},{"$f":"$K$32*(Unit!M13/100)+$L$32*(Unit!M163/100)+$M$32*(Unit!M313/100)+$N$32*(Unit!M463/100)+$O$32*(Unit!M613/100)","v":0},{"$f":"$K$32*(Unit!N13/100)+$L$32*(Unit!N163/100)+$M$32*(Unit!N313/100)+$N$32*(Unit!N463/100)+$O$32*(Unit!N613/100)","v":0},{"$f":"SUM(C45:N45)","v":0}]
["冷房","GJ",{"$f":"$K$33*(Unit!C17/100)+$L$33*(Unit!C167/100)+$M$33*(Unit!C317/100)+$N$33*(Unit!C467/100)+$O$33*(Unit!C617/100)","v":0},{"$f":"$K$33*(Unit!D17/100)+$L$33*(Unit!D167/100)+$M$33*(Unit!D317/100)+$N$33*(Unit!D467/100)+$O$33*(Unit!D617/100)","v":0},{"$f":"$K$33*(Unit!E17/100)+$L$33*(Unit!E167/100)+$M$33*(Unit!E317/100)+$N$33*(Unit!E467/100)+$O$33*(Unit!E617/100)","v":0},{"$f":"$K$33*(Unit!F17/100)+$L$33*(Unit!F167/100)+$M$33*(Unit!F317/100)+$N$33*(Unit!F467/100)+$O$33*(Unit!F617/100)","v":0},{"$f":"$K$33*(Unit!G17/100)+$L$33*(Unit!G167/100)+$M$33*(Unit!G317/100)+$N$33*(Unit!G467/100)+$O$33*(Unit!G617/100)","v":0},{"$f":"$K$33*(Unit!H17/100)+$L$33*(Unit!H167/100)+$M$33*(Unit!H317/100)+$N$33*(Unit!H467/100)+$O$33*(Unit!H617/100)","v":0},{"$f":"$K$33*(Unit!I17/100)+$L$33*(Unit!I167/100)+$M$33*(Unit!I317/100)+$N$33*(Unit!I467/100)+$O$33*(Unit!I617/100)","v":0},{"$f":"$K$33*(Unit!J17/100)+$L$33*(Unit!J167/100)+$M$33*(Unit!J317/100)+$N$33*(Unit!J467/100)+$O$33*(Unit!J617/100)","v":0},{"$f":"$K$33*(Unit!K17/100)+$L$33*(Unit!K167/100)+$M$33*(Unit!K317/100)+$N$33*(Unit!K467/100)+$O$33*(Unit!K617/100)","v":0},{"$f":"$K$33*(Unit!L17/100)+$L$33*(Unit!L167/100)+$M$33*(Unit!L317/100)+$N$33*(Unit!L467/100)+$O$33*(Unit!L617/100)","v":0},{"$f":"$K$33*(Unit!M17/100)+$L$33*(Unit!M167/100)+$M$33*(Unit!M317/100)+$N$33*(Unit!M467/100)+$O$33*(Unit!M617/100)","v":0},{"$f":"$K$33*(Unit!N17/100)+$L$33*(Unit!N167/100)+$M$33*(Unit!N317/100)+$N$33*(Unit!N467/100)+$O$33*(Unit!N617/100)","v":0},{"$f":"SUM(C46:N46)","v":0},null,null,null,"冷房（既設）"]
["暖房","GJ",{"$f":"$K$34*(Unit!C21/100)+$L$34*(Unit!C171/100)+$M$34*(Unit!C321/100)+$N$34*(Unit!C471/100)+$O$34*(Unit!C621/100)","v":0},{"$f":"$K$34*(Unit!D21/100)+$L$34*(Unit!D171/100)+$M$34*(Unit!D321/100)+$N$34*(Unit!D471/100)+$O$34*(Unit!D621/100)","v":0},{"$f":"$K$34*(Unit!E21/100)+$L$34*(Unit!E171/100)+$M$34*(Unit!E321/100)+$N$34*(Unit!E471/100)+$O$34*(Unit!E621/100)","v":0},{"$f":"$K$34*(Unit!F21/100)+$L$34*(Unit!F171/100)+$M$34*(Unit!F321/100)+$N$34*(Unit!F471/100)+$O$34*(Unit!F621/100)","v":0},{"$f":"$K$34*(Unit!G21/100)+$L$34*(Unit!G171/100)+$M$34*(Unit!G321/100)+$N$34*(Unit!G471/100)+$O$34*(Unit!G621/100)","v":0},{"$f":"$K$34*(Unit!H21/100)+$L$34*(Unit!H171/100)+$M$34*(Unit!H321/100)+$N$34*(Unit!H471/100)+$O$34*(Unit!H621/100)","v":0},{"$f":"$K$34*(Unit!I21/100)+$L$34*(Unit!I171/100)+$M$34*(Unit!I321/100)+$N$34*(Unit!I471/100)+$O$34*(Unit!I621/100)","v":0},{"$f":"$K$34*(Unit!J21/100)+$L$34*(Unit!J171/100)+$M$34*(Unit!J321/100)+$N$34*(Unit!J471/100)+$O$34*(Unit!J621/100)","v":0},{"$f":"$K$34*(Unit!K21/100)+$L$34*(Unit!K171/100)+$M$34*(Unit!K321/100)+$N$34*(Unit!K471/100)+$O$34*(Unit!K621/100)","v":0},{"$f":"$K$34*(Unit!L21/100)+$L$34*(Unit!L171/100)+$M$34*(Unit!L321/100)+$N$34*(Unit!L471/100)+$O$34*(Unit!L621/100)","v":0},{"$f":"$K$34*(Unit!M21/100)+$L$34*(Unit!M171/100)+$M$34*(Unit!M321/100)+$N$34*(Unit!M471/100)+$O$34*(Unit!M621/100)","v":0},{"$f":"$K$34*(Unit!N21/100)+$L$34*(Unit!N171/100)+$M$34*(Unit!N321/100)+$N$34*(Unit!N471/100)+$O$34*(Unit!N621/100)","v":0},0,null,null,null,"暖房（既設）"]
["給湯","GJ",{"$f":"$K$35*(Unit!C25/100)+$L$35*(Unit!C175/100)+$M$35*(Unit!C325/100)+$N$35*(Unit!C475/100)+$O$35*(Unit!C625/100)","v":0},{"$f":"$K$35*(Unit!D25/100)+$L$35*(Unit!D175/100)+$M$35*(Unit!D325/100)+$N$35*(Unit!D475/100)+$O$35*(Unit!D625/100)","v":0},{"$f":"$K$35*(Unit!E25/100)+$L$35*(Unit!E175/100)+$M$35*(Unit!E325/100)+$N$35*(Unit!E475/100)+$O$35*(Unit!E625/100)","v":0},{"$f":"$K$35*(Unit!F25/100)+$L$35*(Unit!F175/100)+$M$35*(Unit!F325/100)+$N$35*(Unit!F475/100)+$O$35*(Unit!F625/100)","v":0},{"$f":"$K$35*(Unit!G25/100)+$L$35*(Unit!G175/100)+$M$35*(Unit!G325/100)+$N$35*(Unit!G475/100)+$O$35*(Unit!G625/100)","v":0},{"$f":"$K$35*(Unit!H25/100)+$L$35*(Unit!H175/100)+$M$35*(Unit!H325/100)+$N$35*(Unit!H475/100)+$O$35*(Unit!H625/100)","v":0},{"$f":"$K$35*(Unit!I25/100)+$L$35*(Unit!I175/100)+$M$35*(Unit!I325/100)+$N$35*(Unit!I475/100)+$O$35*(Unit!I625/100)","v":0},{"$f":"$K$35*(Unit!J25/100)+$L$35*(Unit!J175/100)+$M$35*(Unit!J325/100)+$N$35*(Unit!J475/100)+$O$35*(Unit!J625/100)","v":0},{"$f":"$K$35*(Unit!K25/100)+$L$35*(Unit!K175/100)+$M$35*(Unit!K325/100)+$N$35*(Unit!K475/100)+$O$35*(Unit!K625/100)","v":0},{"$f":"$K$35*(Unit!L25/100)+$L$35*(Unit!L175/100)+$M$35*(Unit!L325/100)+$N$35*(Unit!L475/100)+$O$35*(Unit!L625/100)","v":0},{"$f":"$K$35*(Unit!M25/100)+$L$35*(Unit!M175/100)+$M$35*(Unit!M325/100)+$N$35*(Unit!M475/100)+$O$35*(Unit!M625/100)","v":0},{"$f":"$K$35*(Unit!N25/100)+$L$35*(Unit!N175/100)+$M$35*(Unit!N325/100)+$N$35*(Unit!N475/100)+$O$35*(Unit!N625/100)","v":0},0]
["■月別（休日）"]
["用途","単位","1月","2月","3月","4月","5月","6月","7月","8月","9月","10月","11月","12月","合計"]
["電力","MWh",{"$f":"$K$32*(Unit!C14/100)+$L$32*(Unit!C164/100)+$M$32*(Unit!C314/100)+$N$32*(Unit!C464/100)+$O$32*(Unit!C614/100)","v":0},{"$f":"$K$32*(Unit!D14/100)+$L$32*(Unit!D164/100)+$M$32*(Unit!D314/100)+$N$32*(Unit!D464/100)+$O$32*(Unit!D614/100)","v":0},{"$f":"$K$32*(Unit!E14/100)+$L$32*(Unit!E164/100)+$M$32*(Unit!E314/100)+$N$32*(Unit!E464/100)+$O$32*(Unit!E614/100)","v":0},{"$f":"$K$32*(Unit!F14/100)+$L$32*(Unit!F164/100)+$M$32*(Unit!F314/100)+$N$32*(Unit!F464/100)+$O$32*(Unit!F614/100)","v":0},{"$f":"$K$32*(Unit!G14/100)+$L$32*(Unit!G164/100)+$M$32*(Unit!G314/100)+$N$32*(Unit!G464/100)+$O$32*(Unit!G614/100)","v":0},{"$f":"$K$32*(Unit!H14/100)+$L$32*(Unit!H164/100)+$M$32*(Unit!H314/100)+$N$32*(Unit!H464/100)+$O$32*(Unit!H614/100)","v":0},{"$f":"$K$32*(Unit!I14/100)+$L$32*(Unit!I164/100)+$M$32*(Unit!I314/100)+$N$32*(Unit!I464/100)+$O$32*(Unit!I614/100)","v":0},{"$f":"$K$32*(Unit!J14/100)+$L$32*(Unit!J164/100)+$M$32*(Unit!J314/100)+$N$32*(Unit!J464/100)+$O$32*(Unit!J614/100)","v":0},{"$f":"$K$32*(Unit!K14/100)+$L$32*(Unit!K164/100)+$M$32*(Unit!K314/100)+$N$32*(Unit!K464/100)+$O$32*(Unit!K614/100)","v":0},{"$f":"$K$32*(Unit!L14/100)+$L$32*(Unit!L164/100)+$M$32*(Unit!L314/100)+$N$32*(Unit!L464/100)+$O$32*(Unit!L614/100)","v":0},{"$f":"$K$32*(Unit!M14/100)+$L$32*(Unit!M164/100)+$M$32*(Unit!M314/100)+$N$32*(Unit!M464/100)+$O$32*(Unit!M614/100)","v":0},{"$f":"$K$32*(Unit!N14/100)+$L$32*(Unit!N164/100)+$M$32*(Unit!N314/100)+$N$32*(Unit!N464/100)+$O$32*(Unit!N614/100)","v":0},{"$f":"SUM(C51:N51)","v":0}]
["冷房","GJ",{"$f":"$K$33*(Unit!C18/100)+$L$33*(Unit!C168/100)+$M$33*(Unit!C318/100)+$N$33*(Unit!C468/100)+$O$33*(Unit!C618/100)","v":0},{"$f":"$K$33*(Unit!D18/100)+$L$33*(Unit!D168/100)+$M$33*(Unit!D318/100)+$N$33*(Unit!D468/100)+$O$33*(Unit!D618/100)","v":0},{"$f":"$K$33*(Unit!E18/100)+$L$33*(Unit!E168/100)+$M$33*(Unit!E318/100)+$N$33*(Unit!E468/100)+$O$33*(Unit!E618/100)","v":0},{"$f":"$K$33*(Unit!F18/100)+$L$33*(Unit!F168/100)+$M$33*(Unit!F318/100)+$N$33*(Unit!F468/100)+$O$33*(Unit!F618/100)","v":0},{"$f":"$K$33*(Unit!G18/100)+$L$33*(Unit!G168/100)+$M$33*(Unit!G318/100)+$N$33*(Unit!G468/100)+$O$33*(Unit!G618/100)","v":0},{"$f":"$K$33*(Unit!H18/100)+$L$33*(Unit!H168/100)+$M$33*(Unit!H318/100)+$N$33*(Unit!H468/100)+$O$33*(Unit!H618/100)","v":0},{"$f":"$K$33*(Unit!I18/100)+$L$33*(Unit!I168/100)+$M$33*(Unit!I318/100)+$N$33*(Unit!I468/100)+$O$33*(Unit!I618/100)","v":0},{"$f":"$K$33*(Unit!J18/100)+$L$33*(Unit!J168/100)+$M$33*(Unit!J318/100)+$N$33*(Unit!J468/100)+$O$33*(Unit!J618/100)","v":0},{"$f":"$K$33*(Unit!K18/100)+$L$33*(Unit!K168/100)+$M$33*(Unit!K318/100)+$N$33*(Unit!K468/100)+$O$33*(Unit!K618/100)","v":0},{"$f":"$K$33*(Unit!L18/100)+$L$33*(Unit!L168/100)+$M$33*(Unit!L318/100)+$N$33*(Unit!L468/100)+$O$33*(Unit!L618/100)","v":0},{"$f":"$K$33*(Unit!M18/100)+$L$33*(Unit!M168/100)+$M$33*(Unit!M318/100)+$N$33*(Unit!M468/100)+$O$33*(Unit!M618/100)","v":0},{"$f":"$K$33*(Unit!N18/100)+$L$33*(Unit!N168/100)+$M$33*(Unit!N318/100)+$N$33*(Unit!N468/100)+$O$33*(Unit!N618/100)","v":0},{"$f":"SUM(C52:N52)","v":0},null,null,null,"冷房（既設）"]
["暖房","GJ",{"$f":"$K$34*(Unit!C22/100)+$L$34*(Unit!C172/100)+$M$34*(Unit!C322/100)+$N$34*(Unit!C472/100)+$O$34*(Unit!C622/100)","v":0},{"$f":"$K$34*(Unit!D22/100)+$L$34*(Unit!D172/100)+$M$34*(Unit!D322/100)+$N$34*(Unit!D472/100)+$O$34*(Unit!D622/100)","v":0},{"$f":"$K$34*(Unit!E22/100)+$L$34*(Unit!E172/100)+$M$34*(Unit!E322/100)+$N$34*(Unit!E472/100)+$O$34*(Unit!E622/100)","v":0},{"$f":"$K$34*(Unit!F22/100)+$L$34*(Unit!F172/100)+$M$34*(Unit!F322/100)+$N$34*(Unit!F472/100)+$O$34*(Unit!F622/100)","v":0},{"$f":"$K$34*(Unit!G22/100)+$L$34*(Unit!G172/100)+$M$34*(Unit!G322/100)+$N$34*(Unit!G472/100)+$O$34*(Unit!G622/100)","v":0},{"$f":"$K$34*(Unit!H22/100)+$L$34*(Unit!H172/100)+$M$34*(Unit!H322/100)+$N$34*(Unit!H472/100)+$O$34*(Unit!H622/100)","v":0},{"$f":"$K$34*(Unit!I22/100)+$L$34*(Unit!I172/100)+$M$34*(Unit!I322/100)+$N$34*(Unit!I472/100)+$O$34*(Unit!I622/100)","v":0},{"$f":"$K$34*(Unit!J22/100)+$L$34*(Unit!J172/100)+$M$34*(Unit!J322/100)+$N$34*(Unit!J472/100)+$O$34*(Unit!J622/100)","v":0},{"$f":"$K$34*(Unit!K22/100)+$L$34*(Unit!K172/100)+$M$34*(Unit!K322/100)+$N$34*(Unit!K472/100)+$O$34*(Unit!K622/100)","v":0},{"$f":"$K$34*(Unit!L22/100)+$L$34*(Unit!L172/100)+$M$34*(Unit!L322/100)+$N$34*(Unit!L472/100)+$O$34*(Unit!L622/100)","v":0},{"$f":"$K$34*(Unit!M22/100)+$L$34*(Unit!M172/100)+$M$34*(Unit!M322/100)+$N$34*(Unit!M472/100)+$O$34*(Unit!M622/100)","v":0},{"$f":"$K$34*(Unit!N22/100)+$L$34*(Unit!N172/100)+$M$34*(Unit!N322/100)+$N$34*(Unit!N472/100)+$O$34*(Unit!N622/100)","v":0},0,null,null,null,"暖房（既設）"]
["給湯","GJ",{"$f":"$K$35*(Unit!C26/100)+$L$35*(Unit!C176/100)+$M$35*(Unit!C326/100)+$N$35*(Unit!C476/100)+$O$35*(Unit!C626/100)","v":0},{"$f":"$K$35*(Unit!D26/100)+$L$35*(Unit!D176/100)+$M$35*(Unit!D326/100)+$N$35*(Unit!D476/100)+$O$35*(Unit!D626/100)","v":0},{"$f":"$K$35*(Unit!E26/100)+$L$35*(Unit!E176/100)+$M$35*(Unit!E326/100)+$N$35*(Unit!E476/100)+$O$35*(Unit!E626/100)","v":0},{"$f":"$K$35*(Unit!F26/100)+$L$35*(Unit!F176/100)+$M$35*(Unit!F326/100)+$N$35*(Unit!F476/100)+$O$35*(Unit!F626/100)","v":0},{"$f":"$K$35*(Unit!G26/100)+$L$35*(Unit!G176/100)+$M$35*(Unit!G326/100)+$N$35*(Unit!G476/100)+$O$35*(Unit!G626/100)","v":0},{"$f":"$K$35*(Unit!H26/100)+$L$35*(Unit!H176/100)+$M$35*(Unit!H326/100)+$N$35*(Unit!H476/100)+$O$35*(Unit!H626/100)","v":0},{"$f":"$K$35*(Unit!I26/100)+$L$35*(Unit!I176/100)+$M$35*(Unit!I326/100)+$N$35*(Unit!I476/100)+$O$35*(Unit!I626/100)","v":0},{"$f":"$K$35*(Unit!J26/100)+$L$35*(Unit!J176/100)+$M$35*(Unit!J326/100)+$N$35*(Unit!J476/100)+$O$35*(Unit!J626/100)","v":0},{"$f":"$K$35*(Unit!K26/100)+$L$35*(Unit!K176/100)+$M$35*(Unit!K326/100)+$N$35*(Unit!K476/100)+$O$35*(Unit!K626/100)","v":0},{"$f":"$K$35*(Unit!L26/100)+$L$35*(Unit!L176/100)+$M$35*(Unit!L326/100)+$N$35*(Unit!L476/100)+$O$35*(Unit!L626/100)","v":0},{"$f":"$K$35*(Unit!M26/100)+$L$35*(Unit!M176/100)+$M$35*(Unit!M326/100)+$N$35*(Unit!M476/100)+$O$35*(Unit!M626/100)","v":0},{"$f":"$K$35*(Unit!N26/100)+$L$35*(Unit!N176/100)+$M$35*(Unit!N326/100)+$N$35*(Unit!N476/100)+$O$35*(Unit!N626/100)","v":0},0]
[]
["エリア全体"]
["■最大需要",null,null,null,null,null,null,null,null,"■年間需要"]
["用途","単位","新設","既設","エリア",null,null,null,null,"用途","単位","新設","既設","合計"]
["電力","kW",{"$f":"MAX(DmTimely!AW782:BH805,DmTimely!BL782:BW805,DmTimely!CA782:CL805)","v":0},{"$f":"MAX(DmTimely!EL782:EW805,DmTimely!FA782:FL805,DmTimely!FP782:GA805)","v":0},{"$f":"MAX(DmTimely!IB782:IM805,DmTimely!IQ782:JB805,DmTimely!JF782:JQ805)","v":0},null,null,null,null,"電力","MWh",{"$f":"P5","v":0},{"$f":"P32","v":0},{"$f":"SUM(L59:M59)","v":0}]
["冷房","MJ",{"$f":"MAX(DmTimely!AW812:BH835,DmTimely!BL812:BW835,DmTimely!CA812:CL835)","v":0},{"$f":"MAX(DmTimely!EL812:EW835,DmTimely!FA812:FL835,DmTimely!FP812:GA835)","v":0},{"$f":"MAX(DmTimely!IB812:IM835,DmTimely!IQ812:JB835,DmTimely!JF812:JQ835)","v":0},null,null,null,null,"冷房","GJ",{"$f":"P6","v":0},{"$f":"P33","v":0},{"$f":"SUM(L60:M60)","v":0}]
["暖房","MJ",{"$f":"MAX(DmTimely!AW842:BH865,DmTimely!BL842:BW865,DmTimely!CA842:CL865)","v":0},{"$f":"MAX(DmTimely!EL842:EW865,DmTimely!FA842:FL865,DmTimely!FP842:GA865)","v":0},{"$f":"MAX(DmTimely!IB842:IM865,DmTimely!IQ842:JB865,DmTimely!JF842:JQ865)","v":0},null,null,null,null,"暖房","GJ",{"$f":"P7","v":0},{"$f":"P34","v":0},{"$f":"SUM(L61:M61)","v":0}]
["給湯","MJ",{"$f":"MAX(DmTimely!AW872:BH895,DmTimely!BL872:BW895,DmTimely!CA872:CL895)","v":0},{"$f":"MAX(DmTimely!EL872:EW895,DmTimely!FA872:FL895,DmTimely!FP872:GA895)","v":0},{"$f":"MAX(DmTimely!IB872:IM895,DmTimely!IQ872:JB895,DmTimely!JF872:JQ895)","v":0},null,null,null,null,"給湯","GJ",{"$f":"P8","v":0},{"$f":"P35","v":0},{"$f":"SUM(L62:M62)","v":0}]
[]
["■月別（平日）"]
["用途","単位","1月","2月","3月","4月","5月","6月","7月","8月","9月","10月","11月","12月","合計"]
["電力","MWh",{"$f":"SUM(C12,C39)","v":0},0,0,0,0,0,0,0,0,0,0,0,{"$f":"SUM(C66:N66)","v":0}]
["冷房","GJ",{"$f":"SUM(C13,C40)","v":0},0,0,0,0,0,0,0,0,0,0,0,{"$f":"SUM(C67:N67)","v":0}]
["暖房","GJ",{"$f":"SUM(C14,C41)","v":0},0,0,0,0,0,0,0,0,0,0,0,0]
["給湯","GJ",{"$f":"SUM(C15,C42)","v":0},0,0,0,0,0,0,0,0,0,0,0,0]
["■月別（土曜）"]
["用途","単位","1月","2月","3月","4月","5月","6月","7月","8月","9月","10月","11月","12月","合計"]
["電力","MWh",{"$f":"SUM(C18,C45)","v":0},0,0,0,0,0,0,0,0,0,0,0,{"$f":"SUM(C72:N72)","v":0}]
["冷房","GJ",{"$f":"SUM(C19,C46)","v":0},0,0,0,0,0,0,0,0,0,0,0,{"$f":"SUM(C73:N73)","v":0}]
["暖房","GJ",{"$f":"SUM(C20,C47)","v":0},0,0,0,0,0,0,0,0,0,0,0,0]
["給湯","GJ",{"$f":"SUM(C21,C48)","v":0},0,0,0,0,0,0,0,0,0,0,0,0]
["■月別（休日）"]
["用途","単位","1月","2月","3月","4月","5月","6月","7月","8月","9月","10月","11月","12月","合計"]
["電力","MWh",{"$f":"SUM(C24,C51)","v":0},0,0,0,0,0,0,0,0,0,0,0,{"$f":"SUM(C78:N78)","v":0}]
["冷房","GJ",{"$f":"SUM(C25,C52)","v":0},0,0,0,0,0,0,0,0,0,0,0,{"$f":"SUM(C79:N79)","v":0}]
["暖房","GJ",{"$f":"SUM(C26,C53)","v":0},0,0,0,0,0,0,0,0,0,0,0,0]
["給湯","GJ",{"$f":"SUM(C27,C54)","v":0},0,0,0,0,0,0,0,0,0,0,0,0]

{"sheet":"DmTimely","index":3,"n_rows":898,"n_cols":277,"rows_kept":562,"cut":true,"hidden":true,"merged":[],"bounds":{"rows_first":250,"rows_last":62,"rows_between":250,"halvings":3}}
["新設建物（電力・熱融通エリア）",null,null,null,null,null,null,null,null,null,null,null,null,null,null,null,null,null,null,null,null,null,null,null,null,null,null,null,null,null,null,null,null,null,null,null,null,null,null,null,null,null,null,null,null,null,null,null,null,null,null,null,null,null,null,null,null,null,null,null,null,null,null,null,null,null,null,null,null,null,null,null,null,null,null,null,null,null,null,null,null,null,null,null,null,null,null,null,null,null,null,null,null,"既設建物（熱融通エリア）"]
[]
[]
[]
[]
[]
[]
[]
[]
[]
[]
[]
[]
[]
[]
[]
[]
[]
[]
[]
[]
[]
[]
[]
[]
[]
["新設建物（電力・熱融通エリア） （病院）",null,null,null,null,null,null,null,null,null,null,null,null,null,null,null,null,null,null,null,null,null,null,null,null,null,null,null,null,null,null,null,null,null,null,null,null,null,null,null,null,null,null,null,null,null,null,null,null,null,null,null,null,null,null,null,null,null,null,null,null,null,null,null,null,null,null,null,null,null,null,null,null,null,null,null,null,null,null,null,null,null,null,null,null,null,null,null,null,null,null,null,null,"既設建物（熱融通エリア）（病院）"]
[null,"平日",null,null,null,null,null,null,null,null,null,null,null,null,null,null,"土曜",null,null,null,null,null,null,null,null,null,null,null,null,null,null,"休日",null,null,null,null,null,null,null,null,null,null,null,null,null,null,null,"ピーク需要（平日）",null,null,null,null,null,null,null,null,null,null,null,null,null,null,"ピーク需要（土曜）",null,null,null,null,null,null,null,null,null,null,null,null,null,null,"ピーク需要（休日）",null,null,null,null,null,null,null,null,null,null,null,null,null,null,null,null,"平日",null,null,null,null,null,null,null,null,null,null,null,null,null,null,"土曜",null,null,null,null,null,null,null,null,null,null,null,null,null,null,"休日",null,null,null,null,null,null,null,null,null,null,null,null,null,null,null,"ピーク需要（平日）",null,null,null,null,null,null,null,null,null,null,null,null,null,null,"ピーク需要（土曜）",null,null,null,null,null,null,null,null,null,null,null,null,null,null,"ピーク需要（休日）"]
[]
[null,"max",{"$f":"MAX(C33:N56)","v":0},null,"文献値",{"$f":"DmYear!C5","v":0},null,"比率",{"$f":"IF(C30=0,0,F30/C30)","v":0},null,null,null,null,null,null,null,"max",{"$f":"MAX(R33:AC56)","v":0},null,"文献値",{"$f":"DmYear!C5","v":0},null,"比率",{"$f":"IF(R30=0,0,U30/R30)","v":0},null,null,null,null,null,null,null,"max",{"$f":"MAX(AG33:AR56)","v":0},null,"文献値",{"$f":"DmYear!C5","v":0},null,"比率",{"$f":"IF(AG30=0,0,AJ30/AG30)","v":0},null,null,null,null,null,null,null,null,null,null,null,null,null,null,null,null,null,null,null,null,null,null,null,null,null,null,null,null,null,null,null,null,null,null,null,null,null,null,null,null,null,null,null,null,null,null,null,null,null,null,null,null,null,null,null,"max",{"$f":"MAX(CR33:DC56)","v":0},null,"文献値",{"$f":"DmYear!$C32","v":0},null,"比率",{"$f":"IF(CR30=0,0,CU30/CR30)","v":0},null,null,null,null,null,null,null,"max",{"$f":"MAX(DG33:DR56)","v":0},null,"文献値",{"$f":"DmYear!$C32","v":0},null,"比率",{"$f":"IF(DG30=0,0,DJ30/DG30)","v":0},null,null,null,null,null,null,null,"max",{"$f":"MAX(DV33:EG56)","v":0},null,"文献値",{"$f":"DmYear!$C32","v":0},null,"比率",{"$f":"IF(DV30=0,0,DY30/DV30)","v":0}]
[null,"電力",{"$f":"SUM(C33:C56)-C57","v":0},{"$f":"SUM(D33:D56)-D57","v":0},0,0,0,0,0,{"$f":"SUM(J33:J56)-J57","v":0},0,0,0,0,"←検算用",null,"電力",{"$f":"SUM(R33:R56)-R57","v":0},{"$f":"SUM(S33:S56)-S57","v":0},0,0,0,0,0,0,0,0,0,{"$f":"SUM(AC33:AC56)-AC57","v":0},"←検算用",null,"電力",{"$f":"SUM(AG33:AG56)-AG57","v":0},{"$f":"SUM(AH33:AH56)-AH57","v":0},0,0,0,0,0,0,0,0,0,0,null,null,null,"電力・平日・ピーク",null,null,null,null,null,null,null,null,null,null,null,null,null,null,"電力・土曜・ピーク",null,null,null,null,null,null,null,null,null,null,null,null,null,null,"電力・休日・ピーク",null,null,null,null,null,null,null,null,null,null,null,null,null,null,null,null,"電力",{"$f":"SUM(CR33:CR56)-CR57","v":0},{"$f":"SUM(CS33:CS56)-CS57","v":0},0,0,0,0,0,{"$f":"SUM(CY33:CY56)-CY57","v":0},{"$f":"SUM(CZ33:CZ56)-CZ57","v":0},0,0,0,"←検算用",null,"電力",{"$f":"SUM(DG33:DG56)-DG57","v":0},{"$f":"SUM(DH33:DH56)-DH57","v":0},0,0,0,0,0,0,0,0,0,{"$f":"SUM(DR33:DR56)-DR57","v":0},"←検算用",null,"電力",{"$f":"SUM(DV33:DV56)-DV57","v":0},{"$f":"SUM(DW33:DW56)-DW57","v":0},0,0,0,0,0,0,0,0,0,0,null,null,null,"電力・平日・ピーク",null,null,null,null,null,null,null,null,null,null,null,null,null,null,"電力・土曜・ピーク",null,null,null,null,null,null,null,null,null,null,null,null,null,null,"電力・休日・ピーク"]
[null,"kWh","1月","2月","3月","4月","5月","6月","7月","8月","9月","10月","11月","12月","計",null,"kW","1月","2月","3月","4月","5月","6月","7月","8月","9月","10月","11月","12月","計",null,"kW","1月","2月","3月","4月","5月","6月","7月","8月","9月","10月","11月","12月","計",null,null,"kW","1月","2月","3月","4月","5月","6月","7月","8月","9月","10月","11月","12月",null,null,"kW","1月","2月","3月","4月","5月","6月","7月","8月","9月","10月","11月","12月",null,null,"kW","1月","2月","3月","4月","5月","6月","7月","8月","9月","10月","11月","12月",null,null,null,null,"kWh","1月","2月","3月","4月","5月","6月","7月","8月","9月","10月","11月","12月","計",null,"kW","1月","2月","3月","4月","5月","6月","7月","8月","9月","10月","11月","12月","計",null,"kW","1月","2月","3月","4月","5月","6月","7月","8月","9月","10月","11月","12月","計",null,null,"kW","1月","2月","3月","4月","5月","6月","7月","8月","9月","10月","11月","12月",null,null,"kW","1月","2月","3月","4月","5月","6月","7月","8月","9月","10月","11月","12月",null,null,"kW","1月","2月","3月","4月","5月","6月","7月","8月","9月","10月","11月","12月"]
[null,0,{"$f":"(DmYear!$K$5*(Unit!C$12/100)/DB!H$3)*(Unit!B33/100)*1000","v":0},{"$f":"(DmYear!$K$5*(Unit!D$12/100)/DB!I$3)*(Unit!C33/100)*1000","v":0},{"$f":"(DmYear!$K$5*(Unit!E$12/100)/DB!J$3)*(Unit!D33/100)*1000","v":0},{"$f":"(DmYear!$K$5*(Unit!F$12/100)/DB!K$3)*(Unit!E33/100)*1000","v":0},{"$f":"(DmYear!$K$5*(Unit!G$12/100)/DB!L$3)*(Unit!F33/100)*1000","v":0},{"$f":"(DmYear!$K$5*(Unit!H$12/100)/DB!M$3)*(Unit!G33/100)*1000","v":0},{"$f":"(DmYear!$K$5*(Unit!I$12/100)/DB!N$3)*(Unit!H33/100)*1000","v":0},{"$f":"(DmYear!$K$5*(Unit!J$12/100)/DB!O$3)*(Unit!I33/100)*1000","v":0},{"$f":"(DmYear!$K$5*(Unit!K$12/100)/DB!P$3)*(Unit!J33/100)*1000","v":0},{"$f":"(DmYear!$K$5*(Unit!L$12/100)/DB!Q$3)*(Unit!K33/100)*1000","v":0},{"$f":"(DmYear!$K$5*(Unit!M$12/100)/DB!R$3)*(Unit!L33/100)*1000","v":0},{"$f":"(DmYear!$K$5*(Unit!N$12/100)/DB!S$3)*(Unit!M33/100)*1000","v":0},"-",null,0,{"$f":"(DmYear!$K$5*(Unit!C$13/100)/DB!H$4)*(Unit!P33/100)*1000","v":0},{"$f":"(DmYear!$K$5*(Unit!D$13/100)/DB!I$4)*(Unit!Q33/100)*1000","v":0},{"$f":"(DmYear!$K$5*(Unit!E$13/100)/DB!J$4)*(Unit!R33/100)*1000","v":0},{"$f":"(DmYear!$K$5*(Unit!F$13/100)/DB!K$4)*(Unit!S33/100)*1000","v":0},{"$f":"(DmYear!$K$5*(Unit!G$13/100)/DB!L$4)*(Unit!T33/100)*1000","v":0},{"$f":"(DmYear!$K$5*(Unit!H$13/100)/DB!M$4)*(Unit!U33/100)*1000","v":0},{"$f":"(DmYear!$K$5*(Unit!I$13/100)/DB!N$4)*(Unit!V33/100)*1000","v":0},{"$f":"(DmYear!$K$5*(Unit!J$13/100)/DB!O$4)*(Unit!W33/100)*1000","v":0},{"$f":"(DmYear!$K$5*(Unit!K$13/100)/DB!P$4)*(Unit!X33/100)*1000","v":0},{"$f":"(DmYear!$K$5*(Unit!L$13/100)/DB!Q$4)*(Unit!Y33/100)*1000","v":0},{"$f":"(DmYear!$K$5*(Unit!M$13/100)/DB!R$4)*(Unit!Z33/100)*1000","v":0},{"$f":"(DmYear!$K$5*(Unit!N$13/100)/DB!S$4)*(Unit!AA33/100)*1000","v":0},"-",null,0,{"$f":"(DmYear!$K$5*(Unit!C$14/100)/DB!H$5)*(Unit!AD33/100)*1000","v":0},{"$f":"(DmYear!$K$5*(Unit!D$14/100)/DB!I$5)*(Unit!AE33/100)*1000","v":0},{"$f":"(DmYear!$K$5*(Unit!E$14/100)/DB!J$5)*(Unit!AF33/100)*1000","v":0},{"$f":"(DmYear!$K$5*(Unit!F$14/100)/DB!K$5)*(Unit!AG33/100)*1000","v":0},{"$f":"(DmYear!$K$5*(Unit!G$14/100)/DB!L$5)*(Unit!AH33/100)*1000","v":0},{"$f":"(DmYear!$K$5*(Unit!H$14/100)/DB!M$5)*(Unit!AI33/100)*1000","v":0},{"$f":"(DmYear!$K$5*(Unit!I$14/100)/DB!N$5)*(Unit!AJ33/100)*1000","v":0},{"$f":"(DmYear!$K$5*(Unit!J$14/100)/DB!O$5)*(Unit!AK33/100)*1000","v":0},{"$f":"(DmYear!$K$5*(Unit!K$14/100)/DB!P$5)*(Unit!AL33/100)*1000","v":0},{"$f":"(DmYear!$K$5*(Unit!L$14/100)/DB!Q$5)*(Unit!AM33/100)*1000","v":0},{"$f":"(DmYear!$K$5*(Unit!M$14/100)/DB!R$5)*(Unit!AN33/100)*1000","v":0},{"$f":"(DmYear!$K$5*(Unit!N$14/100)/DB!S$5)*(Unit!AO33/100)*1000","v":0},"-",null,null,0,{"$f":"MIN($I$30,$X$30,$AM$30)*C33","v":0},{"$f":"MIN($I$30,$X$30,$AM$30)*D33","v":0},{"$f":"MIN($I$30,$X$30,$AM$30)*E33","v":0},{"$f":"MIN($I$30,$X$30,$AM$30)*F33","v":0},{"$f":"MIN($I$30,$X$30,$AM$30)*G33","v":0},{"$f":"MIN($I$30,$X$30,$AM$30)*H33","v":0},{"$f":"MIN($I$30,$X$30,$AM$30)*I33","v":0},{"$f":"MIN($I$30,$X$30,$AM$30)*J33","v":0},{"$f":"MIN($I$30,$X$30,$AM$30)*K33","v":0},{"$f":"MIN($I$30,$X$30,$AM$30)*L33","v":0},{"$f":"MIN($I$30,$X$30,$AM$30)*M33","v":0},{"$f":"MIN($I$30,$X$30,$AM$30)*N33","v":0},null,null,0,{"$f":"MIN($I$30,$X$30,$AM$30)*R33","v":0},{"$f":"MIN($I$30,$X$30,$AM$30)*S33","v":0},0,0,0,0,0,0,0,0,0,0,null,null,0,{"$f":"MIN($I$30,$X$30,$AM$30)*AG33","v":0},{"$f":"MIN($I$30,$X$30,$AM$30)*AH33","v":0},{"$f":"MIN($I$30,$X$30,$AM$30)*AI33","v":0},{"$f":"MIN($I$30,$X$30,$AM$30)*AJ33","v":0},{"$f":"MIN($I$30,$X$30,$AM$30)*AK33","v":0},{"$f":"MIN($I$30,$X$30,$AM$30)*AL33","v":0},{"$f":"MIN($I$30,$X$30,$AM$30)*AM33","v":0},{"$f":"MIN($I$30,$X$30,$AM$30)*AN33","v":0},{"$f":"MIN($I$30,$X$30,$AM$30)*AO33","v":0},{"$f":"MIN($I$30,$X$30,$AM$30)*AP33","v":0},{"$f":"MIN($I$30,$X$30,$AM$30)*AQ33","v":0},{"$f":"MIN($I$30,$X$30,$AM$30)*AR33","v":0},null,null,null,null,0,{"$f":"(DmYear!$K$32*(Unit!C$12/100)/DB!H$3)*(Unit!B33/100)*1000","v":0},{"$f":"(DmYear!$K$32*(Unit!D$12/100)/DB!I$3)*(Unit!C33/100)*1000","v":0},{"$f":"(DmYear!$K$32*(Unit!E$12/100)/DB!J$3)*(Unit!D33/100)*1000","v":0},{"$f":"(DmYear!$K$32*(Unit!F$12/100)/DB!K$3)*(Unit!E33/100)*1000","v":0},{"$f":"(DmYear!$K$32*(Unit!G$12/100)/DB!L$3)*(Unit!F33/100)*1000","v":0},{"$f":"(DmYear!$K$32*(Unit!H$12/100)/DB!M$3)*(Unit!G33/100)*1000","v":0},{"$f":"(DmYear!$K$32*(Unit!I$12/100)/DB!N$3)*(Unit!H33/100)*1000","v":0},{"$f":"(DmYear!$K$32*(Unit!J$12/100)/DB!O$3)*(Unit!I33/100)*1000","v":0},{"$f":"(DmYear!$K$32*(Unit!K$12/100)/DB!P$3)*(Unit!J33/100)*1000","v":0},{"$f":"(DmYear!$K$32*(Unit!L$12/100)/DB!Q$3)*(Unit!K33/100)*1000","v":0},{"$f":"(DmYear!$K$32*(Unit!M$12/100)/DB!R$3)*(Unit!L33/100)*1000","v":0},{"$f":"(DmYear!$K$32*(Unit!N$12/100)/DB!S$3)*(Unit!M33/100)*1000","v":0},"-",null,0,{"$f":"(DmYear!$K$32*(Unit!C$13/100)/DB!H$4)*(Unit!P33/100)*1000","v":0},{"$f":"(DmYear!$K$32*(Unit!D$13/100)/DB!I$4)*(Unit!Q33/100)*1000","v":0},{"$f":"(DmYear!$K$32*(Unit!E$13/100)/DB!J$4)*(Unit!R33/100)*1000","v":0},{"$f":"(DmYear!$K$32*(Unit!F$13/100)/DB!K$4)*(Unit!S33/100)*1000","v":0},{"$f":"(DmYear!$K$32*(Unit!G$13/100)/DB!L$4)*(Unit!T33/100)*1000","v":0},{"$f":"(DmYear!$K$32*(Unit!H$13/100)/DB!M$4)*(Unit!U33/100)*1000","v":0},{"$f":"(DmYear!$K$32*(Unit!I$13/100)/DB!N$4)*(Unit!V33/100)*1000","v":0},{"$f":"(DmYear!$K$32*(Unit!J$13/100)/DB!O$4)*(Unit!W33/100)*1000","v":0},{"$f":"(DmYear!$K$32*(Unit!K$13/100)/DB!P$4)*(Unit!X33/100)*1000","v":0},{"$f":"(DmYear!$K$32*(Unit!L$13/100)/DB!Q$4)*(Unit!Y33/100)*1000","v":0},{"$f":"(DmYear!$K$32*(Unit!M$13/100)/DB!R$4)*(Unit!Z33/100)*1000","v":0},{"$f":"(DmYear!$K$32*(Unit!N$13/100)/DB!S$4)*(Unit!AA33/100)*1000","v":0},"-",null,0,{"$f":"(DmYear!$K$32*(Unit!C$14/100)/DB!H$5)*(Unit!AD33/100)*1000","v":0},{"$f":"(DmYear!$K$32*(Unit!D$14/100)/DB!I$5)*(Unit!AE33/100)*1000","v":0},{"$f":"(DmYear!$K$32*(Unit!E$14/100)/DB!J$5)*(Unit!AF33/100)*1000","v":0},{"$f":"(DmYear!$K$32*(Unit!F$14/100)/DB!K$5)*(Unit!AG33/100)*1000","v":0},{"$f":"(DmYear!$K$32*(Unit!G$14/100)/DB!L$5)*(Unit!AH33/100)*1000","v":0},{"$f":"(DmYear!$K$32*(Unit!H$14/100)/DB!M$5)*(Unit!AI33/100)*1000","v":0},{"$f":"(DmYear!$K$32*(Unit!I$14/100)/DB!N$5)*(Unit!AJ33/100)*1000","v":0},{"$f":"(DmYear!$K$32*(Unit!J$14/100)/DB!O$5)*(Unit!AK33/100)*1000","v":0},{"$f":"(DmYear!$K$32*(Unit!K$14/100)/DB!P$5)*(Unit!AL33/100)*1000","v":0},{"$f":"(DmYear!$K$32*(Unit!L$14/100)/DB!Q$5)*(Unit!AM33/100)*1000","v":0},{"$f":"(DmYear!$K$32*(Unit!M$14/100)/DB!R$5)*(Unit!AN33/100)*1000","v":0},{"$f":"(DmYear!$K$32*(Unit!N$14/100)/DB!S$5)*(Unit!AO33/100)*1000","v":0},"-",null,null,0,{"$f":"MIN($CX$30,$DM$30,$EB$30)*CR33","v":0},{"$f":"MIN($CX$30,$DM$30,$EB$30)*CS33","v":0},{"$f":"MIN($CX$30,$DM$30,$EB$30)*CT33","v":0},{"$f":"MIN($CX$30,$DM$30,$EB$30)*CU33","v":0},{"$f":"MIN($CX$30,$DM$30,$EB$30)*CV33","v":0},{"$f":"MIN($CX$30,$DM$30,$EB$30)*CW33","v":0},{"$f":"MIN($CX$30,$DM$30,$EB$30)*CX33","v":0},{"$f":"MIN($CX$30,$DM$30,$EB$30)*CY33","v":0},{"$f":"MIN($CX$30,$DM$30,$EB$30)*CZ33","v":0},{"$f":"MIN($CX$30,$DM$30,$EB$30)*DA33","v":0},{"$f":"MIN($CX$30,$DM$30,$EB$30)*DB33","v":0},{"$f":"MIN($CX$30,$DM$30,$EB$30)*DC33","v":0},null,null,0,{"$f":"MIN($CX$30,$DM$30,$EB$30)*DG33","v":0},{"$f":"MIN($CX$30,$DM$30,$EB$30)*DH33","v":0},{"$f":"MIN($CX$30,$DM$30,$EB$30)*DI33","v":0},{"$f":"MIN($CX$30,$DM$30,$EB$30)*DJ33","v":0},{"$f":"MIN($CX$30,$DM$30,$EB$30)*DK33","v":0},{"$f":"MIN($CX$30,$DM$30,$EB$30)*DL33","v":0},{"$f":"MIN($CX$30,$DM$30,$EB$30)*DM33","v":0},{"$f":"MIN($CX$30,$DM$30,$EB$30)*DN33","v":0},{"$f":"MIN($CX$30,$DM$30,$EB$30)*DO33","v":0},{"$f":"MIN($CX$30,$DM$30,$EB$30)*DP33","v":0},{"$f":"MIN($CX$30,$DM$30,$EB$30)*DQ33","v":0},{"$f":"MIN($CX$30,$DM$30,$EB$30)*DR33","v":0},null,null,0,{"$f":"MIN($CX$30,$DM$30,$EB$30)*DV33","v":0},{"$f":"MIN($CX$30,$DM$30,$EB$30)*DW33","v":0},{"$f":"MIN($CX$30,$DM$30,$EB$30)*DX33","v":0},{"$f":"MIN($CX$30,$DM$30,$EB$30)*DY33","v":0},{"$f":"MIN($CX$30,$DM$30,$EB$30)*DZ33","v":0},{"$f":"MIN($CX$30,$DM$30,$EB$30)*EA33","v":0},{"$f":"MIN($CX$30,$DM$30,$EB$30)*EB33","v":0},{"$f":"MIN($CX$30,$DM$30,$EB$30)*EC33","v":0},{"$f":"MIN($CX$30,$DM$30,$EB$30)*ED33","v":0},{"$f":"MIN($CX$30,$DM$30,$EB$30)*EE33","v":0},{"$f":"MIN($CX$30,$DM$30,$EB$30)*EF33","v":0},{"$f":"MIN($CX$30,$DM$30,$EB$30)*EG33","v":0}]
[null,1,{"$f":"(DmYear!$K$5*(Unit!C$12/100)/DB!H$3)*(Unit!B34/100)*1000","v":0},{"$f":"(DmYear!$K$5*(Unit!D$12/100)/DB!I$3)*(Unit!C34/100)*1000","v":0},{"$f":"(DmYear!$K$5*(Unit!E$12/100)/DB!J$3)*(Unit!D34/100)*1000","v":0},{"$f":"(DmYear!$K$5*(Unit!F$12/100)/DB!K$3)*(Unit!E34/100)*1000","v":0},{"$f":"(DmYear!$K$5*(Unit!G$12/100)/DB!L$3)*(Unit!F34/100)*1000","v":0},{"$f":"(DmYear!$K$5*(Unit!H$12/100)/DB!M$3)*(Unit!G34/100)*1000","v":0},{"$f":"(DmYear!$K$5*(Unit!I$12/100)/DB!N$3)*(Unit!H34/100)*1000","v":0},{"$f":"(DmYear!$K$5*(Unit!J$12/100)/DB!O$3)*(Unit!I34/100)*1000","v":0},{"$f":"(DmYear!$K$5*(Unit!K$12/100)/DB!P$3)*(Unit!J34/100)*1000","v":0},{"$f":"(DmYear!$K$5*(Unit!L$12/100)/DB!Q$3)*(Unit!K34/100)*1000","v":0},{"$f":"(DmYear!$K$5*(Unit!M$12/100)/DB!R$3)*(Unit!L34/100)*1000","v":0},{"$f":"(DmYear!$K$5*(Unit!N$12/100)/DB!S$3)*(Unit!M34/100)*1000","v":0},"-",null,1,{"$f":"(DmYear!$K$5*(Unit!C$13/100)/DB!H$4)*(Unit!P34/100)*1000","v":0},{"$f":"(DmYear!$K$5*(Unit!D$13/100)/DB!I$4)*(Unit!Q34/100)*1000","v":0},{"$f":"(DmYear!$K$5*(Unit!E$13/100)/DB!J$4)*(Unit!R34/100)*1000","v":0},{"$f":"(DmYear!$K$5*(Unit!F$13/100)/DB!K$4)*(Unit!S34/100)*1000","v":0},{"$f":"(DmYear!$K$5*(Unit!G$13/100)/DB!L$4)*(Unit!T34/100)*1000","v":0},{"$f":"(DmYear!$K$5*(Unit!H$13/100)/DB!M$4)*(Unit!U34/100)*1000","v":0},{"$f":"(DmYear!$K$5*(Unit!I$13/100)/DB!N$4)*(Unit!V34/100)*1000","v":0},{"$f":"(DmYear!$K$5*(Unit!J$13/100)/DB!O$4)*(Unit!W34/100)*1000","v":0},{"$f":"(DmYear!$K$5*(Unit!K$13/100)/DB!P$4)*(Unit!X34/100)*1000","v":0},{"$f":"(DmYear!$K$5*(Unit!L$13/100)/DB!Q$4)*(Unit!Y34/100)*1000","v":0},{"$f":"(DmYear!$K$5*(Unit!M$13/100)/DB!R$4)*(Unit!Z34/100)*1000","v":0},{"$f":"(DmYear!$K$5*(Unit!N$13/100)/DB!S$4)*(Unit!AA34/100)*1000","v":0},"-",null,1,{"$f":"(DmYear!$K$5*(Unit!C$14/100)/DB!H$5)*(Unit!AD34/100)*1000","v":0},{"$f":"(DmYear!$K$5*(Unit!D$14/100)/DB!I$5)*(Unit!AE34/100)*1000","v":0},{"$f":"(DmYear!$K$5*(Unit!E$14/100)/DB!J$5)*(Unit!AF34/100)*1000","v":0},{"$f":"(DmYear!$K$5*(Unit!F$14/100)/DB!K$5)*(Unit!AG34/100)*1000","v":0},{"$f":"(DmYear!$K$5*(Unit!G$14/100)/DB!L$5)*(Unit!AH34/100)*1000","v":0},{"$f":"(DmYear!$K$5*(Unit!H$14/100)/DB!M$5)*(Unit!AI34/100)*1000","v":0},{"$f":"(DmYear!$K$5*(Unit!I$14/100)/DB!N$5)*(Unit!AJ34/100)*1000","v":0},{"$f":"(DmYear!$K$5*(Unit!J$14/100)/DB!O$5)*(Unit!AK34/100)*1000","v":0},{"$f":"(DmYear!$K$5*(Unit!K$14/100)/DB!P$5)*(Unit!AL34/100)*1000","v":0},{"$f":"(DmYear!$K$5*(Unit!L$14/100)/DB!Q$5)*(Unit!AM34/100)*1000","v":0},{"$f":"(DmYear!$K$5*(Unit!M$14/100)/DB!R$5)*(Unit!AN34/100)*1000","v":0},{"$f":"(DmYear!$K$5*(Unit!N$14/100)/DB!S$5)*(Unit!AO34/100)*1000","v":0},"-",null,null,1,{"$f":"MIN($I$30,$X$30,$AM$30)*C34","v":0},0,0,0,0,0,0,0,0,0,0,0,null,null,1,{"$f":"MIN($I$30,$X$30,$AM$30)*R34","v":0},{"$f":"MIN($I$30,$X$30,$AM$30)*S34","v":0},{"$f":"MIN($I$30,$X$30,$AM$30)*T34","v":0},{"$f":"MIN($I$30,$X$30,$AM$30)*U34","v":0},{"$f":"MIN($I$30,$X$30,$AM$30)*V34","v":0},{"$f":"MIN($I$30,$X$30,$AM$30)*W34","v":0},{"$f":"MIN($I$30,$X$30,$AM$30)*X34","v":0},{"$f":"MIN($I$30,$X$30,$AM$30)*Y34","v":0},{"$f":"MIN($I$30,$X$30,$AM$30)*Z34","v":0},{"$f":"MIN($I$30,$X$30,$AM$30)*AA34","v":0},{"$f":"MIN($I$30,$X$30,$AM$30)*AB34","v":0},{"$f":"MIN($I$30,$X$30,$AM$30)*AC34","v":0},null,null,1,{"$f":"MIN($I$30,$X$30,$AM$30)*AG34","v":0},0,0,0,0,0,0,0,0,0,0,0,null,null,null,null,1,{"$f":"(DmYear!$K$32*(Unit!C$12/100)/DB!H$3)*(Unit!B34/100)*1000","v":0},{"$f":"(DmYear!$K$32*(Unit!D$12/100)/DB!I$3)*(Unit!C34/100)*1000","v":0},{"$f":"(DmYear!$K$32*(Unit!E$12/100)/DB!J$3)*(Unit!D34/100)*1000","v":0},{"$f":"(DmYear!$K$32*(Unit!F$12/100)/DB!K$3)*(Unit!E34/100)*1000","v":0},{"$f":"(DmYear!$K$32*(Unit!G$12/100)/DB!L$3)*(Unit!F34/100)*1000","v":0},{"$f":"(DmYear!$K$32*(Unit!H$12/100)/DB!M$3)*(Unit!G34/100)*1000","v":0},{"$f":"(DmYear!$K$32*(Unit!I$12/100)/DB!N$3)*(Unit!H34/100)*1000","v":0},{"$f":"(DmYear!$K$32*(Unit!J$12/100)/DB!O$3)*(Unit!I34/100)*1000","v":0},{"$f":"(DmYear!$K$32*(Unit!K$12/100)/DB!P$3)*(Unit!J34/100)*1000","v":0},{"$f":"(DmYear!$K$32*(Unit!L$12/100)/DB!Q$3)*(Unit!K34/100)*1000","v":0},{"$f":"(DmYear!$K$32*(Unit!M$12/100)/DB!R$3)*(Unit!L34/100)*1000","v":0},{"$f":"(DmYear!$K$32*(Unit!N$12/100)/DB!S$3)*(Unit!M34/100)*1000","v":0},"-",null,1,{"$f":"(DmYear!$K$32*(Unit!C$13/100)/DB!H$4)*(Unit!P34/100)*1000","v":0},{"$f":"(DmYear!$K$32*(Unit!D$13/100)/DB!I$4)*(Unit!Q34/100)*1000","v":0},{"$f":"(DmYear!$K$32*(Unit!E$13/100)/DB!J$4)*(Unit!R34/100)*1000","v":0},{"$f":"(DmYear!$K$32*(Unit!F$13/100)/DB!K$4)*(Unit!S34/100)*1000","v":0},{"$f":"(DmYear!$K$32*(Unit!G$13/100)/DB!L$4)*(Unit!T34/100)*1000","v":0},{"$f":"(DmYear!$K$32*(Unit!H$13/100)/DB!M$4)*(Unit!U34/100)*1000","v":0},{"$f":"(DmYear!$K$32*(Unit!I$13/100)/DB!N$4)*(Unit!V34/100)*1000","v":0},{"$f":"(DmYear!$K$32*(Unit!J$13/100)/DB!O$4)*(Unit!W34/100)*1000","v":0},{"$f":"(DmYear!$K$32*(Unit!K$13/100)/DB!P$4)*(Unit!X34/100)*1000","v":0},{"$f":"(DmYear!$K$32*(Unit!L$13/100)/DB!Q$4)*(Unit!Y34/100)*1000","v":0},{"$f":"(DmYear!$K$32*(Unit!M$13/100)/DB!R$4)*(Unit!Z34/100)*1000","v":0},{"$f":"(DmYear!$K$32*(Unit!N$13/100)/DB!S$4)*(Unit!AA34/100)*1000","v":0},"-",null,1,{"$f":"(DmYear!$K$32*(Unit!C$14/100)/DB!H$5)*(Unit!AD34/100)*1000","v":0},{"$f":"(DmYear!$K$32*(Unit!D$14/100)/DB!I$5)*(Unit!AE34/100)*1000","v":0},{"$f":"(DmYear!$K$32*(Unit!E$14/100)/DB!J$5)*(Unit!AF34/100)*1000","v":0},{"$f":"(DmYear!$K$32*(Unit!F$14/100)/DB!K$5)*(Unit!AG34/100)*1000","v":0},{"$f":"(DmYear!$K$32*(Unit!G$14/100)/DB!L$5)*(Unit!AH34/100)*1000","v":0},{"$f":"(DmYear!$K$32*(Unit!H$14/100)/DB!M$5)*(Unit!AI34/100)*1000","v":0},{"$f":"(DmYear!$K$32*(Unit!I$14/100)/DB!N$5)*(Unit!AJ34/100)*1000","v":0},{"$f":"(DmYear!$K$32*(Unit!J$14/100)/DB!O$5)*(Unit!AK34/100)*1000","v":0},{"$f":"(DmYear!$K$32*(Unit!K$14/100)/DB!P$5)*(Unit!AL34/100)*1000","v":0},{"$f":"(DmYear!$K$32*(Unit!L$14/100)/DB!Q$5)*(Unit!AM34/100)*1000","v":0},{"$f":"(DmYear!$K$32*(Unit!M$14/100)/DB!R$5)*(Unit!AN34/100)*1000","v":0},{"$f":"(DmYear!$K$32*(Unit!N$14/100)/DB!S$5)*(Unit!AO34/100)*1000","v":0},"-",null,null,1,0,0,0,0,0,0,0,0,0,0,0,0,null,null,1,0,0,0,0,0,0,0,0,0,0,0,0,null,null,1,0,0,0,0,0,0,0,0,0,0,0,0]
[null,2,{"$f":"(DmYear!$K$5*(Unit!C$12/100)/DB!H$3)*(Unit!B35/100)*1000","v":0},{"$f":"(DmYear!$K$5*(Unit!D$12/100)/DB!I$3)*(Unit!C35/100)*1000","v":0},{"$f":"(DmYear!$K$5*(Unit!E$12/100)/DB!J$3)*(Unit!D35/100)*1000","v":0},{"$f":"(DmYear!$K$5*(Unit!F$12/100)/DB!K$3)*(Unit!E35/100)*1000","v":0},{"$f":"(DmYear!$K$5*(Unit!G$12/100)/DB!L$3)*(Unit!F35/100)*1000","v":0},{"$f":"(DmYear!$K$5*(Unit!H$12/100)/DB!M$3)*(Unit!G35/100)*1000","v":0},{"$f":"(DmYear!$K$5*(Unit!I$12/100)/DB!N$3)*(Unit!H35/100)*1000","v":0},{"$f":"(DmYear!$K$5*(Unit!J$12/100)/DB!O$3)*(Unit!I35/100)*1000","v":0},{"$f":"(DmYear!$K$5*(Unit!K$12/100)/DB!P$3)*(Unit!J35/100)*1000","v":0},{"$f":"(DmYear!$K$5*(Unit!L$12/100)/DB!Q$3)*(Unit!K35/100)*1000","v":0},{"$f":"(DmYear!$K$5*(Unit!M$12/100)/DB!R$3)*(Unit!L35/100)*1000","v":0},{"$f":"(DmYear!$K$5*(Unit!N$12/100)/DB!S$3)*(Unit!M35/100)*1000","v":0},"-",null,2,{"$f":"(DmYear!$K$5*(Unit!C$13/100)/DB!H$4)*(Unit!P35/100)*1000","v":0},{"$f":"(DmYear!$K$5*(Unit!D$13/100)/DB!I$4)*(Unit!Q35/100)*1000","v":0},{"$f":"(DmYear!$K$5*(Unit!E$13/100)/DB!J$4)*(Unit!R35/100)*1000","v":0},{"$f":"(DmYear!$K$5*(Unit!F$13/100)/DB!K$4)*(Unit!S35/100)*1000","v":0},{"$f":"(DmYear!$K$5*(Unit!G$13/100)/DB!L$4)*(Unit!T35/100)*1000","v":0},{"$f":"(DmYear!$K$5*(Unit!H$13/100)/DB!M$4)*(Unit!U35/100)*1000","v":0},{"$f":"(DmYear!$K$5*(Unit!I$13/100)/DB!N$4)*(Unit!V35/100)*1000","v":0},{"$f":"(DmYear!$K$5*(Unit!J$13/100)/DB!O$4)*(Unit!W35/100)*1000","v":0},{"$f":"(DmYear!$K$5*(Unit!K$13/100)/DB!P$4)*(Unit!X35/100)*1000","v":0},{"$f":"(DmYear!$K$5*(Unit!L$13/100)/DB!Q$4)*(Unit!Y35/100)*1000","v":0},{"$f":"(DmYear!$K$5*(Unit!M$13/100)/DB!R$4)*(Unit!Z35/100)*1000","v":0},{"$f":"(DmYear!$K$5*(Unit!N$13/100)/DB!S$4)*(Unit!AA35/100)*1000","v":0},"-",null,2,{"$f":"(DmYear!$K$5*(Unit!C$14/100)/DB!H$5)*(Unit!AD35/100)*1000","v":0},{"$f":"(DmYear!$K$5*(Unit!D$14/100)/DB!I$5)*(Unit!AE35/100)*1000","v":0},{"$f":"(DmYear!$K$5*(Unit!E$14/100)/DB!J$5)*(Unit!AF35/100)*1000","v":0},{"$f":"(DmYear!$K$5*(Unit!F$14/100)/DB!K$5)*(Unit!AG35/100)*1000","v":0},{"$f":"(DmYear!$K$5*(Unit!G$14/100)/DB!L$5)*(Unit!AH35/100)*1000","v":0},{"$f":"(DmYear!$K$5*(Unit!H$14/100)/DB!M$5)*(Unit!AI35/100)*1000","v":0},{"$f":"(DmYear!$K$5*(Unit!I$14/100)/DB!N$5)*(Unit!AJ35/100)*1000","v":0},{"$f":"(DmYear!$K$5*(Unit!J$14/100)/DB!O$5)*(Unit!AK35/100)*1000","v":0},{"$f":"(DmYear!$K$5*(Unit!K$14/100)/DB!P$5)*(Unit!AL35/100)*1000","v":0},{"$f":"(DmYear!$K$5*(Unit!L$14/100)/DB!Q$5)*(Unit!AM35/100)*1000","v":0},{"$f":"(DmYear!$K$5*(Unit!M$14/100)/DB!R$5)*(Unit!AN35/100)*1000","v":0},{"$f":"(DmYear!$K$5*(Unit!N$14/100)/DB!S$5)*(Unit!AO35/100)*1000","v":0},"-",null,null,2,0,0,0,0,0,0,0,0,0,0,0,0,null,null,2,0,0,0,0,0,0,0,0,0,0,0,0,null,null,2,0,0,0,0,0,0,0,0,0,0,0,0,null,null,null,null,2,{"$f":"(DmYear!$K$32*(Unit!C$12/100)/DB!H$3)*(Unit!B35/100)*1000","v":0},{"$f":"(DmYear!$K$32*(Unit!D$12/100)/DB!I$3)*(Unit!C35/100)*1000","v":0},{"$f":"(DmYear!$K$32*(Unit!E$12/100)/DB!J$3)*(Unit!D35/100)*1000","v":0},{"$f":"(DmYear!$K$32*(Unit!F$12/100)/DB!K$3)*(Unit!E35/100)*1000","v":0},{"$f":"(DmYear!$K$32*(Unit!G$12/100)/DB!L$3)*(Unit!F35/100)*1000","v":0},{"$f":"(DmYear!$K$32*(Unit!H$12/100)/DB!M$3)*(Unit!G35/100)*1000","v":0},{"$f":"(DmYear!$K$32*(Unit!I$12/100)/DB!N$3)*(Unit!H35/100)*1000","v":0},{"$f":"(DmYear!$K$32*(Unit!J$12/100)/DB!O$3)*(Unit!I35/100)*1000","v":0},{"$f":"(DmYear!$K$32*(Unit!K$12/100)/DB!P$3)*(Unit!J35/100)*1000","v":0},{"$f":"(DmYear!$K$32*(Unit!L$12/100)/DB!Q$3)*(Unit!K35/100)*1000","v":0},{"$f":"(DmYear!$K$32*(Unit!M$12/100)/DB!R$3)*(Unit!L35/100)*1000","v":0},{"$f":"(DmYear!$K$32*(Unit!N$12/100)/DB!S$3)*(Unit!M35/100)*1000","v":0},"-",null,2,{"$f":"(DmYear!$K$32*(Unit!C$13/100)/DB!H$4)*(Unit!P35/100)*1000","v":0},{"$f":"(DmYear!$K$32*(Unit!D$13/100)/DB!I$4)*(Unit!Q35/100)*1000","v":0},{"$f":"(DmYear!$K$32*(Unit!E$13/100)/DB!J$4)*(Unit!R35/100)*1000","v":0},{"$f":"(DmYear!$K$32*(Unit!F$13/100)/DB!K$4)*(Unit!S35/100)*1000","v":0},{"$f":"(DmYear!$K$32*(Unit!G$13/100)/DB!L$4)*(Unit!T35/100)*1000","v":0},{"$f":"(DmYear!$K$32*(Unit!H$13/100)/DB!M$4)*(Unit!U35/100)*1000","v":0},{"$f":"(DmYear!$K$32*(Unit!I$13/100)/DB!N$4)*(Unit!V35/100)*1000","v":0},{"$f":"(DmYear!$K$32*(Unit!J$13/100)/DB!O$4)*(Unit!W35/100)*1000","v":0},{"$f":"(DmYear!$K$32*(Unit!K$13/100)/DB!P$4)*(Unit!X35/100)*1000","v":0},{"$f":"(DmYear!$K$32*(Unit!L$13/100)/DB!Q$4)*(Unit!Y35/100)*1000","v":0},{"$f":"(DmYear!$K$32*(Unit!M$13/100)/DB!R$4)*(Unit!Z35/100)*1000","v":0},{"$f":"(DmYear!$K$32*(Unit!N$13/100)/DB!S$4)*(Unit!AA35/100)*1000","v":0},"-",null,2,{"$f":"(DmYear!$K$32*(Unit!C$14/100)/DB!H$5)*(Unit!AD35/100)*1000","v":0},{"$f":"(DmYear!$K$32*(Unit!D$14/100)/DB!I$5)*(Unit!AE35/100)*1000","v":0},{"$f":"(DmYear!$K$32*(Unit!E$14/100)/DB!J$5)*(Unit!AF35/100)*1000","v":0},{"$f":"(DmYear!$K$32*(Unit!F$14/100)/DB!K$5)*(Unit!AG35/100)*1000","v":0},{"$f":"(DmYear!$K$32*(Unit!G$14/100)/DB!L$5)*(Unit!AH35/100)*1000","v":0},{"$f":"(DmYear!$K$32*(Unit!H$14/100)/DB!M$5)*(Unit!AI35/100)*1000","v":0},{"$f":"(DmYear!$K$32*(Unit!I$14/100)/DB!N$5)*(Unit!AJ35/100)*1000","v":0},{"$f":"(DmYear!$K$32*(Unit!J$14/100)/DB!O$5)*(Unit!AK35/100)*1000","v":0},{"$f":"(DmYear!$K$32*(Unit!K$14/100)/DB!P$5)*(Unit!AL35/100)*1000","v":0},{"$f":"(DmYear!$K$32*(Unit!L$14/100)/DB!Q$5)*(Unit!AM35/100)*1000","v":0},{"$f":"(DmYear!$K$32*(Unit!M$14/100)/DB!R$5)*(Unit!AN35/100)*1000","v":0},{"$f":"(DmYear!$K$32*(Unit!N$14/100)/DB!S$5)*(Unit!AO35/100)*1000","v":0},"-",null,null,2,0,0,0,0,0,0,0,0,0,0,0,0,null,null,2,0,0,0,0,0,0,0,0,0,0,0,0,null,null,2,0,0,0,0,0,0,0,0,0,0,0,0]
[null,3,{"$f":"(DmYear!$K$5*(Unit!C$12/100)/DB!H$3)*(Unit!B36/100)*1000","v":0},{"$f":"(DmYear!$K$5*(Unit!D$12/100)/DB!I$3)*(Unit!C36/100)*1000","v":0},{"$f":"(DmYear!$K$5*(Unit!E$12/100)/DB!J$3)*(Unit!D36/100)*1000","v":0},{"$f":"(DmYear!$K$5*(Unit!F$12/100)/DB!K$3)*(Unit!E36/100)*1000","v":0},{"$f":"(DmYear!$K$5*(Unit!G$12/100)/DB!L$3)*(Unit!F36/100)*1000","v":0},{"$f":"(DmYear!$K$5*(Unit!H$12/100)/DB!M$3)*(Unit!G36/100)*1000","v":0},{"$f":"(DmYear!$K$5*(Unit!I$12/100)/DB!N$3)*(Unit!H36/100)*1000","v":0},{"$f":"(DmYear!$K$5*(Unit!J$12/100)/DB!O$3)*(Unit!I36/100)*1000","v":0},{"$f":"(DmYear!$K$5*(Unit!K$12/100)/DB!P$3)*(Unit!J36/100)*1000","v":0},{"$f":"(DmYear!$K$5*(Unit!L$12/100)/DB!Q$3)*(Unit!K36/100)*1000","v":0},{"$f":"(DmYear!$K$5*(Unit!M$12/100)/DB!R$3)*(Unit!L36/100)*1000","v":0},{"$f":"(DmYear!$K$5*(Unit!N$12/100)/DB!S$3)*(Unit!M36/100)*1000","v":0},"-",null,3,{"$f":"(DmYear!$K$5*(Unit!C$13/100)/DB!H$4)*(Unit!P36/100)*1000","v":0},{"$f":"(DmYear!$K$5*(Unit!D$13/100)/DB!I$4)*(Unit!Q36/100)*1000","v":0},{"$f":"(DmYear!$K$5*(Unit!E$13/100)/DB!J$4)*(Unit!R36/100)*1000","v":0},{"$f":"(DmYear!$K$5*(Unit!F$13/100)/DB!K$4)*(Unit!S36/100)*1000","v":0},{"$f":"(DmYear!$K$5*(Unit!G$13/100)/DB!L$4)*(Unit!T36/100)*1000","v":0},{"$f":"(DmYear!$K$5*(Unit!H$13/100)/DB!M$4)*(Unit!U36/100)*1000","v":0},{"$f":"(DmYear!$K$5*(Unit!I$13/100)/DB!N$4)*(Unit!V36/100)*1000","v":0},{"$f":"(DmYear!$K$5*(Unit!J$13/100)/DB!O$4)*(Unit!W36/100)*1000","v":0},{"$f":"(DmYear!$K$5*(Unit!K$13/100)/DB!P$4)*(Unit!X36/100)*1000","v":0},{"$f":"(DmYear!$K$5*(Unit!L$13/100)/DB!Q$4)*(Unit!Y36/100)*1000","v":0},{"$f":"(DmYear!$K$5*(Unit!M$13/100)/DB!R$4)*(Unit!Z36/100)*1000","v":0},{"$f":"(DmYear!$K$5*(Unit!N$13/100)/DB!S$4)*(Unit!AA36/100)*1000","v":0},"-",null,3,{"$f":"(DmYear!$K$5*(Unit!C$14/100)/DB!H$5)*(Unit!AD36/100)*1000","v":0},{"$f":"(DmYear!$K$5*(Unit!D$14/100)/DB!I$5)*(Unit!AE36/100)*1000","v":0},{"$f":"(DmYear!$K$5*(Unit!E$14/100)/DB!J$5)*(Unit!AF36/100)*1000","v":0},{"$f":"(DmYear!$K$5*(Unit!F$14/100)/DB!K$5)*(Unit!AG36/100)*1000","v":0},{"$f":"(DmYear!$K$5*(Unit!G$14/100)/DB!L$5)*(Unit!AH36/100)*1000","v":0},{"$f":"(DmYear!$K$5*(Unit!H$14/100)/DB!M$5)*(Unit!AI36/100)*1000","v":0},{"$f":"(DmYear!$K$5*(Unit!I$14/100)/DB!N$5)*(Unit!AJ36/100)*1000","v":0},{"$f":"(DmYear!$K$5*(Unit!J$14/100)/DB!O$5)*(Unit!AK36/100)*1000","v":0},{"$f":"(DmYear!$K$5*(Unit!K$14/100)/DB!P$5)*(Unit!AL36/100)*1000","v":0},{"$f":"(DmYear!$K$5*(Unit!L$14/100)/DB!Q$5)*(Unit!AM36/100)*1000","v":0},{"$f":"(DmYear!$K$5*(Unit!M$14/100)/DB!R$5)*(Unit!AN36/100)*1000","v":0},{"$f":"(DmYear!$K$5*(Unit!N$14/100)/DB!S$5)*(Unit!AO36/100)*1000","v":0},"-",null,null,3,0,0,0,0,0,0,0,0,0,0,0,0,null,null,3,0,0,0,0,0,0,0,0,0,0,0,0,null,null,3,0,0,0,0,0,0,0,0,0,0,0,0,null,null,null,null,3,{"$f":"(DmYear!$K$32*(Unit!C$12/100)/DB!H$3)*(Unit!B36/100)*1000","v":0},{"$f":"(DmYear!$K$32*(Unit!D$12/100)/DB!I$3)*(Unit!C36/100)*1000","v":0},{"$f":"(DmYear!$K$32*(Unit!E$12/100)/DB!J$3)*(Unit!D36/100)*1000","v":0},{"$f":"(DmYear!$K$32*(Unit!F$12/100)/DB!K$3)*(Unit!E36/100)*1000","v":0},{"$f":"(DmYear!$K$32*(Unit!G$12/100)/DB!L$3)*(Unit!F36/100)*1000","v":0},{"$f":"(DmYear!$K$32*(Unit!H$12/100)/DB!M$3)*(Unit!G36/100)*1000","v":0},{"$f":"(DmYear!$K$32*(Unit!I$12/100)/DB!N$3)*(Unit!H36/100)*1000","v":0},{"$f":"(DmYear!$K$32*(Unit!J$12/100)/DB!O$3)*(Unit!I36/100)*1000","v":0},{"$f":"(DmYear!$K$32*(Unit!K$12/100)/DB!P$3)*(Unit!J36/100)*1000","v":0},{"$f":"(DmYear!$K$32*(Unit!L$12/100)/DB!Q$3)*(Unit!K36/100)*1000","v":0},{"$f":"(DmYear!$K$32*(Unit!M$12/100)/DB!R$3)*(Unit!L36/100)*1000","v":0},{"$f":"(DmYear!$K$32*(Unit!N$12/100)/DB!S$3)*(Unit!M36/100)*1000","v":0},"-",null,3,{"$f":"(DmYear!$K$32*(Unit!C$13/100)/DB!H$4)*(Unit!P36/100)*1000","v":0},{"$f":"(DmYear!$K$32*(Unit!D$13/100)/DB!I$4)*(Unit!Q36/100)*1000","v":0},{"$f":"(DmYear!$K$32*(Unit!E$13/100)/DB!J$4)*(Unit!R36/100)*1000","v":0},{"$f":"(DmYear!$K$32*(Unit!F$13/100)/DB!K$4)*(Unit!S36/100)*1000","v":0},{"$f":"(DmYear!$K$32*(Unit!G$13/100)/DB!L$4)*(Unit!T36/100)*1000","v":0},{"$f":"(DmYear!$K$32*(Unit!H$13/100)/DB!M$4)*(Unit!U36/100)*1000","v":0},{"$f":"(DmYear!$K$32*(Unit!I$13/100)/DB!N$4)*(Unit!V36/100)*1000","v":0},{"$f":"(DmYear!$K$32*(Unit!J$13/100)/DB!O$4)*(Unit!W36/100)*1000","v":0},{"$f":"(DmYear!$K$32*(Unit!K$13/100)/DB!P$4)*(Unit!X36/100)*1000","v":0},{"$f":"(DmYear!$K$32*(Unit!L$13/100)/DB!Q$4)*(Unit!Y36/100)*1000","v":0},{"$f":"(DmYear!$K$32*(Unit!M$13/100)/DB!R$4)*(Unit!Z36/100)*1000","v":0},{"$f":"(DmYear!$K$32*(Unit!N$13/100)/DB!S$4)*(Unit!AA36/100)*1000","v":0},"-",null,3,{"$f":"(DmYear!$K$32*(Unit!C$14/100)/DB!H$5)*(Unit!AD36/100)*1000","v":0},{"$f":"(DmYear!$K$32*(Unit!D$14/100)/DB!I$5)*(Unit!AE36/100)*1000","v":0},{"$f":"(DmYear!$K$32*(Unit!E$14/100)/DB!J$5)*(Unit!AF36/100)*1000","v":0},{"$f":"(DmYear!$K$32*(Unit!F$14/100)/DB!K$5)*(Unit!AG36/100)*1000","v":0},{"$f":"(DmYear!$K$32*(Unit!G$14/100)/DB!L$5)*(Unit!AH36/100)*1000","v":0},{"$f":"(DmYear!$K$32*(Unit!H$14/100)/DB!M$5)*(Unit!AI36/100)*1000","v":0},{"$f":"(DmYear!$K$32*(Unit!I$14/100)/DB!N$5)*(Unit!AJ36/100)*1000","v":0},{"$f":"(DmYear!$K$32*(Unit!J$14/100)/DB!O$5)*(Unit!AK36/100)*1000","v":0},{"$f":"(DmYear!$K$32*(Unit!K$14/100)/DB!P$5)*(Unit!AL36/100)*1000","v":0},{"$f":"(DmYear!$K$32*(Unit!L$14/100)/DB!Q$5)*(Unit!AM36/100)*1000","v":0},{"$f":"(DmYear!$K$32*(Unit!M$14/100)/DB!R$5)*(Unit!AN36/100)*1000","v":0},{"$f":"(DmYear!$K$32*(Unit!N$14/100)/DB!S$5)*(Unit!AO36/100)*1000","v":0},"-",null,null,3,0,0,0,0,0,0,0,0,0,0,0,0,null,null,3,0,0,0,0,0,0,0,0,0,0,0,0,null,null,3,0,0,0,0,0,0,0,0,0,0,0,0]
[null,4,{"$f":"(DmYear!$K$5*(Unit!C$12/100)/DB!H$3)*(Unit!B37/100)*1000","v":0},{"$f":"(DmYear!$K$5*(Unit!D$12/100)/DB!I$3)*(Unit!C37/100)*1000","v":0},{"$f":"(DmYear!$K$5*(Unit!E$12/100)/DB!J$3)*(Unit!D37/100)*1000","v":0},{"$f":"(DmYear!$K$5*(Unit!F$12/100)/DB!K$3)*(Unit!E37/100)*1000","v":0},{"$f":"(DmYear!$K$5*(Unit!G$12/100)/DB!L$3)*(Unit!F37/100)*1000","v":0},{"$f":"(DmYear!$K$5*(Unit!H$12/100)/DB!M$3)*(Unit!G37/100)*1000","v":0},{"$f":"(DmYear!$K$5*(Unit!I$12/100)/DB!N$3)*(Unit!H37/100)*1000","v":0},{"$f":"(DmYear!$K$5*(Unit!J$12/100)/DB!O$3)*(Unit!I37/100)*1000","v":0},{"$f":"(DmYear!$K$5*(Unit!K$12/100)/DB!P$3)*(Unit!J37/100)*1000","v":0},{"$f":"(DmYear!$K$5*(Unit!L$12/100)/DB!Q$3)*(Unit!K37/100)*1000","v":0},{"$f":"(DmYear!$K$5*(Unit!M$12/100)/DB!R$3)*(Unit!L37/100)*1000","v":0},{"$f":"(DmYear!$K$5*(Unit!N$12/100)/DB!S$3)*(Unit!M37/100)*1000","v":0},"-",null,4,{"$f":"(DmYear!$K$5*(Unit!C$13/100)/DB!H$4)*(Unit!P37/100)*1000","v":0},{"$f":"(DmYear!$K$5*(Unit!D$13/100)/DB!I$4)*(Unit!Q37/100)*1000","v":0},{"$f":"(DmYear!$K$5*(Unit!E$13/100)/DB!J$4)*(Unit!R37/100)*1000","v":0},{"$f":"(DmYear!$K$5*(Unit!F$13/100)/DB!K$4)*(Unit!S37/100)*1000","v":0},{"$f":"(DmYear!$K$5*(Unit!G$13/100)/DB!L$4)*(Unit!T37/100)*1000","v":0},{"$f":"(DmYear!$K$5*(Unit!H$13/100)/DB!M$4)*(Unit!U37/100)*1000","v":0},{"$f":"(DmYear!$K$5*(Unit!I$13/100)/DB!N$4)*(Unit!V37/100)*1000","v":0},{"$f":"(DmYear!$K$5*(Unit!J$13/100)/DB!O$4)*(Unit!W37/100)*1000","v":0},{"$f":"(DmYear!$K$5*(Unit!K$13/100)/DB!P$4)*(Unit!X37/100)*1000","v":0},{"$f":"(DmYear!$K$5*(Unit!L$13/100)/DB!Q$4)*(Unit!Y37/100)*1000","v":0},{"$f":"(DmYear!$K$5*(Unit!M$13/100)/DB!R$4)*(Unit!Z37/100)*1000","v":0},{"$f":"(DmYear!$K$5*(Unit!N$13/100)/DB!S$4)*(Unit!AA37/100)*1000","v":0},"-",null,4,{"$f":"(DmYear!$K$5*(Unit!C$14/100)/DB!H$5)*(Unit!AD37/100)*1000","v":0},{"$f":"(DmYear!$K$5*(Unit!D$14/100)/DB!I$5)*(Unit!AE37/100)*1000","v":0},{"$f":"(DmYear!$K$5*(Unit!E$14/100)/DB!J$5)*(Unit!AF37/100)*1000","v":0},{"$f":"(DmYear!$K$5*(Unit!F$14/100)/DB!K$5)*(Unit!AG37/100)*1000","v":0},{"$f":"(DmYear!$K$5*(Unit!G$14/100)/DB!L$5)*(Unit!AH37/100)*1000","v":0},{"$f":"(DmYear!$K$5*(Unit!H$14/100)/DB!M$5)*(Unit!AI37/100)*1000","v":0},{"$f":"(DmYear!$K$5*(Unit!I$14/100)/DB!N$5)*(Unit!AJ37/100)*1000","v":0},{"$f":"(DmYear!$K$5*(Unit!J$14/100)/DB!O$5)*(Unit!AK37/100)*1000","v":0},{"$f":"(DmYear!$K$5*(Unit!K$14/100)/DB!P$5)*(Unit!AL37/100)*1000","v":0},{"$f":"(DmYear!$K$5*(Unit!L$14/100)/DB!Q$5)*(Unit!AM37/100)*1000","v":0},{"$f":"(DmYear!$K$5*(Unit!M$14/100)/DB!R$5)*(Unit!AN37/100)*1000","v":0},{"$f":"(DmYear!$K$5*(Unit!N$14/100)/DB!S$5)*(Unit!AO37/100)*1000","v":0},"-",null,null,4,0,0,0,0,0,0,0,0,0,0,0,0,null,null,4,0,0,0,0,0,0,0,0,0,0,0,0,null,null,4,0,0,0,0,0,0,0,0,0,0,0,0,null,null,null,null,4,{"$f":"(DmYear!$K$32*(Unit!C$12/100)/DB!H$3)*(Unit!B37/100)*1000","v":0},{"$f":"(DmYear!$K$32*(Unit!D$12/100)/DB!I$3)*(Unit!C37/100)*1000","v":0},{"$f":"(DmYear!$K$32*(Unit!E$12/100)/DB!J$3)*(Unit!D37/100)*1000","v":0},{"$f":"(DmYear!$K$32*(Unit!F$12/100)/DB!K$3)*(Unit!E37/100)*1000","v":0},{"$f":"(DmYear!$K$32*(Unit!G$12/100)/DB!L$3)*(Unit!F37/100)*1000","v":0},{"$f":"(DmYear!$K$32*(Unit!H$12/100)/DB!M$3)*(Unit!G37/100)*1000","v":0},{"$f":"(DmYear!$K$32*(Unit!I$12/100)/DB!N$3)*(Unit!H37/100)*1000","v":0},{"$f":"(DmYear!$K$32*(Unit!J$12/100)/DB!O$3)*(Unit!I37/100)*1000","v":0},{"$f":"(DmYear!$K$32*(Unit!K$12/100)/DB!P$3)*(Unit!J37/100)*1000","v":0},{"$f":"(DmYear!$K$32*(Unit!L$12/100)/DB!Q$3)*(Unit!K37/100)*1000","v":0},{"$f":"(DmYear!$K$32*(Unit!M$12/100)/DB!R$3)*(Unit!L37/100)*1000","v":0},{"$f":"(DmYear!$K$32*(Unit!N$12/100)/DB!S$3)*(Unit!M37/100)*1000","v":0},"-",null,4,{"$f":"(DmYear!$K$32*(Unit!C$13/100)/DB!H$4)*(Unit!P37/100)*1000","v":0},{"$f":"(DmYear!$K$32*(Unit!D$13/100)/DB!I$4)*(Unit!Q37/100)*1000","v":0},{"$f":"(DmYear!$K$32*(Unit!E$13/100)/DB!J$4)*(Unit!R37/100)*1000","v":0},{"$f":"(DmYear!$K$32*(Unit!F$13/100)/DB!K$4)*(Unit!S37/100)*1000","v":0},{"$f":"(DmYear!$K$32*(Unit!G$13/100)/DB!L$4)*(Unit!T37/100)*1000","v":0},{"$f":"(DmYear!$K$32*(Unit!H$13/100)/DB!M$4)*(Unit!U37/100)*1000","v":0},{"$f":"(DmYear!$K$32*(Unit!I$13/100)/DB!N$4)*(Unit!V37/100)*1000","v":0},{"$f":"(DmYear!$K$32*(Unit!J$13/100)/DB!O$4)*(Unit!W37/100)*1000","v":0},{"$f":"(DmYear!$K$32*(Unit!K$13/100)/DB!P$4)*(Unit!X37/100)*1000","v":0},{"$f":"(DmYear!$K$32*(Unit!L$13/100)/DB!Q$4)*(Unit!Y37/100)*1000","v":0},{"$f":"(DmYear!$K$32*(Unit!M$13/100)/DB!R$4)*(Unit!Z37/100)*1000","v":0},{"$f":"(DmYear!$K$32*(Unit!N$13/100)/DB!S$4)*(Unit!AA37/100)*1000","v":0},"-",null,4,{"$f":"(DmYear!$K$32*(Unit!C$14/100)/DB!H$5)*(Unit!AD37/100)*1000","v":0},{"$f":"(DmYear!$K$32*(Unit!D$14/100)/DB!I$5)*(Unit!AE37/100)*1000","v":0},{"$f":"(DmYear!$K$32*(Unit!E$14/100)/DB!J$5)*(Unit!AF37/100)*1000","v":0},{"$f":"(DmYear!$K$32*(Unit!F$14/100)/DB!K$5)*(Unit!AG37/100)*1000","v":0},{"$f":"(DmYear!$K$32*(Unit!G$14/100)/DB!L$5)*(Unit!AH37/100)*1000","v":0},{"$f":"(DmYear!$K$32*(Unit!H$14/100)/DB!M$5)*(Unit!AI37/100)*1000","v":0},{"$f":"(DmYear!$K$32*(Unit!I$14/100)/DB!N$5)*(Unit!AJ37/100)*1000","v":0},{"$f":"(DmYear!$K$32*(Unit!J$14/100)/DB!O$5)*(Unit!AK37/100)*1000","v":0},{"$f":"(DmYear!$K$32*(Unit!K$14/100)/DB!P$5)*(Unit!AL37/100)*1000","v":0},{"$f":"(DmYear!$K$32*(Unit!L$14/100)/DB!Q$5)*(Unit!AM37/100)*1000","v":0},{"$f":"(DmYear!$K$32*(Unit!M$14/100)/DB!R$5)*(Unit!AN37/100)*1000","v":0},{"$f":"(DmYear!$K$32*(Unit!N$14/100)/DB!S$5)*(Unit!AO37/100)*1000","v":0},"-",null,null,4,0,0,0,0,0,0,0,0,0,0,0,0,null,null,4,0,0,0,0,0,0,0,0,0,0,0,0,null,null,4,0,0,0,0,0,0,0,0,0,0,0,0]
[null,5,{"$f":"(DmYear!$K$5*(Unit!C$12/100)/DB!H$3)*(Unit!B38/100)*1000","v":0},{"$f":"(DmYear!$K$5*(Unit!D$12/100)/DB!I$3)*(Unit!C38/100)*1000","v":0},{"$f":"(DmYear!$K$5*(Unit!E$12/100)/DB!J$3)*(Unit!D38/100)*1000","v":0},{"$f":"(DmYear!$K$5*(Unit!F$12/100)/DB!K$3)*(Unit!E38/100)*1000","v":0},{"$f":"(DmYear!$K$5*(Unit!G$12/100)/DB!L$3)*(Unit!F38/100)*1000","v":0},{"$f":"(DmYear!$K$5*(Unit!H$12/100)/DB!M$3)*(Unit!G38/100)*1000","v":0},{"$f":"(DmYear!$K$5*(Unit!I$12/100)/DB!N$3)*(Unit!H38/100)*1000","v":0},{"$f":"(DmYear!$K$5*(Unit!J$12/100)/DB!O$3)*(Unit!I38/100)*1000","v":0},{"$f":"(DmYear!$K$5*(Unit!K$12/100)/DB!P$3)*(Unit!J38/100)*1000","v":0},{"$f":"(DmYear!$K$5*(Unit!L$12/100)/DB!Q$3)*(Unit!K38/100)*1000","v":0},{"$f":"(DmYear!$K$5*(Unit!M$12/100)/DB!R$3)*(Unit!L38/100)*1000","v":0},{"$f":"(DmYear!$K$5*(Unit!N$12/100)/DB!S$3)*(Unit!M38/100)*1000","v":0},"-",null,5,{"$f":"(DmYear!$K$5*(Unit!C$13/100)/DB!H$4)*(Unit!P38/100)*1000","v":0},{"$f":"(DmYear!$K$5*(Unit!D$13/100)/DB!I$4)*(Unit!Q38/100)*1000","v":0},{"$f":"(DmYear!$K$5*(Unit!E$13/100)/DB!J$4)*(Unit!R38/100)*1000","v":0},{"$f":"(DmYear!$K$5*(Unit!F$13/100)/DB!K$4)*(Unit!S38/100)*1000","v":0},{"$f":"(DmYear!$K$5*(Unit!G$13/100)/DB!L$4)*(Unit!T38/100)*1000","v":0},{"$f":"(DmYear!$K$5*(Unit!H$13/100)/DB!M$4)*(Unit!U38/100)*1000","v":0},{"$f":"(DmYear!$K$5*(Unit!I$13/100)/DB!N$4)*(Unit!V38/100)*1000","v":0},{"$f":"(DmYear!$K$5*(Unit!J$13/100)/DB!O$4)*(Unit!W38/100)*1000","v":0},{"$f":"(DmYear!$K$5*(Unit!K$13/100)/DB!P$4)*(Unit!X38/100)*1000","v":0},{"$f":"(DmYear!$K$5*(Unit!L$13/100)/DB!Q$4)*(Unit!Y38/100)*1000","v":0},{"$f":"(DmYear!$K$5*(Unit!M$13/100)/DB!R$4)*(Unit!Z38/100)*1000","v":0},{"$f":"(DmYear!$K$5*(Unit!N$13/100)/DB!S$4)*(Unit!AA38/100)*1000","v":0},"-",null,5,{"$f":"(DmYear!$K$5*(Unit!C$14/100)/DB!H$5)*(Unit!AD38/100)*1000","v":0},{"$f":"(DmYear!$K$5*(Unit!D$14/100)/DB!I$5)*(Unit!AE38/100)*1000","v":0},{"$f":"(DmYear!$K$5*(Unit!E$14/100)/DB!J$5)*(Unit!AF38/100)*1000","v":0},{"$f":"(DmYear!$K$5*(Unit!F$14/100)/DB!K$5)*(Unit!AG38/100)*1000","v":0},{"$f":"(DmYear!$K$5*(Unit!G$14/100)/DB!L$5)*(Unit!AH38/100)*1000","v":0},{"$f":"(DmYear!$K$5*(Unit!H$14/100)/DB!M$5)*(Unit!AI38/100)*1000","v":0},{"$f":"(DmYear!$K$5*(Unit!I$14/100)/DB!N$5)*(Unit!AJ38/100)*1000","v":0},{"$f":"(DmYear!$K$5*(Unit!J$14/100)/DB!O$5)*(Unit!AK38/100)*1000","v":0},{"$f":"(DmYear!$K$5*(Unit!K$14/100)/DB!P$5)*(Unit!AL38/100)*1000","v":0},{"$f":"(DmYear!$K$5*(Unit!L$14/100)/DB!Q$5)*(Unit!AM38/100)*1000","v":0},{"$f":"(DmYear!$K$5*(Unit!M$14/100)/DB!R$5)*(Unit!AN38/100)*1000","v":0},{"$f":"(DmYear!$K$5*(Unit!N$14/100)/DB!S$5)*(Unit!AO38/100)*1000","v":0},"-",null,null,5,0,0,0,0,0,0,0,0,0,0,0,0,null,null,5,0,0,0,0,0,0,0,0,0,0,0,0,null,null,5,0,0,0,0,0,0,0,0,0,0,0,0,null,null,null,null,5,{"$f":"(DmYear!$K$32*(Unit!C$12/100)/DB!H$3)*(Unit!B38/100)*1000","v":0},{"$f":"(DmYear!$K$32*(Unit!D$12/100)/DB!I$3)*(Unit!C38/100)*1000","v":0},{"$f":"(DmYear!$K$32*(Unit!E$12/100)/DB!J$3)*(Unit!D38/100)*1000","v":0},{"$f":"(DmYear!$K$32*(Unit!F$12/100)/DB!K$3)*(Unit!E38/100)*1000","v":0},{"$f":"(DmYear!$K$32*(Unit!G$12/100)/DB!L$3)*(Unit!F38/100)*1000","v":0},{"$f":"(DmYear!$K$32*(Unit!H$12/100)/DB!M$3)*(Unit!G38/100)*1000","v":0},{"$f":"(DmYear!$K$32*(Unit!I$12/100)/DB!N$3)*(Unit!H38/100)*1000","v":0},{"$f":"(DmYear!$K$32*(Unit!J$12/100)/DB!O$3)*(Unit!I38/100)*1000","v":0},{"$f":"(DmYear!$K$32*(Unit!K$12/100)/DB!P$3)*(Unit!J38/100)*1000","v":0},{"$f":"(DmYear!$K$32*(Unit!L$12/100)/DB!Q$3)*(Unit!K38/100)*1000","v":0},{"$f":"(DmYear!$K$32*(Unit!M$12/100)/DB!R$3)*(Unit!L38/100)*1000","v":0},{"$f":"(DmYear!$K$32*(Unit!N$12/100)/DB!S$3)*(Unit!M38/100)*1000","v":0},"-",null,5,{"$f":"(DmYear!$K$32*(Unit!C$13/100)/DB!H$4)*(Unit!P38/100)*1000","v":0},{"$f":"(DmYear!$K$32*(Unit!D$13/100)/DB!I$4)*(Unit!Q38/100)*1000","v":0},{"$f":"(DmYear!$K$32*(Unit!E$13/100)/DB!J$4)*(Unit!R38/100)*1000","v":0},{"$f":"(DmYear!$K$32*(Unit!F$13/100)/DB!K$4)*(Unit!S38/100)*1000","v":0},{"$f":"(DmYear!$K$32*(Unit!G$13/100)/DB!L$4)*(Unit!T38/100)*1000","v":0},{"$f":"(DmYear!$K$32*(Unit!H$13/100)/DB!M$4)*(Unit!U38/100)*1000","v":0},{"$f":"(DmYear!$K$32*(Unit!I$13/100)/DB!N$4)*(Unit!V38/100)*1000","v":0},{"$f":"(DmYear!$K$32*(Unit!J$13/100)/DB!O$4)*(Unit!W38/100)*1000","v":0},{"$f":"(DmYear!$K$32*(Unit!K$13/100)/DB!P$4)*(Unit!X38/100)*1000","v":0},{"$f":"(DmYear!$K$32*(Unit!L$13/100)/DB!Q$4)*(Unit!Y38/100)*1000","v":0},{"$f":"(DmYear!$K$32*(Unit!M$13/100)/DB!R$4)*(Unit!Z38/100)*1000","v":0},{"$f":"(DmYear!$K$32*(Unit!N$13/100)/DB!S$4)*(Unit!AA38/100)*1000","v":0},"-",null,5,{"$f":"(DmYear!$K$32*(Unit!C$14/100)/DB!H$5)*(Unit!AD38/100)*1000","v":0},{"$f":"(DmYear!$K$32*(Unit!D$14/100)/DB!I$5)*(Unit!AE38/100)*1000","v":0},{"$f":"(DmYear!$K$32*(Unit!E$14/100)/DB!J$5)*(Unit!AF38/100)*1000","v":0},{"$f":"(DmYear!$K$32*(Unit!F$14/100)/DB!K$5)*(Unit!AG38/100)*1000","v":0},{"$f":"(DmYear!$K$32*(Unit!G$14/100)/DB!L$5)*(Unit!AH38/100)*1000","v":0},{"$f":"(DmYear!$K$32*(Unit!H$14/100)/DB!M$5)*(Unit!AI38/100)*1000","v":0},{"$f":"(DmYear!$K$32*(Unit!I$14/100)/DB!N$5)*(Unit!AJ38/100)*1000","v":0},{"$f":"(DmYear!$K$32*(Unit!J$14/100)/DB!O$5)*(Unit!AK38/100)*1000","v":0},{"$f":"(DmYear!$K$32*(Unit!K$14/100)/DB!P$5)*(Unit!AL38/100)*1000","v":0},{"$f":"(DmYear!$K$32*(Unit!L$14/100)/DB!Q$5)*(Unit!AM38/100)*1000","v":0},{"$f":"(DmYear!$K$32*(Unit!M$14/100)/DB!R$5)*(Unit!AN38/100)*1000","v":0},{"$f":"(DmYear!$K$32*(Unit!N$14/100)/DB!S$5)*(Unit!AO38/100)*1000","v":0},"-",null,null,5,0,0,0,0,0,0,0,0,0,0,0,0,null,null,5,0,0,0,0,0,0,0,0,0,0,0,0,null,null,5,0,0,0,0,0,0,0,0,0,0,0,0]
[null,6,{"$f":"(DmYear!$K$5*(Unit!C$12/100)/DB!H$3)*(Unit!B39/100)*1000","v":0},{"$f":"(DmYear!$K$5*(Unit!D$12/100)/DB!I$3)*(Unit!C39/100)*1000","v":0},{"$f":"(DmYear!$K$5*(Unit!E$12/100)/DB!J$3)*(Unit!D39/100)*1000","v":0},{"$f":"(DmYear!$K$5*(Unit!F$12/100)/DB!K$3)*(Unit!E39/100)*1000","v":0},{"$f":"(DmYear!$K$5*(Unit!G$12/100)/DB!L$3)*(Unit!F39/100)*1000","v":0},{"$f":"(DmYear!$K$5*(Unit!H$12/100)/DB!M$3)*(Unit!G39/100)*1000","v":0},{"$f":"(DmYear!$K$5*(Unit!I$12/100)/DB!N$3)*(Unit!H39/100)*1000","v":0},{"$f":"(DmYear!$K$5*(Unit!J$12/100)/DB!O$3)*(Unit!I39/100)*1000","v":0},{"$f":"(DmYear!$K$5*(Unit!K$12/100)/DB!P$3)*(Unit!J39/100)*1000","v":0},{"$f":"(DmYear!$K$5*(Unit!L$12/100)/DB!Q$3)*(Unit!K39/100)*1000","v":0},{"$f":"(DmYear!$K$5*(Unit!M$12/100)/DB!R$3)*(Unit!L39/100)*1000","v":0},{"$f":"(DmYear!$K$5*(Unit!N$12/100)/DB!S$3)*(Unit!M39/100)*1000","v":0},"-",null,6,{"$f":"(DmYear!$K$5*(Unit!C$13/100)/DB!H$4)*(Unit!P39/100)*1000","v":0},{"$f":"(DmYear!$K$5*(Unit!D$13/100)/DB!I$4)*(Unit!Q39/100)*1000","v":0},{"$f":"(DmYear!$K$5*(Unit!E$13/100)/DB!J$4)*(Unit!R39/100)*1000","v":0},{"$f":"(DmYear!$K$5*(Unit!F$13/100)/DB!K$4)*(Unit!S39/100)*1000","v":0},{"$f":"(DmYear!$K$5*(Unit!G$13/100)/DB!L$4)*(Unit!T39/100)*1000","v":0},{"$f":"(DmYear!$K$5*(Unit!H$13/100)/DB!M$4)*(Unit!U39/100)*1000","v":0},{"$f":"(DmYear!$K$5*(Unit!I$13/100)/DB!N$4)*(Unit!V39/100)*1000","v":0},{"$f":"(DmYear!$K$5*(Unit!J$13/100)/DB!O$4)*(Unit!W39/100)*1000","v":0},{"$f":"(DmYear!$K$5*(Unit!K$13/100)/DB!P$4)*(Unit!X39/100)*1000","v":0},{"$f":"(DmYear!$K$5*(Unit!L$13/100)/DB!Q$4)*(Unit!Y39/100)*1000","v":0},{"$f":"(DmYear!$K$5*(Unit!M$13/100)/DB!R$4)*(Unit!Z39/100)*1000","v":0},{"$f":"(DmYear!$K$5*(Unit!N$13/100)/DB!S$4)*(Unit!AA39/100)*1000","v":0},"-",null,6,{"$f":"(DmYear!$K$5*(Unit!C$14/100)/DB!H$5)*(Unit!AD39/100)*1000","v":0},{"$f":"(DmYear!$K$5*(Unit!D$14/100)/DB!I$5)*(Unit!AE39/100)*1000","v":0},{"$f":"(DmYear!$K$5*(Unit!E$14/100)/DB!J$5)*(Unit!AF39/100)*1000","v":0},{"$f":"(DmYear!$K$5*(Unit!F$14/100)/DB!K$5)*(Unit!AG39/100)*1000","v":0},{"$f":"(DmYear!$K$5*(Unit!G$14/100)/DB!L$5)*(Unit!AH39/100)*1000","v":0},{"$f":"(DmYear!$K$5*(Unit!H$14/100)/DB!M$5)*(Unit!AI39/100)*1000","v":0},{"$f":"(DmYear!$K$5*(Unit!I$14/100)/DB!N$5)*(Unit!AJ39/100)*1000","v":0},{"$f":"(DmYear!$K$5*(Unit!J$14/100)/DB!O$5)*(Unit!AK39/100)*1000","v":0},{"$f":"(DmYear!$K$5*(Unit!K$14/100)/DB!P$5)*(Unit!AL39/100)*1000","v":0},{"$f":"(DmYear!$K$5*(Unit!L$14/100)/DB!Q$5)*(Unit!AM39/100)*1000","v":0},{"$f":"(DmYear!$K$5*(Unit!M$14/100)/DB!R$5)*(Unit!AN39/100)*1000","v":0},{"$f":"(DmYear!$K$5*(Unit!N$14/100)/DB!S$5)*(Unit!AO39/100)*1000","v":0},"-",null,null,6,0,0,0,0,0,0,0,0,0,0,0,0,null,null,6,0,0,0,0,0,0,0,0,0,0,0,0,null,null,6,0,0,0,0,0,0,0,0,0,0,0,0,null,null,null,null,6,{"$f":"(DmYear!$K$32*(Unit!C$12/100)/DB!H$3)*(Unit!B39/100)*1000","v":0},{"$f":"(DmYear!$K$32*(Unit!D$12/100)/DB!I$3)*(Unit!C39/100)*1000","v":0},{"$f":"(DmYear!$K$32*(Unit!E$12/100)/DB!J$3)*(Unit!D39/100)*1000","v":0},{"$f":"(DmYear!$K$32*(Unit!F$12/100)/DB!K$3)*(Unit!E39/100)*1000","v":0},{"$f":"(DmYear!$K$32*(Unit!G$12/100)/DB!L$3)*(Unit!F39/100)*1000","v":0},{"$f":"(DmYear!$K$32*(Unit!H$12/100)/DB!M$3)*(Unit!G39/100)*1000","v":0},{"$f":"(DmYear!$K$32*(Unit!I$12/100)/DB!N$3)*(Unit!H39/100)*1000","v":0},{"$f":"(DmYear!$K$32*(Unit!J$12/100)/DB!O$3)*(Unit!I39/100)*1000","v":0},{"$f":"(DmYear!$K$32*(Unit!K$12/100)/DB!P$3)*(Unit!J39/100)*1000","v":0},{"$f":"(DmYear!$K$32*(Unit!L$12/100)/DB!Q$3)*(Unit!K39/100)*1000","v":0},{"$f":"(DmYear!$K$32*(Unit!M$12/100)/DB!R$3)*(Unit!L39/100)*1000","v":0},{"$f":"(DmYear!$K$32*(Unit!N$12/100)/DB!S$3)*(Unit!M39/100)*1000","v":0},"-",null,6,{"$f":"(DmYear!$K$32*(Unit!C$13/100)/DB!H$4)*(Unit!P39/100)*1000","v":0},{"$f":"(DmYear!$K$32*(Unit!D$13/100)/DB!I$4)*(Unit!Q39/100)*1000","v":0},{"$f":"(DmYear!$K$32*(Unit!E$13/100)/DB!J$4)*(Unit!R39/100)*1000","v":0},{"$f":"(DmYear!$K$32*(Unit!F$13/100)/DB!K$4)*(Unit!S39/100)*1000","v":0},{"$f":"(DmYear!$K$32*(Unit!G$13/100)/DB!L$4)*(Unit!T39/100)*1000","v":0},{"$f":"(DmYear!$K$32*(Unit!H$13/100)/DB!M$4)*(Unit!U39/100)*1000","v":0},{"$f":"(DmYear!$K$32*(Unit!I$13/100)/DB!N$4)*(Unit!V39/100)*1000","v":0},{"$f":"(DmYear!$K$32*(Unit!J$13/100)/DB!O$4)*(Unit!W39/100)*1000","v":0},{"$f":"(DmYear!$K$32*(Unit!K$13/100)/DB!P$4)*(Unit!X39/100)*1000","v":0},{"$f":"(DmYear!$K$32*(Unit!L$13/100)/DB!Q$4)*(Unit!Y39/100)*1000","v":0},{"$f":"(DmYear!$K$32*(Unit!M$13/100)/DB!R$4)*(Unit!Z39/100)*1000","v":0},{"$f":"(DmYear!$K$32*(Unit!N$13/100)/DB!S$4)*(Unit!AA39/100)*1000","v":0},"-",null,6,{"$f":"(DmYear!$K$32*(Unit!C$14/100)/DB!H$5)*(Unit!AD39/100)*1000","v":0},{"$f":"(DmYear!$K$32*(Unit!D$14/100)/DB!I$5)*(Unit!AE39/100)*1000","v":0},{"$f":"(DmYear!$K$32*(Unit!E$14/100)/DB!J$5)*(Unit!AF39/100)*1000","v":0},{"$f":"(DmYear!$K$32*(Unit!F$14/100)/DB!K$5)*(Unit!AG39/100)*1000","v":0},{"$f":"(DmYear!$K$32*(Unit!G$14/100)/DB!L$5)*(Unit!AH39/100)*1000","v":0},{"$f":"(DmYear!$K$32*(Unit!H$14/100)/DB!M$5)*(Unit!AI39/100)*1000","v":0},{"$f":"(DmYear!$K$32*(Unit!I$14/100)/DB!N$5)*(Unit!AJ39/100)*1000","v":0},{"$f":"(DmYear!$K$32*(Unit!J$14/100)/DB!O$5)*(Unit!AK39/100)*1000","v":0},{"$f":"(DmYear!$K$32*(Unit!K$14/100)/DB!P$5)*(Unit!AL39/100)*1000","v":0},{"$f":"(DmYear!$K$32*(Unit!L$14/100)/DB!Q$5)*(Unit!AM39/100)*1000","v":0},{"$f":"(DmYear!$K$32*(Unit!M$14/100)/DB!R$5)*(Unit!AN39/100)*1000","v":0},{"$f":"(DmYear!$K$32*(Unit!N$14/100)/DB!S$5)*(Unit!AO39/100)*1000","v":0},"-",null,null,6,0,0,0,0,0,0,0,0,0,0,0,0,null,null,6,0,0,0,0,0,0,0,0,0,0,0,0,null,null,6,0,0,0,0,0,0,0,0,0,0,0,0]
[null,7,{"$f":"(DmYear!$K$5*(Unit!C$12/100)/DB!H$3)*(Unit!B40/100)*1000","v":0},{"$f":"(DmYear!$K$5*(Unit!D$12/100)/DB!I$3)*(Unit!C40/100)*1000","v":0},{"$f":"(DmYear!$K$5*(Unit!E$12/100)/DB!J$3)*(Unit!D40/100)*1000","v":0},{"$f":"(DmYear!$K$5*(Unit!F$12/100)/DB!K$3)*(Unit!E40/100)*1000","v":0},{"$f":"(DmYear!$K$5*(Unit!G$12/100)/DB!L$3)*(Unit!F40/100)*1000","v":0},{"$f":"(DmYear!$K$5*(Unit!H$12/100)/DB!M$3)*(Unit!G40/100)*1000","v":0},{"$f":"(DmYear!$K$5*(Unit!I$12/100)/DB!N$3)*(Unit!H40/100)*1000","v":0},{"$f":"(DmYear!$K$5*(Unit!J$12/100)/DB!O$3)*(Unit!I40/100)*1000","v":0},{"$f":"(DmYear!$K$5*(Unit!K$12/100)/DB!P$3)*(Unit!J40/100)*1000","v":0},{"$f":"(DmYear!$K$5*(Unit!L$12/100)/DB!Q$3)*(Unit!K40/100)*1000","v":0},{"$f":"(DmYear!$K$5*(Unit!M$12/100)/DB!R$3)*(Unit!L40/100)*1000","v":0},{"$f":"(DmYear!$K$5*(Unit!N$12/100)/DB!S$3)*(Unit!M40/100)*1000","v":0},"-",null,7,{"$f":"(DmYear!$K$5*(Unit!C$13/100)/DB!H$4)*(Unit!P40/100)*1000","v":0},{"$f":"(DmYear!$K$5*(Unit!D$13/100)/DB!I$4)*(Unit!Q40/100)*1000","v":0},{"$f":"(DmYear!$K$5*(Unit!E$13/100)/DB!J$4)*(Unit!R40/100)*1000","v":0},{"$f":"(DmYear!$K$5*(Unit!F$13/100)/DB!K$4)*(Unit!S40/100)*1000","v":0},{"$f":"(DmYear!$K$5*(Unit!G$13/100)/DB!L$4)*(Unit!T40/100)*1000","v":0},{"$f":"(DmYear!$K$5*(Unit!H$13/100)/DB!M$4)*(Unit!U40/100)*1000","v":0},{"$f":"(DmYear!$K$5*(Unit!I$13/100)/DB!N$4)*(Unit!V40/100)*1000","v":0},{"$f":"(DmYear!$K$5*(Unit!J$13/100)/DB!O$4)*(Unit!W40/100)*1000","v":0},{"$f":"(DmYear!$K$5*(Unit!K$13/100)/DB!P$4)*(Unit!X40/100)*1000","v":0},{"$f":"(DmYear!$K$5*(Unit!L$13/100)/DB!Q$4)*(Unit!Y40/100)*1000","v":0},{"$f":"(DmYear!$K$5*(Unit!M$13/100)/DB!R$4)*(Unit!Z40/100)*1000","v":0},{"$f":"(DmYear!$K$5*(Unit!N$13/100)/DB!S$4)*(Unit!AA40/100)*1000","v":0},"-",null,7,{"$f":"(DmYear!$K$5*(Unit!C$14/100)/DB!H$5)*(Unit!AD40/100)*1000","v":0},{"$f":"(DmYear!$K$5*(Unit!D$14/100)/DB!I$5)*(Unit!AE40/100)*1000","v":0},{"$f":"(DmYear!$K$5*(Unit!E$14/100)/DB!J$5)*(Unit!AF40/100)*1000","v":0},{"$f":"(DmYear!$K$5*(Unit!F$14/100)/DB!K$5)*(Unit!AG40/100)*1000","v":0},{"$f":"(DmYear!$K$5*(Unit!G$14/100)/DB!L$5)*(Unit!AH40/100)*1000","v":0},{"$f":"(DmYear!$K$5*(Unit!H$14/100)/DB!M$5)*(Unit!AI40/100)*1000","v":0},{"$f":"(DmYear!$K$5*(Unit!I$14/100)/DB!N$5)*(Unit!AJ40/100)*1000","v":0},{"$f":"(DmYear!$K$5*(Unit!J$14/100)/DB!O$5)*(Unit!AK40/100)*1000","v":0},{"$f":"(DmYear!$K$5*(Unit!K$14/100)/DB!P$5)*(Unit!AL40/100)*1000","v":0},{"$f":"(DmYear!$K$5*(Unit!L$14/100)/DB!Q$5)*(Unit!AM40/100)*1000","v":0},{"$f":"(DmYear!$K$5*(Unit!M$14/100)/DB!R$5)*(Unit!AN40/100)*1000","v":0},{"$f":"(DmYear!$K$5*(Unit!N$14/100)/DB!S$5)*(Unit!AO40/100)*1000","v":0},"-",null,null,7,0,0,0,0,0,0,0,0,0,0,0,0,null,null,7,0,0,0,0,0,0,0,0,0,0,0,0,null,null,7,0,0,0,0,0,0,0,0,0,0,0,0,null,null,null,null,7,{"$f":"(DmYear!$K$32*(Unit!C$12/100)/DB!H$3)*(Unit!B40/100)*1000","v":0},{"$f":"(DmYear!$K$32*(Unit!D$12/100)/DB!I$3)*(Unit!C40/100)*1000","v":0},{"$f":"(DmYear!$K$32*(Unit!E$12/100)/DB!J$3)*(Unit!D40/100)*1000","v":0},{"$f":"(DmYear!$K$32*(Unit!F$12/100)/DB!K$3)*(Unit!E40/100)*1000","v":0},{"$f":"(DmYear!$K$32*(Unit!G$12/100)/DB!L$3)*(Unit!F40/100)*1000","v":0},{"$f":"(DmYear!$K$32*(Unit!H$12/100)/DB!M$3)*(Unit!G40/100)*1000","v":0},{"$f":"(DmYear!$K$32*(Unit!I$12/100)/DB!N$3)*(Unit!H40/100)*1000","v":0},{"$f":"(DmYear!$K$32*(Unit!J$12/100)/DB!O$3)*(Unit!I40/100)*1000","v":0},{"$f":"(DmYear!$K$32*(Unit!K$12/100)/DB!P$3)*(Unit!J40/100)*1000","v":0},{"$f":"(DmYear!$K$32*(Unit!L$12/100)/DB!Q$3)*(Unit!K40/100)*1000","v":0},{"$f":"(DmYear!$K$32*(Unit!M$12/100)/DB!R$3)*(Unit!L40/100)*1000","v":0},{"$f":"(DmYear!$K$32*(Unit!N$12/100)/DB!S$3)*(Unit!M40/100)*1000","v":0},"-",null,7,{"$f":"(DmYear!$K$32*(Unit!C$13/100)/DB!H$4)*(Unit!P40/100)*1000","v":0},{"$f":"(DmYear!$K$32*(Unit!D$13/100)/DB!I$4)*(Unit!Q40/100)*1000","v":0},{"$f":"(DmYear!$K$32*(Unit!E$13/100)/DB!J$4)*(Unit!R40/100)*1000","v":0},{"$f":"(DmYear!$K$32*(Unit!F$13/100)/DB!K$4)*(Unit!S40/100)*1000","v":0},{"$f":"(DmYear!$K$32*(Unit!G$13/100)/DB!L$4)*(Unit!T40/100)*1000","v":0},{"$f":"(DmYear!$K$32*(Unit!H$13/100)/DB!M$4)*(Unit!U40/100)*1000","v":0},{"$f":"(DmYear!$K$32*(Unit!I$13/100)/DB!N$4)*(Unit!V40/100)*1000","v":0},{"$f":"(DmYear!$K$32*(Unit!J$13/100)/DB!O$4)*(Unit!W40/100)*1000","v":0},{"$f":"(DmYear!$K$32*(Unit!K$13/100)/DB!P$4)*(Unit!X40/100)*1000","v":0},{"$f":"(DmYear!$K$32*(Unit!L$13/100)/DB!Q$4)*(Unit!Y40/100)*1000","v":0},{"$f":"(DmYear!$K$32*(Unit!M$13/100)/DB!R$4)*(Unit!Z40/100)*1000","v":0},{"$f":"(DmYear!$K$32*(Unit!N$13/100)/DB!S$4)*(Unit!AA40/100)*1000","v":0},"-",null,7,{"$f":"(DmYear!$K$32*(Unit!C$14/100)/DB!H$5)*(Unit!AD40/100)*1000","v":0},{"$f":"(DmYear!$K$32*(Unit!D$14/100)/DB!I$5)*(Unit!AE40/100)*1000","v":0},{"$f":"(DmYear!$K$32*(Unit!E$14/100)/DB!J$5)*(Unit!AF40/100)*1000","v":0},{"$f":"(DmYear!$K$32*(Unit!F$14/100)/DB!K$5)*(Unit!AG40/100)*1000","v":0},{"$f":"(DmYear!$K$32*(Unit!G$14/100)/DB!L$5)*(Unit!AH40/100)*1000","v":0},{"$f":"(DmYear!$K$32*(Unit!H$14/100)/DB!M$5)*(Unit!AI40/100)*1000","v":0},{"$f":"(DmYear!$K$32*(Unit!I$14/100)/DB!N$5)*(Unit!AJ40/100)*1000","v":0},{"$f":"(DmYear!$K$32*(Unit!J$14/100)/DB!O$5)*(Unit!AK40/100)*1000","v":0},{"$f":"(DmYear!$K$32*(Unit!K$14/100)/DB!P$5)*(Unit!AL40/100)*1000","v":0},{"$f":"(DmYear!$K$32*(Unit!L$14/100)/DB!Q$5)*(Unit!AM40/100)*1000","v":0},{"$f":"(DmYear!$K$32*(Unit!M$14/100)/DB!R$5)*(Unit!AN40/100)*1000","v":0},{"$f":"(DmYear!$K$32*(Unit!N$14/100)/DB!S$5)*(Unit!AO40/100)*1000","v":0},"-",null,null,7,0,0,0,0,0,0,0,0,0,0,0,0,null,null,7,0,0,0,0,0,0,0,0,0,0,0,0,null,null,7,0,0,0,0,0,0,0,0,0,0,0,0]
[null,8,{"$f":"(DmYear!$K$5*(Unit!C$12/100)/DB!H$3)*(Unit!B41/100)*1000","v":0},{"$f":"(DmYear!$K$5*(Unit!D$12/100)/DB!I$3)*(Unit!C41/100)*1000","v":0},{"$f":"(DmYear!$K$5*(Unit!E$12/100)/DB!J$3)*(Unit!D41/100)*1000","v":0},{"$f":"(DmYear!$K$5*(Unit!F$12/100)/DB!K$3)*(Unit!E41/100)*1000","v":0},{"$f":"(DmYear!$K$5*(Unit!G$12/100)/DB!L$3)*(Unit!F41/100)*1000","v":0},{"$f":"(DmYear!$K$5*(Unit!H$12/100)/DB!M$3)*(Unit!G41/100)*1000","v":0},{"$f":"(DmYear!$K$5*(Unit!I$12/100)/DB!N$3)*(Unit!H41/100)*1000","v":0},{"$f":"(DmYear!$K$5*(Unit!J$12/100)/DB!O$3)*(Unit!I41/100)*1000","v":0},{"$f":"(DmYear!$K$5*(Unit!K$12/100)/DB!P$3)*(Unit!J41/100)*1000","v":0},{"$f":"(DmYear!$K$5*(Unit!L$12/100)/DB!Q$3)*(Unit!K41/100)*1000","v":0},{"$f":"(DmYear!$K$5*(Unit!M$12/100)/DB!R$3)*(Unit!L41/100)*1000","v":0},{"$f":"(DmYear!$K$5*(Unit!N$12/100)/DB!S$3)*(Unit!M41/100)*1000","v":0},"-",null,8,{"$f":"(DmYear!$K$5*(Unit!C$13/100)/DB!H$4)*(Unit!P41/100)*1000","v":0},{"$f":"(DmYear!$K$5*(Unit!D$13/100)/DB!I$4)*(Unit!Q41/100)*1000","v":0},{"$f":"(DmYear!$K$5*(Unit!E$13/100)/DB!J$4)*(Unit!R41/100)*1000","v":0},{"$f":"(DmYear!$K$5*(Unit!F$13/100)/DB!K$4)*(Unit!S41/100)*1000","v":0},{"$f":"(DmYear!$K$5*(Unit!G$13/100)/DB!L$4)*(Unit!T41/100)*1000","v":0},{"$f":"(DmYear!$K$5*(Unit!H$13/100)/DB!M$4)*(Unit!U41/100)*1000","v":0},{"$f":"(DmYear!$K$5*(Unit!I$13/100)/DB!N$4)*(Unit!V41/100)*1000","v":0},{"$f":"(DmYear!$K$5*(Unit!J$13/100)/DB!O$4)*(Unit!W41/100)*1000","v":0},{"$f":"(DmYear!$K$5*(Unit!K$13/100)/DB!P$4)*(Unit!X41/100)*1000","v":0},{"$f":"(DmYear!$K$5*(Unit!L$13/100)/DB!Q$4)*(Unit!Y41/100)*1000","v":0},{"$f":"(DmYear!$K$5*(Unit!M$13/100)/DB!R$4)*(Unit!Z41/100)*1000","v":0},{"$f":"(DmYear!$K$5*(Unit!N$13/100)/DB!S$4)*(Unit!AA41/100)*1000","v":0},"-",null,8,{"$f":"(DmYear!$K$5*(Unit!C$14/100)/DB!H$5)*(Unit!AD41/100)*1000","v":0},{"$f":"(DmYear!$K$5*(Unit!D$14/100)/DB!I$5)*(Unit!AE41/100)*1000","v":0},{"$f":"(DmYear!$K$5*(Unit!E$14/100)/DB!J$5)*(Unit!AF41/100)*1000","v":0},{"$f":"(DmYear!$K$5*(Unit!F$14/100)/DB!K$5)*(Unit!AG41/100)*1000","v":0},{"$f":"(DmYear!$K$5*(Unit!G$14/100)/DB!L$5)*(Unit!AH41/100)*1000","v":0},{"$f":"(DmYear!$K$5*(Unit!H$14/100)/DB!M$5)*(Unit!AI41/100)*1000","v":0},{"$f":"(DmYear!$K$5*(Unit!I$14/100)/DB!N$5)*(Unit!AJ41/100)*1000","v":0},{"$f":"(DmYear!$K$5*(Unit!J$14/100)/DB!O$5)*(Unit!AK41/100)*1000","v":0},{"$f":"(DmYear!$K$5*(Unit!K$14/100)/DB!P$5)*(Unit!AL41/100)*1000","v":0},{"$f":"(DmYear!$K$5*(Unit!L$14/100)/DB!Q$5)*(Unit!AM41/100)*1000","v":0},{"$f":"(DmYear!$K$5*(Unit!M$14/100)/DB!R$5)*(Unit!AN41/100)*1000","v":0},{"$f":"(DmYear!$K$5*(Unit!N$14/100)/DB!S$5)*(Unit!AO41/100)*1000","v":0},"-",null,null,8,0,0,0,0,0,0,0,0,0,0,0,0,null,null,8,0,0,0,0,0,0,0,0,0,0,0,0,null,null,8,0,0,0,0,0,0,0,0,0,0,0,0,null,null,null,null,8,{"$f":"(DmYear!$K$32*(Unit!C$12/100)/DB!H$3)*(Unit!B41/100)*1000","v":0},{"$f":"(DmYear!$K$32*(Unit!D$12/100)/DB!I$3)*(Unit!C41/100)*1000","v":0},{"$f":"(DmYear!$K$32*(Unit!E$12/100)/DB!J$3)*(Unit!D41/100)*1000","v":0},{"$f":"(DmYear!$K$32*(Unit!F$12/100)/DB!K$3)*(Unit!E41/100)*1000","v":0},{"$f":"(DmYear!$K$32*(Unit!G$12/100)/DB!L$3)*(Unit!F41/100)*1000","v":0},{"$f":"(DmYear!$K$32*(Unit!H$12/100)/DB!M$3)*(Unit!G41/100)*1000","v":0},{"$f":"(DmYear!$K$32*(Unit!I$12/100)/DB!N$3)*(Unit!H41/100)*1000","v":0},{"$f":"(DmYear!$K$32*(Unit!J$12/100)/DB!O$3)*(Unit!I41/100)*1000","v":0},{"$f":"(DmYear!$K$32*(Unit!K$12/100)/DB!P$3)*(Unit!J41/100)*1000","v":0},{"$f":"(DmYear!$K$32*(Unit!L$12/100)/DB!Q$3)*(Unit!K41/100)*1000","v":0},{"$f":"(DmYear!$K$32*(Unit!M$12/100)/DB!R$3)*(Unit!L41/100)*1000","v":0},{"$f":"(DmYear!$K$32*(Unit!N$12/100)/DB!S$3)*(Unit!M41/100)*1000","v":0},"-",null,8,{"$f":"(DmYear!$K$32*(Unit!C$13/100)/DB!H$4)*(Unit!P41/100)*1000","v":0},{"$f":"(DmYear!$K$32*(Unit!D$13/100)/DB!I$4)*(Unit!Q41/100)*1000","v":0},{"$f":"(DmYear!$K$32*(Unit!E$13/100)/DB!J$4)*(Unit!R41/100)*1000","v":0},{"$f":"(DmYear!$K$32*(Unit!F$13/100)/DB!K$4)*(Unit!S41/100)*1000","v":0},{"$f":"(DmYear!$K$32*(Unit!G$13/100)/DB!L$4)*(Unit!T41/100)*1000","v":0},{"$f":"(DmYear!$K$32*(Unit!H$13/100)/DB!M$4)*(Unit!U41/100)*1000","v":0},{"$f":"(DmYear!$K$32*(Unit!I$13/100)/DB!N$4)*(Unit!V41/100)*1000","v":0},{"$f":"(DmYear!$K$32*(Unit!J$13/100)/DB!O$4)*(Unit!W41/100)*1000","v":0},{"$f":"(DmYear!$K$32*(Unit!K$13/100)/DB!P$4)*(Unit!X41/100)*1000","v":0},{"$f":"(DmYear!$K$32*(Unit!L$13/100)/DB!Q$4)*(Unit!Y41/100)*1000","v":0},{"$f":"(DmYear!$K$32*(Unit!M$13/100)/DB!R$4)*(Unit!Z41/100)*1000","v":0},{"$f":"(DmYear!$K$32*(Unit!N$13/100)/DB!S$4)*(Unit!AA41/100)*1000","v":0},"-",null,8,{"$f":"(DmYear!$K$32*(Unit!C$14/100)/DB!H$5)*(Unit!AD41/100)*1000","v":0},{"$f":"(DmYear!$K$32*(Unit!D$14/100)/DB!I$5)*(Unit!AE41/100)*1000","v":0},{"$f":"(DmYear!$K$32*(Unit!E$14/100)/DB!J$5)*(Unit!AF41/100)*1000","v":0},{"$f":"(DmYear!$K$32*(Unit!F$14/100)/DB!K$5)*(Unit!AG41/100)*1000","v":0},{"$f":"(DmYear!$K$32*(Unit!G$14/100)/DB!L$5)*(Unit!AH41/100)*1000","v":0},{"$f":"(DmYear!$K$32*(Unit!H$14/100)/DB!M$5)*(Unit!AI41/100)*1000","v":0},{"$f":"(DmYear!$K$32*(Unit!I$14/100)/DB!N$5)*(Unit!AJ41/100)*1000","v":0},{"$f":"(DmYear!$K$32*(Unit!J$14/100)/DB!O$5)*(Unit!AK41/100)*1000","v":0},{"$f":"(DmYear!$K$32*(Unit!K$14/100)/DB!P$5)*(Unit!AL41/100)*1000","v":0},{"$f":"(DmYear!$K$32*(Unit!L$14/100)/DB!Q$5)*(Unit!AM41/100)*1000","v":0},{"$f":"(DmYear!$K$32*(Unit!M$14/100)/DB!R$5)*(Unit!AN41/100)*1000","v":0},{"$f":"(DmYear!$K$32*(Unit!N$14/100)/DB!S$5)*(Unit!AO41/100)*1000","v":0},"-",null,null,8,0,0,0,0,0,0,0,0,0,0,0,0,null,null,8,0,0,0,0,0,0,0,0,0,0,0,0,null,null,8,0,0,0,0,0,0,0,0,0,0,0,0]
[null,9,{"$f":"(DmYear!$K$5*(Unit!C$12/100)/DB!H$3)*(Unit!B42/100)*1000","v":0},{"$f":"(DmYear!$K$5*(Unit!D$12/100)/DB!I$3)*(Unit!C42/100)*1000","v":0},{"$f":"(DmYear!$K$5*(Unit!E$12/100)/DB!J$3)*(Unit!D42/100)*1000","v":0},{"$f":"(DmYear!$K$5*(Unit!F$12/100)/DB!K$3)*(Unit!E42/100)*1000","v":0},{"$f":"(DmYear!$K$5*(Unit!G$12/100)/DB!L$3)*(Unit!F42/100)*1000","v":0},{"$f":"(DmYear!$K$5*(Unit!H$12/100)/DB!M$3)*(Unit!G42/100)*1000","v":0},{"$f":"(DmYear!$K$5*(Unit!I$12/100)/DB!N$3)*(Unit!H42/100)*1000","v":0},{"$f":"(DmYear!$K$5*(Unit!J$12/100)/DB!O$3)*(Unit!I42/100)*1000","v":0},{"$f":"(DmYear!$K$5*(Unit!K$12/100)/DB!P$3)*(Unit!J42/100)*1000","v":0},{"$f":"(DmYear!$K$5*(Unit!L$12/100)/DB!Q$3)*(Unit!K42/100)*1000","v":0},{"$f":"(DmYear!$K$5*(Unit!M$12/100)/DB!R$3)*(Unit!L42/100)*1000","v":0},{"$f":"(DmYear!$K$5*(Unit!N$12/100)/DB!S$3)*(Unit!M42/100)*1000","v":0},"-",null,9,{"$f":"(DmYear!$K$5*(Unit!C$13/100)/DB!H$4)*(Unit!P42/100)*1000","v":0},{"$f":"(DmYear!$K$5*(Unit!D$13/100)/DB!I$4)*(Unit!Q42/100)*1000","v":0},{"$f":"(DmYear!$K$5*(Unit!E$13/100)/DB!J$4)*(Unit!R42/100)*1000","v":0},{"$f":"(DmYear!$K$5*(Unit!F$13/100)/DB!K$4)*(Unit!S42/100)*1000","v":0},{"$f":"(DmYear!$K$5*(Unit!G$13/100)/DB!L$4)*(Unit!T42/100)*1000","v":0},{"$f":"(DmYear!$K$5*(Unit!H$13/100)/DB!M$4)*(Unit!U42/100)*1000","v":0},{"$f":"(DmYear!$K$5*(Unit!I$13/100)/DB!N$4)*(Unit!V42/100)*1000","v":0},{"$f":"(DmYear!$K$5*(Unit!J$13/100)/DB!O$4)*(Unit!W42/100)*1000","v":0},{"$f":"(DmYear!$K$5*(Unit!K$13/100)/DB!P$4)*(Unit!X42/100)*1000","v":0},{"$f":"(DmYear!$K$5*(Unit!L$13/100)/DB!Q$4)*(Unit!Y42/100)*1000","v":0},{"$f":"(DmYear!$K$5*(Unit!M$13/100)/DB!R$4)*(Unit!Z42/100)*1000","v":0},{"$f":"(DmYear!$K$5*(Unit!N$13/100)/DB!S$4)*(Unit!AA42/100)*1000","v":0},"-",null,9,{"$f":"(DmYear!$K$5*(Unit!C$14/100)/DB!H$5)*(Unit!AD42/100)*1000","v":0},{"$f":"(DmYear!$K$5*(Unit!D$14/100)/DB!I$5)*(Unit!AE42/100)*1000","v":0},{"$f":"(DmYear!$K$5*(Unit!E$14/100)/DB!J$5)*(Unit!AF42/100)*1000","v":0},{"$f":"(DmYear!$K$5*(Unit!F$14/100)/DB!K$5)*(Unit!AG42/100)*1000","v":0},{"$f":"(DmYear!$K$5*(Unit!G$14/100)/DB!L$5)*(Unit!AH42/100)*1000","v":0},{"$f":"(DmYear!$K$5*(Unit!H$14/100)/DB!M$5)*(Unit!AI42/100)*1000","v":0},{"$f":"(DmYear!$K$5*(Unit!I$14/100)/DB!N$5)*(Unit!AJ42/100)*1000","v":0},{"$f":"(DmYear!$K$5*(Unit!J$14/100)/DB!O$5)*(Unit!AK42/100)*1000","v":0},{"$f":"(DmYear!$K$5*(Unit!K$14/100)/DB!P$5)*(Unit!AL42/100)*1000","v":0},{"$f":"(DmYear!$K$5*(Unit!L$14/100)/DB!Q$5)*(Unit!AM42/100)*1000","v":0},{"$f":"(DmYear!$K$5*(Unit!M$14/100)/DB!R$5)*(Unit!AN42/100)*1000","v":0},{"$f":"(DmYear!$K$5*(Unit!N$14/100)/DB!S$5)*(Unit!AO42/100)*1000","v":0},"-",null,null,9,0,0,0,0,0,0,0,0,0,0,0,0,null,null,9,0,0,0,0,0,0,0,0,0,0,0,0,null,null,9,0,0,0,0,0,0,0,0,0,0,0,0,null,null,null,null,9,{"$f":"(DmYear!$K$32*(Unit!C$12/100)/DB!H$3)*(Unit!B42/100)*1000","v":0},{"$f":"(DmYear!$K$32*(Unit!D$12/100)/DB!I$3)*(Unit!C42/100)*1000","v":0},{"$f":"(DmYear!$K$32*(Unit!E$12/100)/DB!J$3)*(Unit!D42/100)*1000","v":0},{"$f":"(DmYear!$K$32*(Unit!F$12/100)/DB!K$3)*(Unit!E42/100)*1000","v":0},{"$f":"(DmYear!$K$32*(Unit!G$12/100)/DB!L$3)*(Unit!F42/100)*1000","v":0},{"$f":"(DmYear!$K$32*(Unit!H$12/100)/DB!M$3)*(Unit!G42/100)*1000","v":0},{"$f":"(DmYear!$K$32*(Unit!I$12/100)/DB!N$3)*(Unit!H42/100)*1000","v":0},{"$f":"(DmYear!$K$32*(Unit!J$12/100)/DB!O$3)*(Unit!I42/100)*1000","v":0},{"$f":"(DmYear!$K$32*(Unit!K$12/100)/DB!P$3)*(Unit!J42/100)*1000","v":0},{"$f":"(DmYear!$K$32*(Unit!L$12/100)/DB!Q$3)*(Unit!K42/100)*1000","v":0},{"$f":"(DmYear!$K$32*(Unit!M$12/100)/DB!R$3)*(Unit!L42/100)*1000","v":0},{"$f":"(DmYear!$K$32*(Unit!N$12/100)/DB!S$3)*(Unit!M42/100)*1000","v":0},"-",null,9,{"$f":"(DmYear!$K$32*(Unit!C$13/100)/DB!H$4)*(Unit!P42/100)*1000","v":0},{"$f":"(DmYear!$K$32*(Unit!D$13/100)/DB!I$4)*(Unit!Q42/100)*1000","v":0},{"$f":"(DmYear!$K$32*(Unit!E$13/100)/DB!J$4)*(Unit!R42/100)*1000","v":0},{"$f":"(DmYear!$K$32*(Unit!F$13/100)/DB!K$4)*(Unit!S42/100)*1000","v":0},{"$f":"(DmYear!$K$32*(Unit!G$13/100)/DB!L$4)*(Unit!T42/100)*1000","v":0},{"$f":"(DmYear!$K$32*(Unit!H$13/100)/DB!M$4)*(Unit!U42/100)*1000","v":0},{"$f":"(DmYear!$K$32*(Unit!I$13/100)/DB!N$4)*(Unit!V42/100)*1000","v":0},{"$f":"(DmYear!$K$32*(Unit!J$13/100)/DB!O$4)*(Unit!W42/100)*1000","v":0},{"$f":"(DmYear!$K$32*(Unit!K$13/100)/DB!P$4)*(Unit!X42/100)*1000","v":0},{"$f":"(DmYear!$K$32*(Unit!L$13/100)/DB!Q$4)*(Unit!Y42/100)*1000","v":0},{"$f":"(DmYear!$K$32*(Unit!M$13/100)/DB!R$4)*(Unit!Z42/100)*1000","v":0},{"$f":"(DmYear!$K$32*(Unit!N$13/100)/DB!S$4)*(Unit!AA42/100)*1000","v":0},"-",null,9,{"$f":"(DmYear!$K$32*(Unit!C$14/100)/DB!H$5)*(Unit!AD42/100)*1000","v":0},{"$f":"(DmYear!$K$32*(Unit!D$14/100)/DB!I$5)*(Unit!AE42/100)*1000","v":0},{"$f":"(DmYear!$K$32*(Unit!E$14/100)/DB!J$5)*(Unit!AF42/100)*1000","v":0},{"$f":"(DmYear!$K$32*(Unit!F$14/100)/DB!K$5)*(Unit!AG42/100)*1000","v":0},{"$f":"(DmYear!$K$32*(Unit!G$14/100)/DB!L$5)*(Unit!AH42/100)*1000","v":0},{"$f":"(DmYear!$K$32*(Unit!H$14/100)/DB!M$5)*(Unit!AI42/100)*1000","v":0},{"$f":"(DmYear!$K$32*(Unit!I$14/100)/DB!N$5)*(Unit!AJ42/100)*1000","v":0},{"$f":"(DmYear!$K$32*(Unit!J$14/100)/DB!O$5)*(Unit!AK42/100)*1000","v":0},{"$f":"(DmYear!$K$32*(Unit!K$14/100)/DB!P$5)*(Unit!AL42/100)*1000","v":0},{"$f":"(DmYear!$K$32*(Unit!L$14/100)/DB!Q$5)*(Unit!AM42/100)*1000","v":0},{"$f":"(DmYear!$K$32*(Unit!M$14/100)/DB!R$5)*(Unit!AN42/100)*1000","v":0},{"$f":"(DmYear!$K$32*(Unit!N$14/100)/DB!S$5)*(Unit!AO42/100)*1000","v":0},"-",null,null,9,0,0,0,0,0,0,0,0,0,0,0,0,null,null,9,0,0,0,0,0,0,0,0,0,0,0,0,null,null,9,0,0,0,0,0,0,0,0,0,0,0,0]
[null,10,{"$f":"(DmYear!$K$5*(Unit!C$12/100)/DB!H$3)*(Unit!B43/100)*1000","v":0},{"$f":"(DmYear!$K$5*(Unit!D$12/100)/DB!I$3)*(Unit!C43/100)*1000","v":0},{"$f":"(DmYear!$K$5*(Unit!E$12/100)/DB!J$3)*(Unit!D43/100)*1000","v":0},{"$f":"(DmYear!$K$5*(Unit!F$12/100)/DB!K$3)*(Unit!E43/100)*1000","v":0},{"$f":"(DmYear!$K$5*(Unit!G$12/100)/DB!L$3)*(Unit!F43/100)*1000","v":0},{"$f":"(DmYear!$K$5*(Unit!H$12/100)/DB!M$3)*(Unit!G43/100)*1000","v":0},{"$f":"(DmYear!$K$5*(Unit!I$12/100)/DB!N$3)*(Unit!H43/100)*1000","v":0},{"$f":"(DmYear!$K$5*(Unit!J$12/100)/DB!O$3)*(Unit!I43/100)*1000","v":0},{"$f":"(DmYear!$K$5*(Unit!K$12/100)/DB!P$3)*(Unit!J43/100)*1000","v":0},{"$f":"(DmYear!$K$5*(Unit!L$12/100)/DB!Q$3)*(Unit!K43/100)*1000","v":0},{"$f":"(DmYear!$K$5*(Unit!M$12/100)/DB!R$3)*(Unit!L43/100)*1000","v":0},{"$f":"(DmYear!$K$5*(Unit!N$12/100)/DB!S$3)*(Unit!M43/100)*1000","v":0},"-",null,10,{"$f":"(DmYear!$K$5*(Unit!C$13/100)/DB!H$4)*(Unit!P43/100)*1000","v":0},{"$f":"(DmYear!$K$5*(Unit!D$13/100)/DB!I$4)*(Unit!Q43/100)*1000","v":0},{"$f":"(DmYear!$K$5*(Unit!E$13/100)/DB!J$4)*(Unit!R43/100)*1000","v":0},{"$f":"(DmYear!$K$5*(Unit!F$13/100)/DB!K$4)*(Unit!S43/100)*1000","v":0},{"$f":"(DmYear!$K$5*(Unit!G$13/100)/DB!L$4)*(Unit!T43/100)*1000","v":0},{"$f":"(DmYear!$K$5*(Unit!H$13/100)/DB!M$4)*(Unit!U43/100)*1000","v":0},{"$f":"(DmYear!$K$5*(Unit!I$13/100)/DB!N$4)*(Unit!V43/100)*1000","v":0},{"$f":"(DmYear!$K$5*(Unit!J$13/100)/DB!O$4)*(Unit!W43/100)*1000","v":0},{"$f":"(DmYear!$K$5*(Unit!K$13/100)/DB!P$4)*(Unit!X43/100)*1000","v":0},{"$f":"(DmYear!$K$5*(Unit!L$13/100)/DB!Q$4)*(Unit!Y43/100)*1000","v":0},{"$f":"(DmYear!$K$5*(Unit!M$13/100)/DB!R$4)*(Unit!Z43/100)*1000","v":0},{"$f":"(DmYear!$K$5*(Unit!N$13/100)/DB!S$4)*(Unit!AA43/100)*1000","v":0},"-",null,10,{"$f":"(DmYear!$K$5*(Unit!C$14/100)/DB!H$5)*(Unit!AD43/100)*1000","v":0},{"$f":"(DmYear!$K$5*(Unit!D$14/100)/DB!I$5)*(Unit!AE43/100)*1000","v":0},{"$f":"(DmYear!$K$5*(Unit!E$14/100)/DB!J$5)*(Unit!AF43/100)*1000","v":0},{"$f":"(DmYear!$K$5*(Unit!F$14/100)/DB!K$5)*(Unit!AG43/100)*1000","v":0},{"$f":"(DmYear!$K$5*(Unit!G$14/100)/DB!L$5)*(Unit!AH43/100)*1000","v":0},{"$f":"(DmYear!$K$5*(Unit!H$14/100)/DB!M$5)*(Unit!AI43/100)*1000","v":0},{"$f":"(DmYear!$K$5*(Unit!I$14/100)/DB!N$5)*(Unit!AJ43/100)*1000","v":0},{"$f":"(DmYear!$K$5*(Unit!J$14/100)/DB!O$5)*(Unit!AK43/100)*1000","v":0},{"$f":"(DmYear!$K$5*(Unit!K$14/100)/DB!P$5)*(Unit!AL43/100)*1000","v":0},{"$f":"(DmYear!$K$5*(Unit!L$14/100)/DB!Q$5)*(Unit!AM43/100)*1000","v":0},{"$f":"(DmYear!$K$5*(Unit!M$14/100)/DB!R$5)*(Unit!AN43/100)*1000","v":0},{"$f":"(DmYear!$K$5*(Unit!N$14/100)/DB!S$5)*(Unit!AO43/100)*1000","v":0},"-",null,null,10,0,0,0,0,0,0,0,0,0,0,0,0,null,null,10,0,0,0,0,0,0,0,0,0,0,0,0,null,null,10,0,0,0,0,0,0,0,0,0,0,0,0,null,null,null,null,10,{"$f":"(DmYear!$K$32*(Unit!C$12/100)/DB!H$3)*(Unit!B43/100)*1000","v":0},{"$f":"(DmYear!$K$32*(Unit!D$12/100)/DB!I$3)*(Unit!C43/100)*1000","v":0},{"$f":"(DmYear!$K$32*(Unit!E$12/100)/DB!J$3)*(Unit!D43/100)*1000","v":0},{"$f":"(DmYear!$K$32*(Unit!F$12/100)/DB!K$3)*(Unit!E43/100)*1000","v":0},{"$f":"(DmYear!$K$32*(Unit!G$12/100)/DB!L$3)*(Unit!F43/100)*1000","v":0},{"$f":"(DmYear!$K$32*(Unit!H$12/100)/DB!M$3)*(Unit!G43/100)*1000","v":0},{"$f":"(DmYear!$K$32*(Unit!I$12/100)/DB!N$3)*(Unit!H43/100)*1000","v":0},{"$f":"(DmYear!$K$32*(Unit!J$12/100)/DB!O$3)*(Unit!I43/100)*1000","v":0},{"$f":"(DmYear!$K$32*(Unit!K$12/100)/DB!P$3)*(Unit!J43/100)*1000","v":0},{"$f":"(DmYear!$K$32*(Unit!L$12/100)/DB!Q$3)*(Unit!K43/100)*1000","v":0},{"$f":"(DmYear!$K$32*(Unit!M$12/100)/DB!R$3)*(Unit!L43/100)*1000","v":0},{"$f":"(DmYear!$K$32*(Unit!N$12/100)/DB!S$3)*(Unit!M43/100)*1000","v":0},"-",null,10,{"$f":"(DmYear!$K$32*(Unit!C$13/100)/DB!H$4)*(Unit!P43/100)*1000","v":0},{"$f":"(DmYear!$K$32*(Unit!D$13/100)/DB!I$4)*(Unit!Q43/100)*1000","v":0},{"$f":"(DmYear!$K$32*(Unit!E$13/100)/DB!J$4)*(Unit!R43/100)*1000","v":0},{"$f":"(DmYear!$K$32*(Unit!F$13/100)/DB!K$4)*(Unit!S43/100)*1000","v":0},{"$f":"(DmYear!$K$32*(Unit!G$13/100)/DB!L$4)*(Unit!T43/100)*1000","v":0},{"$f":"(DmYear!$K$32*(Unit!H$13/100)/DB!M$4)*(Unit!U43/100)*1000","v":0},{"$f":"(DmYear!$K$32*(Unit!I$13/100)/DB!N$4)*(Unit!V43/100)*1000","v":0},{"$f":"(DmYear!$K$32*(Unit!J$13/100)/DB!O$4)*(Unit!W43/100)*1000","v":0},{"$f":"(DmYear!$K$32*(Unit!K$13/100)/DB!P$4)*(Unit!X43/100)*1000","v":0},{"$f":"(DmYear!$K$32*(Unit!L$13/100)/DB!Q$4)*(Unit!Y43/100)*1000","v":0},{"$f":"(DmYear!$K$32*(Unit!M$13/100)/DB!R$4)*(Unit!Z43/100)*1000","v":0},{"$f":"(DmYear!$K$32*(Unit!N$13/100)/DB!S$4)*(Unit!AA43/100)*1000","v":0},"-",null,10,{"$f":"(DmYear!$K$32*(Unit!C$14/100)/DB!H$5)*(Unit!AD43/100)*1000","v":0},{"$f":"(DmYear!$K$32*(Unit!D$14/100)/DB!I$5)*(Unit!AE43/100)*1000","v":0},{"$f":"(DmYear!$K$32*(Unit!E$14/100)/DB!J$5)*(Unit!AF43/100)*1000","v":0},{"$f":"(DmYear!$K$32*(Unit!F$14/100)/DB!K$5)*(Unit!AG43/100)*1000","v":0},{"$f":"(DmYear!$K$32*(Unit!G$14/100)/DB!L$5)*(Unit!AH43/100)*1000","v":0},{"$f":"(DmYear!$K$32*(Unit!H$14/100)/DB!M$5)*(Unit!AI43/100)*1000","v":0},{"$f":"(DmYear!$K$32*(Unit!I$14/100)/DB!N$5)*(Unit!AJ43/100)*1000","v":0},{"$f":"(DmYear!$K$32*(Unit!J$14/100)/DB!O$5)*(Unit!AK43/100)*1000","v":0},{"$f":"(DmYear!$K$32*(Unit!K$14/100)/DB!P$5)*(Unit!AL43/100)*1000","v":0},{"$f":"(DmYear!$K$32*(Unit!L$14/100)/DB!Q$5)*(Unit!AM43/100)*1000","v":0},{"$f":"(DmYear!$K$32*(Unit!M$14/100)/DB!R$5)*(Unit!AN43/100)*1000","v":0},{"$f":"(DmYear!$K$32*(Unit!N$14/100)/DB!S$5)*(Unit!AO43/100)*1000","v":0},"-",null,null,10,0,0,0,0,0,0,0,0,0,0,0,0,null,null,10,0,0,0,0,0,0,0,0,0,0,0,0,null,null,10,0,0,0,0,0,0,0,0,0,0,0,0]
[null,11,{"$f":"(DmYear!$K$5*(Unit!C$12/100)/DB!H$3)*(Unit!B44/100)*1000","v":0},{"$f":"(DmYear!$K$5*(Unit!D$12/100)/DB!I$3)*(Unit!C44/100)*1000","v":0},{"$f":"(DmYear!$K$5*(Unit!E$12/100)/DB!J$3)*(Unit!D44/100)*1000","v":0},{"$f":"(DmYear!$K$5*(Unit!F$12/100)/DB!K$3)*(Unit!E44/100)*1000","v":0},{"$f":"(DmYear!$K$5*(Unit!G$12/100)/DB!L$3)*(Unit!F44/100)*1000","v":0},{"$f":"(DmYear!$K$5*(Unit!H$12/100)/DB!M$3)*(Unit!G44/100)*1000","v":0},{"$f":"(DmYear!$K$5*(Unit!I$12/100)/DB!N$3)*(Unit!H44/100)*1000","v":0},{"$f":"(DmYear!$K$5*(Unit!J$12/100)/DB!O$3)*(Unit!I44/100)*1000","v":0},{"$f":"(DmYear!$K$5*(Unit!K$12/100)/DB!P$3)*(Unit!J44/100)*1000","v":0},{"$f":"(DmYear!$K$5*(Unit!L$12/100)/DB!Q$3)*(Unit!K44/100)*1000","v":0},{"$f":"(DmYear!$K$5*(Unit!M$12/100)/DB!R$3)*(Unit!L44/100)*1000","v":0},{"$f":"(DmYear!$K$5*(Unit!N$12/100)/DB!S$3)*(Unit!M44/100)*1000","v":0},"-",null,11,{"$f":"(DmYear!$K$5*(Unit!C$13/100)/DB!H$4)*(Unit!P44/100)*1000","v":0},{"$f":"(DmYear!$K$5*(Unit!D$13/100)/DB!I$4)*(Unit!Q44/100)*1000","v":0},{"$f":"(DmYear!$K$5*(Unit!E$13/100)/DB!J$4)*(Unit!R44/100)*1000","v":0},{"$f":"(DmYear!$K$5*(Unit!F$13/100)/DB!K$4)*(Unit!S44/100)*1000","v":0},{"$f":"(DmYear!$K$5*(Unit!G$13/100)/DB!L$4)*(Unit!T44/100)*1000","v":0},{"$f":"(DmYear!$K$5*(Unit!H$13/100)/DB!M$4)*(Unit!U44/100)*1000","v":0},{"$f":"(DmYear!$K$5*(Unit!I$13/100)/DB!N$4)*(Unit!V44/100)*1000","v":0},{"$f":"(DmYear!$K$5*(Unit!J$13/100)/DB!O$4)*(Unit!W44/100)*1000","v":0},{"$f":"(DmYear!$K$5*(Unit!K$13/100)/DB!P$4)*(Unit!X44/100)*1000","v":0},{"$f":"(DmYear!$K$5*(Unit!L$13/100)/DB!Q$4)*(Unit!Y44/100)*1000","v":0},{"$f":"(DmYear!$K$5*(Unit!M$13/100)/DB!R$4)*(Unit!Z44/100)*1000","v":0},{"$f":"(DmYear!$K$5*(Unit!N$13/100)/DB!S$4)*(Unit!AA44/100)*1000","v":0},"-",null,11,{"$f":"(DmYear!$K$5*(Unit!C$14/100)/DB!H$5)*(Unit!AD44/100)*1000","v":0},{"$f":"(DmYear!$K$5*(Unit!D$14/100)/DB!I$5)*(Unit!AE44/100)*1000","v":0},{"$f":"(DmYear!$K$5*(Unit!E$14/100)/DB!J$5)*(Unit!AF44/100)*1000","v":0},{"$f":"(DmYear!$K$5*(Unit!F$14/100)/DB!K$5)*(Unit!AG44/100)*1000","v":0},{"$f":"(DmYear!$K$5*(Unit!G$14/100)/DB!L$5)*(Unit!AH44/100)*1000","v":0},{"$f":"(DmYear!$K$5*(Unit!H$14/100)/DB!M$5)*(Unit!AI44/100)*1000","v":0},{"$f":"(DmYear!$K$5*(Unit!I$14/100)/DB!N$5)*(Unit!AJ44/100)*1000","v":0},{"$f":"(DmYear!$K$5*(Unit!J$14/100)/DB!O$5)*(Unit!AK44/100)*1000","v":0},{"$f":"(DmYear!$K$5*(Unit!K$14/100)/DB!P$5)*(Unit!AL44/100)*1000","v":0},{"$f":"(DmYear!$K$5*(Unit!L$14/100)/DB!Q$5)*(Unit!AM44/100)*1000","v":0},{"$f":"(DmYear!$K$5*(Unit!M$14/100)/DB!R$5)*(Unit!AN44/100)*1000","v":0},{"$f":"(DmYear!$K$5*(Unit!N$14/100)/DB!S$5)*(Unit!AO44/100)*1000","v":0},"-",null,null,11,0,0,0,0,0,0,0,0,0,0,0,0,null,null,11,0,0,0,0,0,0,0,0,0,0,0,0,null,null,11,0,0,0,0,0,0,0,0,0,0,0,0,null,null,null,null,11,{"$f":"(DmYear!$K$32*(Unit!C$12/100)/DB!H$3)*(Unit!B44/100)*1000","v":0},{"$f":"(DmYear!$K$32*(Unit!D$12/100)/DB!I$3)*(Unit!C44/100)*1000","v":0},{"$f":"(DmYear!$K$32*(Unit!E$12/100)/DB!J$3)*(Unit!D44/100)*1000","v":0},{"$f":"(DmYear!$K$32*(Unit!F$12/100)/DB!K$3)*(Unit!E44/100)*1000","v":0},{"$f":"(DmYear!$K$32*(Unit!G$12/100)/DB!L$3)*(Unit!F44/100)*1000","v":0},{"$f":"(DmYear!$K$32*(Unit!H$12/100)/DB!M$3)*(Unit!G44/100)*1000","v":0},{"$f":"(DmYear!$K$32*(Unit!I$12/100)/DB!N$3)*(Unit!H44/100)*1000","v":0},{"$f":"(DmYear!$K$32*(Unit!J$12/100)/DB!O$3)*(Unit!I44/100)*1000","v":0},{"$f":"(DmYear!$K$32*(Unit!K$12/100)/DB!P$3)*(Unit!J44/100)*1000","v":0},{"$f":"(DmYear!$K$32*(Unit!L$12/100)/DB!Q$3)*(Unit!K44/100)*1000","v":0},{"$f":"(DmYear!$K$32*(Unit!M$12/100)/DB!R$3)*(Unit!L44/100)*1000","v":0},{"$f":"(DmYear!$K$32*(Unit!N$12/100)/DB!S$3)*(Unit!M44/100)*1000","v":0},"-",null,11,{"$f":"(DmYear!$K$32*(Unit!C$13/100)/DB!H$4)*(Unit!P44/100)*1000","v":0},{"$f":"(DmYear!$K$32*(Unit!D$13/100)/DB!I$4)*(Unit!Q44/100)*1000","v":0},{"$f":"(DmYear!$K$32*(Unit!E$13/100)/DB!J$4)*(Unit!R44/100)*1000","v":0},{"$f":"(DmYear!$K$32*(Unit!F$13/100)/DB!K$4)*(Unit!S44/100)*1000","v":0},{"$f":"(DmYear!$K$32*(Unit!G$13/100)/DB!L$4)*(Unit!T44/100)*1000","v":0},{"$f":"(DmYear!$K$32*(Unit!H$13/100)/DB!M$4)*(Unit!U44/100)*1000","v":0},{"$f":"(DmYear!$K$32*(Unit!I$13/100)/DB!N$4)*(Unit!V44/100)*1000","v":0},{"$f":"(DmYear!$K$32*(Unit!J$13/100)/DB!O$4)*(Unit!W44/100)*1000","v":0},{"$f":"(DmYear!$K$32*(Unit!K$13/100)/DB!P$4)*(Unit!X44/100)*1000","v":0},{"$f":"(DmYear!$K$32*(Unit!L$13/100)/DB!Q$4)*(Unit!Y44/100)*1000","v":0},{"$f":"(DmYear!$K$32*(Unit!M$13/100)/DB!R$4)*(Unit!Z44/100)*1000","v":0},{"$f":"(DmYear!$K$32*(Unit!N$13/100)/DB!S$4)*(Unit!AA44/100)*1000","v":0},"-",null,11,{"$f":"(DmYear!$K$32*(Unit!C$14/100)/DB!H$5)*(Unit!AD44/100)*1000","v":0},{"$f":"(DmYear!$K$32*(Unit!D$14/100)/DB!I$5)*(Unit!AE44/100)*1000","v":0},{"$f":"(DmYear!$K$32*(Unit!E$14/100)/DB!J$5)*(Unit!AF44/100)*1000","v":0},{"$f":"(DmYear!$K$32*(Unit!F$14/100)/DB!K$5)*(Unit!AG44/100)*1000","v":0},{"$f":"(DmYear!$K$32*(Unit!G$14/100)/DB!L$5)*(Unit!AH44/100)*1000","v":0},{"$f":"(DmYear!$K$32*(Unit!H$14/100)/DB!M$5)*(Unit!AI44/100)*1000","v":0},{"$f":"(DmYear!$K$32*(Unit!I$14/100)/DB!N$5)*(Unit!AJ44/100)*1000","v":0},{"$f":"(DmYear!$K$32*(Unit!J$14/100)/DB!O$5)*(Unit!AK44/100)*1000","v":0},{"$f":"(DmYear!$K$32*(Unit!K$14/100)/DB!P$5)*(Unit!AL44/100)*1000","v":0},{"$f":"(DmYear!$K$32*(Unit!L$14/100)/DB!Q$5)*(Unit!AM44/100)*1000","v":0},{"$f":"(DmYear!$K$32*(Unit!M$14/100)/DB!R$5)*(Unit!AN44/100)*1000","v":0},{"$f":"(DmYear!$K$32*(Unit!N$14/100)/DB!S$5)*(Unit!AO44/100)*1000","v":0},"-",null,null,11,0,0,0,0,0,0,0,0,0,0,0,0,null,null,11,0,0,0,0,0,0,0,0,0,0,0,0,null,null,11,0,0,0,0,0,0,0,0,0,0,0,0]
[null,12,{"$f":"(DmYear!$K$5*(Unit!C$12/100)/DB!H$3)*(Unit!B45/100)*1000","v":0},{"$f":"(DmYear!$K$5*(Unit!D$12/100)/DB!I$3)*(Unit!C45/100)*1000","v":0},{"$f":"(DmYear!$K$5*(Unit!E$12/100)/DB!J$3)*(Unit!D45/100)*1000","v":0},{"$f":"(DmYear!$K$5*(Unit!F$12/100)/DB!K$3)*(Unit!E45/100)*1000","v":0},{"$f":"(DmYear!$K$5*(Unit!G$12/100)/DB!L$3)*(Unit!F45/100)*1000","v":0},{"$f":"(DmYear!$K$5*(Unit!H$12/100)/DB!M$3)*(Unit!G45/100)*1000","v":0},{"$f":"(DmYear!$K$5*(Unit!I$12/100)/DB!N$3)*(Unit!H45/100)*1000","v":0},{"$f":"(DmYear!$K$5*(Unit!J$12/100)/DB!O$3)*(Unit!I45/100)*1000","v":0},{"$f":"(DmYear!$K$5*(Unit!K$12/100)/DB!P$3)*(Unit!J45/100)*1000","v":0},{"$f":"(DmYear!$K$5*(Unit!L$12/100)/DB!Q$3)*(Unit!K45/100)*1000","v":0},{"$f":"(DmYear!$K$5*(Unit!M$12/100)/DB!R$3)*(Unit!L45/100)*1000","v":0},{"$f":"(DmYear!$K$5*(Unit!N$12/100)/DB!S$3)*(Unit!M45/100)*1000","v":0},"-",null,12,{"$f":"(DmYear!$K$5*(Unit!C$13/100)/DB!H$4)*(Unit!P45/100)*1000","v":0},{"$f":"(DmYear!$K$5*(Unit!D$13/100)/DB!I$4)*(Unit!Q45/100)*1000","v":0},{"$f":"(DmYear!$K$5*(Unit!E$13/100)/DB!J$4)*(Unit!R45/100)*1000","v":0},{"$f":"(DmYear!$K$5*(Unit!F$13/100)/DB!K$4)*(Unit!S45/100)*1000","v":0},{"$f":"(DmYear!$K$5*(Unit!G$13/100)/DB!L$4)*(Unit!T45/100)*1000","v":0},{"$f":"(DmYear!$K$5*(Unit!H$13/100)/DB!M$4)*(Unit!U45/100)*1000","v":0},{"$f":"(DmYear!$K$5*(Unit!I$13/100)/DB!N$4)*(Unit!V45/100)*1000","v":0},{"$f":"(DmYear!$K$5*(Unit!J$13/100)/DB!O$4)*(Unit!W45/100)*1000","v":0},{"$f":"(DmYear!$K$5*(Unit!K$13/100)/DB!P$4)*(Unit!X45/100)*1000","v":0},{"$f":"(DmYear!$K$5*(Unit!L$13/100)/DB!Q$4)*(Unit!Y45/100)*1000","v":0},{"$f":"(DmYear!$K$5*(Unit!M$13/100)/DB!R$4)*(Unit!Z45/100)*1000","v":0},{"$f":"(DmYear!$K$5*(Unit!N$13/100)/DB!S$4)*(Unit!AA45/100)*1000","v":0},"-",null,12,{"$f":"(DmYear!$K$5*(Unit!C$14/100)/DB!H$5)*(Unit!AD45/100)*1000","v":0},{"$f":"(DmYear!$K$5*(Unit!D$14/100)/DB!I$5)*(Unit!AE45/100)*1000","v":0},{"$f":"(DmYear!$K$5*(Unit!E$14/100)/DB!J$5)*(Unit!AF45/100)*1000","v":0},{"$f":"(DmYear!$K$5*(Unit!F$14/100)/DB!K$5)*(Unit!AG45/100)*1000","v":0},{"$f":"(DmYear!$K$5*(Unit!G$14/100)/DB!L$5)*(Unit!AH45/100)*1000","v":0},{"$f":"(DmYear!$K$5*(Unit!H$14/100)/DB!M$5)*(Unit!AI45/100)*1000","v":0},{"$f":"(DmYear!$K$5*(Unit!I$14/100)/DB!N$5)*(Unit!AJ45/100)*1000","v":0},{"$f":"(DmYear!$K$5*(Unit!J$14/100)/DB!O$5)*(Unit!AK45/100)*1000","v":0},{"$f":"(DmYear!$K$5*(Unit!K$14/100)/DB!P$5)*(Unit!AL45/100)*1000","v":0},{"$f":"(DmYear!$K$5*(Unit!L$14/100)/DB!Q$5)*(Unit!AM45/100)*1000","v":0},{"$f":"(DmYear!$K$5*(Unit!M$14/100)/DB!R$5)*(Unit!AN45/100)*1000","v":0},{"$f":"(DmYear!$K$5*(Unit!N$14/100)/DB!S$5)*(Unit!AO45/100)*1000","v":0},"-",null,null,12,0,0,0,0,0,0,0,0,0,0,0,0,null,null,12,0,0,0,0,0,0,0,0,0,0,0,0,null,null,12,0,0,0,0,0,0,0,0,0,0,0,0,null,null,null,null,12,{"$f":"(DmYear!$K$32*(Unit!C$12/100)/DB!H$3)*(Unit!B45/100)*1000","v":0},{"$f":"(DmYear!$K$32*(Unit!D$12/100)/DB!I$3)*(Unit!C45/100)*1000","v":0},{"$f":"(DmYear!$K$32*(Unit!E$12/100)/DB!J$3)*(Unit!D45/100)*1000","v":0},{"$f":"(DmYear!$K$32*(Unit!F$12/100)/DB!K$3)*(Unit!E45/100)*1000","v":0},{"$f":"(DmYear!$K$32*(Unit!G$12/100)/DB!L$3)*(Unit!F45/100)*1000","v":0},{"$f":"(DmYear!$K$32*(Unit!H$12/100)/DB!M$3)*(Unit!G45/100)*1000","v":0},{"$f":"(DmYear!$K$32*(Unit!I$12/100)/DB!N$3)*(Unit!H45/100)*1000","v":0},{"$f":"(DmYear!$K$32*(Unit!J$12/100)/DB!O$3)*(Unit!I45/100)*1000","v":0},{"$f":"(DmYear!$K$32*(Unit!K$12/100)/DB!P$3)*(Unit!J45/100)*1000","v":0},{"$f":"(DmYear!$K$32*(Unit!L$12/100)/DB!Q$3)*(Unit!K45/100)*1000","v":0},{"$f":"(DmYear!$K$32*(Unit!M$12/100)/DB!R$3)*(Unit!L45/100)*1000","v":0},{"$f":"(DmYear!$K$32*(Unit!N$12/100)/DB!S$3)*(Unit!M45/100)*1000","v":0},"-",null,12,{"$f":"(DmYear!$K$32*(Unit!C$13/100)/DB!H$4)*(Unit!P45/100)*1000","v":0},{"$f":"(DmYear!$K$32*(Unit!D$13/100)/DB!I$4)*(Unit!Q45/100)*1000","v":0},{"$f":"(DmYear!$K$32*(Unit!E$13/100)/DB!J$4)*(Unit!R45/100)*1000","v":0},{"$f":"(DmYear!$K$32*(Unit!F$13/100)/DB!K$4)*(Unit!S45/100)*1000","v":0},{"$f":"(DmYear!$K$32*(Unit!G$13/100)/DB!L$4)*(Unit!T45/100)*1000","v":0},{"$f":"(DmYear!$K$32*(Unit!H$13/100)/DB!M$4)*(Unit!U45/100)*1000","v":0},{"$f":"(DmYear!$K$32*(Unit!I$13/100)/DB!N$4)*(Unit!V45/100)*1000","v":0},{"$f":"(DmYear!$K$32*(Unit!J$13/100)/DB!O$4)*(Unit!W45/100)*1000","v":0},{"$f":"(DmYear!$K$32*(Unit!K$13/100)/DB!P$4)*(Unit!X45/100)*1000","v":0},{"$f":"(DmYear!$K$32*(Unit!L$13/100)/DB!Q$4)*(Unit!Y45/100)*1000","v":0},{"$f":"(DmYear!$K$32*(Unit!M$13/100)/DB!R$4)*(Unit!Z45/100)*1000","v":0},{"$f":"(DmYear!$K$32*(Unit!N$13/100)/DB!S$4)*(Unit!AA45/100)*1000","v":0},"-",null,12,{"$f":"(DmYear!$K$32*(Unit!C$14/100)/DB!H$5)*(Unit!AD45/100)*1000","v":0},{"$f":"(DmYear!$K$32*(Unit!D$14/100)/DB!I$5)*(Unit!AE45/100)*1000","v":0},{"$f":"(DmYear!$K$32*(Unit!E$14/100)/DB!J$5)*(Unit!AF45/100)*1000","v":0},{"$f":"(DmYear!$K$32*(Unit!F$14/100)/DB!K$5)*(Unit!AG45/100)*1000","v":0},{"$f":"(DmYear!$K$32*(Unit!G$14/100)/DB!L$5)*(Unit!AH45/100)*1000","v":0},{"$f":"(DmYear!$K$32*(Unit!H$14/100)/DB!M$5)*(Unit!AI45/100)*1000","v":0},{"$f":"(DmYear!$K$32*(Unit!I$14/100)/DB!N$5)*(Unit!AJ45/100)*1000","v":0},{"$f":"(DmYear!$K$32*(Unit!J$14/100)/DB!O$5)*(Unit!AK45/100)*1000","v":0},{"$f":"(DmYear!$K$32*(Unit!K$14/100)/DB!P$5)*(Unit!AL45/100)*1000","v":0},{"$f":"(DmYear!$K$32*(Unit!L$14/100)/DB!Q$5)*(Unit!AM45/100)*1000","v":0},{"$f":"(DmYear!$K$32*(Unit!M$14/100)/DB!R$5)*(Unit!AN45/100)*1000","v":0},{"$f":"(DmYear!$K$32*(Unit!N$14/100)/DB!S$5)*(Unit!AO45/100)*1000","v":0},"-",null,null,12,0,0,0,0,0,0,0,0,0,0,0,0,null,null,12,0,0,0,0,0,0,0,0,0,0,0,0,null,null,12,0,0,0,0,0,0,0,0,0,0,0,0]
[null,13,{"$f":"(DmYear!$K$5*(Unit!C$12/100)/DB!H$3)*(Unit!B46/100)*1000","v":0},{"$f":"(DmYear!$K$5*(Unit!D$12/100)/DB!I$3)*(Unit!C46/100)*1000","v":0},{"$f":"(DmYear!$K$5*(Unit!E$12/100)/DB!J$3)*(Unit!D46/100)*1000","v":0},{"$f":"(DmYear!$K$5*(Unit!F$12/100)/DB!K$3)*(Unit!E46/100)*1000","v":0},{"$f":"(DmYear!$K$5*(Unit!G$12/100)/DB!L$3)*(Unit!F46/100)*1000","v":0},{"$f":"(DmYear!$K$5*(Unit!H$12/100)/DB!M$3)*(Unit!G46/100)*1000","v":0},{"$f":"(DmYear!$K$5*(Unit!I$12/100)/DB!N$3)*(Unit!H46/100)*1000","v":0},{"$f":"(DmYear!$K$5*(Unit!J$12/100)/DB!O$3)*(Unit!I46/100)*1000","v":0},{"$f":"(DmYear!$K$5*(Unit!K$12/100)/DB!P$3)*(Unit!J46/100)*1000","v":0},{"$f":"(DmYear!$K$5*(Unit!L$12/100)/DB!Q$3)*(Unit!K46/100)*1000","v":0},{"$f":"(DmYear!$K$5*(Unit!M$12/100)/DB!R$3)*(Unit!L46/100)*1000","v":0},{"$f":"(DmYear!$K$5*(Unit!N$12/100)/DB!S$3)*(Unit!M46/100)*1000","v":0},"-",null,13,{"$f":"(DmYear!$K$5*(Unit!C$13/100)/DB!H$4)*(Unit!P46/100)*1000","v":0},{"$f":"(DmYear!$K$5*(Unit!D$13/100)/DB!I$4)*(Unit!Q46/100)*1000","v":0},{"$f":"(DmYear!$K$5*(Unit!E$13/100)/DB!J$4)*(Unit!R46/100)*1000","v":0},{"$f":"(DmYear!$K$5*(Unit!F$13/100)/DB!K$4)*(Unit!S46/100)*1000","v":0},{"$f":"(DmYear!$K$5*(Unit!G$13/100)/DB!L$4)*(Unit!T46/100)*1000","v":0},{"$f":"(DmYear!$K$5*(Unit!H$13/100)/DB!M$4)*(Unit!U46/100)*1000","v":0},{"$f":"(DmYear!$K$5*(Unit!I$13/100)/DB!N$4)*(Unit!V46/100)*1000","v":0},{"$f":"(DmYear!$K$5*(Unit!J$13/100)/DB!O$4)*(Unit!W46/100)*1000","v":0},{"$f":"(DmYear!$K$5*(Unit!K$13/100)/DB!P$4)*(Unit!X46/100)*1000","v":0},{"$f":"(DmYear!$K$5*(Unit!L$13/100)/DB!Q$4)*(Unit!Y46/100)*1000","v":0},{"$f":"(DmYear!$K$5*(Unit!M$13/100)/DB!R$4)*(Unit!Z46/100)*1000","v":0},{"$f":"(DmYear!$K$5*(Unit!N$13/100)/DB!S$4)*(Unit!AA46/100)*1000","v":0},"-",null,13,{"$f":"(DmYear!$K$5*(Unit!C$14/100)/DB!H$5)*(Unit!AD46/100)*1000","v":0},{"$f":"(DmYear!$K$5*(Unit!D$14/100)/DB!I$5)*(Unit!AE46/100)*1000","v":0},{"$f":"(DmYear!$K$5*(Unit!E$14/100)/DB!J$5)*(Unit!AF46/100)*1000","v":0},{"$f":"(DmYear!$K$5*(Unit!F$14/100)/DB!K$5)*(Unit!AG46/100)*1000","v":0},{"$f":"(DmYear!$K$5*(Unit!G$14/100)/DB!L$5)*(Unit!AH46/100)*1000","v":0},{"$f":"(DmYear!$K$5*(Unit!H$14/100)/DB!M$5)*(Unit!AI46/100)*1000","v":0},{"$f":"(DmYear!$K$5*(Unit!I$14/100)/DB!N$5)*(Unit!AJ46/100)*1000","v":0},{"$f":"(DmYear!$K$5*(Unit!J$14/100)/DB!O$5)*(Unit!AK46/100)*1000","v":0},{"$f":"(DmYear!$K$5*(Unit!K$14/100)/DB!P$5)*(Unit!AL46/100)*1000","v":0},{"$f":"(DmYear!$K$5*(Unit!L$14/100)/DB!Q$5)*(Unit!AM46/100)*1000","v":0},{"$f":"(DmYear!$K$5*(Unit!M$14/100)/DB!R$5)*(Unit!AN46/100)*1000","v":0},{"$f":"(DmYear!$K$5*(Unit!N$14/100)/DB!S$5)*(Unit!AO46/100)*1000","v":0},"-",null,null,13,0,0,0,0,0,0,0,0,0,0,0,0,null,null,13,0,0,0,0,0,0,0,0,0,0,0,0,null,null,13,0,0,0,0,0,0,0,0,0,0,0,0,null,null,null,null,13,{"$f":"(DmYear!$K$32*(Unit!C$12/100)/DB!H$3)*(Unit!B46/100)*1000","v":0},{"$f":"(DmYear!$K$32*(Unit!D$12/100)/DB!I$3)*(Unit!C46/100)*1000","v":0},{"$f":"(DmYear!$K$32*(Unit!E$12/100)/DB!J$3)*(Unit!D46/100)*1000","v":0},{"$f":"(DmYear!$K$32*(Unit!F$12/100)/DB!K$3)*(Unit!E46/100)*1000","v":0},{"$f":"(DmYear!$K$32*(Unit!G$12/100)/DB!L$3)*(Unit!F46/100)*1000","v":0},{"$f":"(DmYear!$K$32*(Unit!H$12/100)/DB!M$3)*(Unit!G46/100)*1000","v":0},{"$f":"(DmYear!$K$32*(Unit!I$12/100)/DB!N$3)*(Unit!H46/100)*1000","v":0},{"$f":"(DmYear!$K$32*(Unit!J$12/100)/DB!O$3)*(Unit!I46/100)*1000","v":0},{"$f":"(DmYear!$K$32*(Unit!K$12/100)/DB!P$3)*(Unit!J46/100)*1000","v":0},{"$f":"(DmYear!$K$32*(Unit!L$12/100)/DB!Q$3)*(Unit!K46/100)*1000","v":0},{"$f":"(DmYear!$K$32*(Unit!M$12/100)/DB!R$3)*(Unit!L46/100)*1000","v":0},{"$f":"(DmYear!$K$32*(Unit!N$12/100)/DB!S$3)*(Unit!M46/100)*1000","v":0},"-",null,13,{"$f":"(DmYear!$K$32*(Unit!C$13/100)/DB!H$4)*(Unit!P46/100)*1000","v":0},{"$f":"(DmYear!$K$32*(Unit!D$13/100)/DB!I$4)*(Unit!Q46/100)*1000","v":0},{"$f":"(DmYear!$K$32*(Unit!E$13/100)/DB!J$4)*(Unit!R46/100)*1000","v":0},{"$f":"(DmYear!$K$32*(Unit!F$13/100)/DB!K$4)*(Unit!S46/100)*1000","v":0},{"$f":"(DmYear!$K$32*(Unit!G$13/100)/DB!L$4)*(Unit!T46/100)*1000","v":0},{"$f":"(DmYear!$K$32*(Unit!H$13/100)/DB!M$4)*(Unit!U46/100)*1000","v":0},{"$f":"(DmYear!$K$32*(Unit!I$13/100)/DB!N$4)*(Unit!V46/100)*1000","v":0},{"$f":"(DmYear!$K$32*(Unit!J$13/100)/DB!O$4)*(Unit!W46/100)*1000","v":0},{"$f":"(DmYear!$K$32*(Unit!K$13/100)/DB!P$4)*(Unit!X46/100)*1000","v":0},{"$f":"(DmYear!$K$32*(Unit!L$13/100)/DB!Q$4)*(Unit!Y46/100)*1000","v":0},{"$f":"(DmYear!$K$32*(Unit!M$13/100)/DB!R$4)*(Unit!Z46/100)*1000","v":0},{"$f":"(DmYear!$K$32*(Unit!N$13/100)/DB!S$4)*(Unit!AA46/100)*1000","v":0},"-",null,13,{"$f":"(DmYear!$K$32*(Unit!C$14/100)/DB!H$5)*(Unit!AD46/100)*1000","v":0},{"$f":"(DmYear!$K$32*(Unit!D$14/100)/DB!I$5)*(Unit!AE46/100)*1000","v":0},{"$f":"(DmYear!$K$32*(Unit!E$14/100)/DB!J$5)*(Unit!AF46/100)*1000","v":0},{"$f":"(DmYear!$K$32*(Unit!F$14/100)/DB!K$5)*(Unit!AG46/100)*1000","v":0},{"$f":"(DmYear!$K$32*(Unit!G$14/100)/DB!L$5)*(Unit!AH46/100)*1000","v":0},{"$f":"(DmYear!$K$32*(Unit!H$14/100)/DB!M$5)*(Unit!AI46/100)*1000","v":0},{"$f":"(DmYear!$K$32*(Unit!I$14/100)/DB!N$5)*(Unit!AJ46/100)*1000","v":0},{"$f":"(DmYear!$K$32*(Unit!J$14/100)/DB!O$5)*(Unit!AK46/100)*1000","v":0},{"$f":"(DmYear!$K$32*(Unit!K$14/100)/DB!P$5)*(Unit!AL46/100)*1000","v":0},{"$f":"(DmYear!$K$32*(Unit!L$14/100)/DB!Q$5)*(Unit!AM46/100)*1000","v":0},{"$f":"(DmYear!$K$32*(Unit!M$14/100)/DB!R$5)*(Unit!AN46/100)*1000","v":0},{"$f":"(DmYear!$K$32*(Unit!N$14/100)/DB!S$5)*(Unit!AO46/100)*1000","v":0},"-",null,null,13,0,0,0,0,0,0,0,0,0,0,0,0,null,null,13,0,0,0,0,0,0,0,0,0,0,0,0,null,null,13,0,0,0,0,0,0,0,0,0,0,0,0]
[null,14,{"$f":"(DmYear!$K$5*(Unit!C$12/100)/DB!H$3)*(Unit!B47/100)*1000","v":0},{"$f":"(DmYear!$K$5*(Unit!D$12/100)/DB!I$3)*(Unit!C47/100)*1000","v":0},{"$f":"(DmYear!$K$5*(Unit!E$12/100)/DB!J$3)*(Unit!D47/100)*1000","v":0},{"$f":"(DmYear!$K$5*(Unit!F$12/100)/DB!K$3)*(Unit!E47/100)*1000","v":0},{"$f":"(DmYear!$K$5*(Unit!G$12/100)/DB!L$3)*(Unit!F47/100)*1000","v":0},{"$f":"(DmYear!$K$5*(Unit!H$12/100)/DB!M$3)*(Unit!G47/100)*1000","v":0},{"$f":"(DmYear!$K$5*(Unit!I$12/100)/DB!N$3)*(Unit!H47/100)*1000","v":0},{"$f":"(DmYear!$K$5*(Unit!J$12/100)/DB!O$3)*(Unit!I47/100)*1000","v":0},{"$f":"(DmYear!$K$5*(Unit!K$12/100)/DB!P$3)*(Unit!J47/100)*1000","v":0},{"$f":"(DmYear!$K$5*(Unit!L$12/100)/DB!Q$3)*(Unit!K47/100)*1000","v":0},{"$f":"(DmYear!$K$5*(Unit!M$12/100)/DB!R$3)*(Unit!L47/100)*1000","v":0},{"$f":"(DmYear!$K$5*(Unit!N$12/100)/DB!S$3)*(Unit!M47/100)*1000","v":0},"-",null,14,{"$f":"(DmYear!$K$5*(Unit!C$13/100)/DB!H$4)*(Unit!P47/100)*1000","v":0},{"$f":"(DmYear!$K$5*(Unit!D$13/100)/DB!I$4)*(Unit!Q47/100)*1000","v":0},{"$f":"(DmYear!$K$5*(Unit!E$13/100)/DB!J$4)*(Unit!R47/100)*1000","v":0},{"$f":"(DmYear!$K$5*(Unit!F$13/100)/DB!K$4)*(Unit!S47/100)*1000","v":0},{"$f":"(DmYear!$K$5*(Unit!G$13/100)/DB!L$4)*(Unit!T47/100)*1000","v":0},{"$f":"(DmYear!$K$5*(Unit!H$13/100)/DB!M$4)*(Unit!U47/100)*1000","v":0},{"$f":"(DmYear!$K$5*(Unit!I$13/100)/DB!N$4)*(Unit!V47/100)*1000","v":0},{"$f":"(DmYear!$K$5*(Unit!J$13/100)/DB!O$4)*(Unit!W47/100)*1000","v":0},{"$f":"(DmYear!$K$5*(Unit!K$13/100)/DB!P$4)*(Unit!X47/100)*1000","v":0},{"$f":"(DmYear!$K$5*(Unit!L$13/100)/DB!Q$4)*(Unit!Y47/100)*1000","v":0},{"$f":"(DmYear!$K$5*(Unit!M$13/100)/DB!R$4)*(Unit!Z47/100)*1000","v":0},{"$f":"(DmYear!$K$5*(Unit!N$13/100)/DB!S$4)*(Unit!AA47/100)*1000","v":0},"-",null,14,{"$f":"(DmYear!$K$5*(Unit!C$14/100)/DB!H$5)*(Unit!AD47/100)*1000","v":0},{"$f":"(DmYear!$K$5*(Unit!D$14/100)/DB!I$5)*(Unit!AE47/100)*1000","v":0},{"$f":"(DmYear!$K$5*(Unit!E$14/100)/DB!J$5)*(Unit!AF47/100)*1000","v":0},{"$f":"(DmYear!$K$5*(Unit!F$14/100)/DB!K$5)*(Unit!AG47/100)*1000","v":0},{"$f":"(DmYear!$K$5*(Unit!G$14/100)/DB!L$5)*(Unit!AH47/100)*1000","v":0},{"$f":"(DmYear!$K$5*(Unit!H$14/100)/DB!M$5)*(Unit!AI47/100)*1000","v":0},{"$f":"(DmYear!$K$5*(Unit!I$14/100)/DB!N$5)*(Unit!AJ47/100)*1000","v":0},{"$f":"(DmYear!$K$5*(Unit!J$14/100)/DB!O$5)*(Unit!AK47/100)*1000","v":0},{"$f":"(DmYear!$K$5*(Unit!K$14/100)/DB!P$5)*(Unit!AL47/100)*1000","v":0},{"$f":"(DmYear!$K$5*(Unit!L$14/100)/DB!Q$5)*(Unit!AM47/100)*1000","v":0},{"$f":"(DmYear!$K$5*(Unit!M$14/100)/DB!R$5)*(Unit!AN47/100)*1000","v":0},{"$f":"(DmYear!$K$5*(Unit!N$14/100)/DB!S$5)*(Unit!AO47/100)*1000","v":0},"-",null,null,14,0,0,0,0,0,0,0,0,0,0,0,0,null,null,14,0,0,0,0,0,0,0,0,0,0,0,0,null,null,14,0,0,0,0,0,0,0,0,0,0,0,0,null,null,null,null,14,{"$f":"(DmYear!$K$32*(Unit!C$12/100)/DB!H$3)*(Unit!B47/100)*1000","v":0},{"$f":"(DmYear!$K$32*(Unit!D$12/100)/DB!I$3)*(Unit!C47/100)*1000","v":0},{"$f":"(DmYear!$K$32*(Unit!E$12/100)/DB!J$3)*(Unit!D47/100)*1000","v":0},{"$f":"(DmYear!$K$32*(Unit!F$12/100)/DB!K$3)*(Unit!E47/100)*1000","v":0},{"$f":"(DmYear!$K$32*(Unit!G$12/100)/DB!L$3)*(Unit!F47/100)*1000","v":0},{"$f":"(DmYear!$K$32*(Unit!H$12/100)/DB!M$3)*(Unit!G47/100)*1000","v":0},{"$f":"(DmYear!$K$32*(Unit!I$12/100)/DB!N$3)*(Unit!H47/100)*1000","v":0},{"$f":"(DmYear!$K$32*(Unit!J$12/100)/DB!O$3)*(Unit!I47/100)*1000","v":0},{"$f":"(DmYear!$K$32*(Unit!K$12/100)/DB!P$3)*(Unit!J47/100)*1000","v":0},{"$f":"(DmYear!$K$32*(Unit!L$12/100)/DB!Q$3)*(Unit!K47/100)*1000","v":0},{"$f":"(DmYear!$K$32*(Unit!M$12/100)/DB!R$3)*(Unit!L47/100)*1000","v":0},{"$f":"(DmYear!$K$32*(Unit!N$12/100)/DB!S$3)*(Unit!M47/100)*1000","v":0},"-",null,14,{"$f":"(DmYear!$K$32*(Unit!C$13/100)/DB!H$4)*(Unit!P47/100)*1000","v":0},{"$f":"(DmYear!$K$32*(Unit!D$13/100)/DB!I$4)*(Unit!Q47/100)*1000","v":0},{"$f":"(DmYear!$K$32*(Unit!E$13/100)/DB!J$4)*(Unit!R47/100)*1000","v":0},{"$f":"(DmYear!$K$32*(Unit!F$13/100)/DB!K$4)*(Unit!S47/100)*1000","v":0},{"$f":"(DmYear!$K$32*(Unit!G$13/100)/DB!L$4)*(Unit!T47/100)*1000","v":0},{"$f":"(DmYear!$K$32*(Unit!H$13/100)/DB!M$4)*(Unit!U47/100)*1000","v":0},{"$f":"(DmYear!$K$32*(Unit!I$13/100)/DB!N$4)*(Unit!V47/100)*1000","v":0},{"$f":"(DmYear!$K$32*(Unit!J$13/100)/DB!O$4)*(Unit!W47/100)*1000","v":0},{"$f":"(DmYear!$K$32*(Unit!K$13/100)/DB!P$4)*(Unit!X47/100)*1000","v":0},{"$f":"(DmYear!$K$32*(Unit!L$13/100)/DB!Q$4)*(Unit!Y47/100)*1000","v":0},{"$f":"(DmYear!$K$32*(Unit!M$13/100)/DB!R$4)*(Unit!Z47/100)*1000","v":0},{"$f":"(DmYear!$K$32*(Unit!N$13/100)/DB!S$4)*(Unit!AA47/100)*1000","v":0},"-",null,14,{"$f":"(DmYear!$K$32*(Unit!C$14/100)/DB!H$5)*(Unit!AD47/100)*1000","v":0},{"$f":"(DmYear!$K$32*(Unit!D$14/100)/DB!I$5)*(Unit!AE47/100)*1000","v":0},{"$f":"(DmYear!$K$32*(Unit!E$14/100)/DB!J$5)*(Unit!AF47/100)*1000","v":0},{"$f":"(DmYear!$K$32*(Unit!F$14/100)/DB!K$5)*(Unit!AG47/100)*1000","v":0},{"$f":"(DmYear!$K$32*(Unit!G$14/100)/DB!L$5)*(Unit!AH47/100)*1000","v":0},{"$f":"(DmYear!$K$32*(Unit!H$14/100)/DB!M$5)*(Unit!AI47/100)*1000","v":0},{"$f":"(DmYear!$K$32*(Unit!I$14/100)/DB!N$5)*(Unit!AJ47/100)*1000","v":0},{"$f":"(DmYear!$K$32*(Unit!J$14/100)/DB!O$5)*(Unit!AK47/100)*1000","v":0},{"$f":"(DmYear!$K$32*(Unit!K$14/100)/DB!P$5)*(Unit!AL47/100)*1000","v":0},{"$f":"(DmYear!$K$32*(Unit!L$14/100)/DB!Q$5)*(Unit!AM47/100)*1000","v":0},{"$f":"(DmYear!$K$32*(Unit!M$14/100)/DB!R$5)*(Unit!AN47/100)*1000","v":0},{"$f":"(DmYear!$K$32*(Unit!N$14/100)/DB!S$5)*(Unit!AO47/100)*1000","v":0},"-",null,null,14,0,0,0,0,0,0,0,0,0,0,0,0,null,null,14,0,0,0,0,0,0,0,0,0,0,0,0,null,null,14,0,0,0,0,0,0,0,0,0,0,0,0]
[null,15,{"$f":"(DmYear!$K$5*(Unit!C$12/100)/DB!H$3)*(Unit!B48/100)*1000","v":0},{"$f":"(DmYear!$K$5*(Unit!D$12/100)/DB!I$3)*(Unit!C48/100)*1000","v":0},{"$f":"(DmYear!$K$5*(Unit!E$12/100)/DB!J$3)*(Unit!D48/100)*1000","v":0},{"$f":"(DmYear!$K$5*(Unit!F$12/100)/DB!K$3)*(Unit!E48/100)*1000","v":0},{"$f":"(DmYear!$K$5*(Unit!G$12/100)/DB!L$3)*(Unit!F48/100)*1000","v":0},{"$f":"(DmYear!$K$5*(Unit!H$12/100)/DB!M$3)*(Unit!G48/100)*1000","v":0},{"$f":"(DmYear!$K$5*(Unit!I$12/100)/DB!N$3)*(Unit!H48/100)*1000","v":0},{"$f":"(DmYear!$K$5*(Unit!J$12/100)/DB!O$3)*(Unit!I48/100)*1000","v":0},{"$f":"(DmYear!$K$5*(Unit!K$12/100)/DB!P$3)*(Unit!J48/100)*1000","v":0},{"$f":"(DmYear!$K$5*(Unit!L$12/100)/DB!Q$3)*(Unit!K48/100)*1000","v":0},{"$f":"(DmYear!$K$5*(Unit!M$12/100)/DB!R$3)*(Unit!L48/100)*1000","v":0},{"$f":"(DmYear!$K$5*(Unit!N$12/100)/DB!S$3)*(Unit!M48/100)*1000","v":0},"-",null,15,{"$f":"(DmYear!$K$5*(Unit!C$13/100)/DB!H$4)*(Unit!P48/100)*1000","v":0},{"$f":"(DmYear!$K$5*(Unit!D$13/100)/DB!I$4)*(Unit!Q48/100)*1000","v":0},{"$f":"(DmYear!$K$5*(Unit!E$13/100)/DB!J$4)*(Unit!R48/100)*1000","v":0},{"$f":"(DmYear!$K$5*(Unit!F$13/100)/DB!K$4)*(Unit!S48/100)*1000","v":0},{"$f":"(DmYear!$K$5*(Unit!G$13/100)/DB!L$4)*(Unit!T48/100)*1000","v":0},{"$f":"(DmYear!$K$5*(Unit!H$13/100)/DB!M$4)*(Unit!U48/100)*1000","v":0},{"$f":"(DmYear!$K$5*(Unit!I$13/100)/DB!N$4)*(Unit!V48/100)*1000","v":0},{"$f":"(DmYear!$K$5*(Unit!J$13/100)/DB!O$4)*(Unit!W48/100)*1000","v":0},{"$f":"(DmYear!$K$5*(Unit!K$13/100)/DB!P$4)*(Unit!X48/100)*1000","v":0},{"$f":"(DmYear!$K$5*(Unit!L$13/100)/DB!Q$4)*(Unit!Y48/100)*1000","v":0},{"$f":"(DmYear!$K$5*(Unit!M$13/100)/DB!R$4)*(Unit!Z48/100)*1000","v":0},{"$f":"(DmYear!$K$5*(Unit!N$13/100)/DB!S$4)*(Unit!AA48/100)*1000","v":0},"-",null,15,{"$f":"(DmYear!$K$5*(Unit!C$14/100)/DB!H$5)*(Unit!AD48/100)*1000","v":0},{"$f":"(DmYear!$K$5*(Unit!D$14/100)/DB!I$5)*(Unit!AE48/100)*1000","v":0},{"$f":"(DmYear!$K$5*(Unit!E$14/100)/DB!J$5)*(Unit!AF48/100)*1000","v":0},{"$f":"(DmYear!$K$5*(Unit!F$14/100)/DB!K$5)*(Unit!AG48/100)*1000","v":0},{"$f":"(DmYear!$K$5*(Unit!G$14/100)/DB!L$5)*(Unit!AH48/100)*1000","v":0},{"$f":"(DmYear!$K$5*(Unit!H$14/100)/DB!M$5)*(Unit!AI48/100)*1000","v":0},{"$f":"(DmYear!$K$5*(Unit!I$14/100)/DB!N$5)*(Unit!AJ48/100)*1000","v":0},{"$f":"(DmYear!$K$5*(Unit!J$14/100)/DB!O$5)*(Unit!AK48/100)*1000","v":0},{"$f":"(DmYear!$K$5*(Unit!K$14/100)/DB!P$5)*(Unit!AL48/100)*1000","v":0},{"$f":"(DmYear!$K$5*(Unit!L$14/100)/DB!Q$5)*(Unit!AM48/100)*1000","v":0},{"$f":"(DmYear!$K$5*(Unit!M$14/100)/DB!R$5)*(Unit!AN48/100)*1000","v":0},{"$f":"(DmYear!$K$5*(Unit!N$14/100)/DB!S$5)*(Unit!AO48/100)*1000","v":0},"-",null,null,15,0,0,0,0,0,0,0,0,0,0,0,0,null,null,15,0,0,0,0,0,0,0,0,0,0,0,0,null,null,15,0,0,0,0,0,0,0,0,0,0,0,0,null,null,null,null,15,{"$f":"(DmYear!$K$32*(Unit!C$12/100)/DB!H$3)*(Unit!B48/100)*1000","v":0},{"$f":"(DmYear!$K$32*(Unit!D$12/100)/DB!I$3)*(Unit!C48/100)*1000","v":0},{"$f":"(DmYear!$K$32*(Unit!E$12/100)/DB!J$3)*(Unit!D48/100)*1000","v":0},{"$f":"(DmYear!$K$32*(Unit!F$12/100)/DB!K$3)*(Unit!E48/100)*1000","v":0},{"$f":"(DmYear!$K$32*(Unit!G$12/100)/DB!L$3)*(Unit!F48/100)*1000","v":0},{"$f":"(DmYear!$K$32*(Unit!H$12/100)/DB!M$3)*(Unit!G48/100)*1000","v":0},{"$f":"(DmYear!$K$32*(Unit!I$12/100)/DB!N$3)*(Unit!H48/100)*1000","v":0},{"$f":"(DmYear!$K$32*(Unit!J$12/100)/DB!O$3)*(Unit!I48/100)*1000","v":0},{"$f":"(DmYear!$K$32*(Unit!K$12/100)/DB!P$3)*(Unit!J48/100)*1000","v":0},{"$f":"(DmYear!$K$32*(Unit!L$12/100)/DB!Q$3)*(Unit!K48/100)*1000","v":0},{"$f":"(DmYear!$K$32*(Unit!M$12/100)/DB!R$3)*(Unit!L48/100)*1000","v":0},{"$f":"(DmYear!$K$32*(Unit!N$12/100)/DB!S$3)*(Unit!M48/100)*1000","v":0},"-",null,15,{"$f":"(DmYear!$K$32*(Unit!C$13/100)/DB!H$4)*(Unit!P48/100)*1000","v":0},{"$f":"(DmYear!$K$32*(Unit!D$13/100)/DB!I$4)*(Unit!Q48/100)*1000","v":0},{"$f":"(DmYear!$K$32*(Unit!E$13/100)/DB!J$4)*(Unit!R48/100)*1000","v":0},{"$f":"(DmYear!$K$32*(Unit!F$13/100)/DB!K$4)*(Unit!S48/100)*1000","v":0},{"$f":"(DmYear!$K$32*(Unit!G$13/100)/DB!L$4)*(Unit!T48/100)*1000","v":0},{"$f":"(DmYear!$K$32*(Unit!H$13/100)/DB!M$4)*(Unit!U48/100)*1000","v":0},{"$f":"(DmYear!$K$32*(Unit!I$13/100)/DB!N$4)*(Unit!V48/100)*1000","v":0},{"$f":"(DmYear!$K$32*(Unit!J$13/100)/DB!O$4)*(Unit!W48/100)*1000","v":0},{"$f":"(DmYear!$K$32*(Unit!K$13/100)/DB!P$4)*(Unit!X48/100)*1000","v":0},{"$f":"(DmYear!$K$32*(Unit!L$13/100)/DB!Q$4)*(Unit!Y48/100)*1000","v":0},{"$f":"(DmYear!$K$32*(Unit!M$13/100)/DB!R$4)*(Unit!Z48/100)*1000","v":0},{"$f":"(DmYear!$K$32*(Unit!N$13/100)/DB!S$4)*(Unit!AA48/100)*1000","v":0},"-",null,15,{"$f":"(DmYear!$K$32*(Unit!C$14/100)/DB!H$5)*(Unit!AD48/100)*1000","v":0},{"$f":"(DmYear!$K$32*(Unit!D$14/100)/DB!I$5)*(Unit!AE48/100)*1000","v":0},{"$f":"(DmYear!$K$32*(Unit!E$14/100)/DB!J$5)*(Unit!AF48/100)*1000","v":0},{"$f":"(DmYear!$K$32*(Unit!F$14/100)/DB!K$5)*(Unit!AG48/100)*1000","v":0},{"$f":"(DmYear!$K$32*(Unit!G$14/100)/DB!L$5)*(Unit!AH48/100)*1000","v":0},{"$f":"(DmYear!$K$32*(Unit!H$14/100)/DB!M$5)*(Unit!AI48/100)*1000","v":0},{"$f":"(DmYear!$K$32*(Unit!I$14/100)/DB!N$5)*(Unit!AJ48/100)*1000","v":0},{"$f":"(DmYear!$K$32*(Unit!J$14/100)/DB!O$5)*(Unit!AK48/100)*1000","v":0},{"$f":"(DmYear!$K$32*(Unit!K$14/100)/DB!P$5)*(Unit!AL48/100)*1000","v":0},{"$f":"(DmYear!$K$32*(Unit!L$14/100)/DB!Q$5)*(Unit!AM48/100)*1000","v":0},{"$f":"(DmYear!$K$32*(Unit!M$14/100)/DB!R$5)*(Unit!AN48/100)*1000","v":0},{"$f":"(DmYear!$K$32*(Unit!N$14/100)/DB!S$5)*(Unit!AO48/100)*1000","v":0},"-",null,null,15,0,0,0,0,0,0,0,0,0,0,0,0,null,null,15,0,0,0,0,0,0,0,0,0,0,0,0,null,null,15,0,0,0,0,0,0,0,0,0,0,0,0]
[null,16,{"$f":"(DmYear!$K$5*(Unit!C$12/100)/DB!H$3)*(Unit!B49/100)*1000","v":0},{"$f":"(DmYear!$K$5*(Unit!D$12/100)/DB!I$3)*(Unit!C49/100)*1000","v":0},{"$f":"(DmYear!$K$5*(Unit!E$12/100)/DB!J$3)*(Unit!D49/100)*1000","v":0},{"$f":"(DmYear!$K$5*(Unit!F$12/100)/DB!K$3)*(Unit!E49/100)*1000","v":0},{"$f":"(DmYear!$K$5*(Unit!G$12/100)/DB!L$3)*(Unit!F49/100)*1000","v":0},{"$f":"(DmYear!$K$5*(Unit!H$12/100)/DB!M$3)*(Unit!G49/100)*1000","v":0},{"$f":"(DmYear!$K$5*(Unit!I$12/100)/DB!N$3)*(Unit!H49/100)*1000","v":0},{"$f":"(DmYear!$K$5*(Unit!J$12/100)/DB!O$3)*(Unit!I49/100)*1000","v":0},{"$f":"(DmYear!$K$5*(Unit!K$12/100)/DB!P$3)*(Unit!J49/100)*1000","v":0},{"$f":"(DmYear!$K$5*(Unit!L$12/100)/DB!Q$3)*(Unit!K49/100)*1000","v":0},{"$f":"(DmYear!$K$5*(Unit!M$12/100)/DB!R$3)*(Unit!L49/100)*1000","v":0},{"$f":"(DmYear!$K$5*(Unit!N$12/100)/DB!S$3)*(Unit!M49/100)*1000","v":0},"-",null,16,{"$f":"(DmYear!$K$5*(Unit!C$13/100)/DB!H$4)*(Unit!P49/100)*1000","v":0},{"$f":"(DmYear!$K$5*(Unit!D$13/100)/DB!I$4)*(Unit!Q49/100)*1000","v":0},{"$f":"(DmYear!$K$5*(Unit!E$13/100)/DB!J$4)*(Unit!R49/100)*1000","v":0},{"$f":"(DmYear!$K$5*(Unit!F$13/100)/DB!K$4)*(Unit!S49/100)*1000","v":0},{"$f":"(DmYear!$K$5*(Unit!G$13/100)/DB!L$4)*(Unit!T49/100)*1000","v":0},{"$f":"(DmYear!$K$5*(Unit!H$13/100)/DB!M$4)*(Unit!U49/100)*1000","v":0},{"$f":"(DmYear!$K$5*(Unit!I$13/100)/DB!N$4)*(Unit!V49/100)*1000","v":0},{"$f":"(DmYear!$K$5*(Unit!J$13/100)/DB!O$4)*(Unit!W49/100)*1000","v":0},{"$f":"(DmYear!$K$5*(Unit!K$13/100)/DB!P$4)*(Unit!X49/100)*1000","v":0},{"$f":"(DmYear!$K$5*(Unit!L$13/100)/DB!Q$4)*(Unit!Y49/100)*1000","v":0},{"$f":"(DmYear!$K$5*(Unit!M$13/100)/DB!R$4)*(Unit!Z49/100)*1000","v":0},{"$f":"(DmYear!$K$5*(Unit!N$13/100)/DB!S$4)*(Unit!AA49/100)*1000","v":0},"-",null,16,{"$f":"(DmYear!$K$5*(Unit!C$14/100)/DB!H$5)*(Unit!AD49/100)*1000","v":0},{"$f":"(DmYear!$K$5*(Unit!D$14/100)/DB!I$5)*(Unit!AE49/100)*1000","v":0},{"$f":"(DmYear!$K$5*(Unit!E$14/100)/DB!J$5)*(Unit!AF49/100)*1000","v":0},{"$f":"(DmYear!$K$5*(Unit!F$14/100)/DB!K$5)*(Unit!AG49/100)*1000","v":0},{"$f":"(DmYear!$K$5*(Unit!G$14/100)/DB!L$5)*(Unit!AH49/100)*1000","v":0},{"$f":"(DmYear!$K$5*(Unit!H$14/100)/DB!M$5)*(Unit!AI49/100)*1000","v":0},{"$f":"(DmYear!$K$5*(Unit!I$14/100)/DB!N$5)*(Unit!AJ49/100)*1000","v":0},{"$f":"(DmYear!$K$5*(Unit!J$14/100)/DB!O$5)*(Unit!AK49/100)*1000","v":0},{"$f":"(DmYear!$K$5*(Unit!K$14/100)/DB!P$5)*(Unit!AL49/100)*1000","v":0},{"$f":"(DmYear!$K$5*(Unit!L$14/100)/DB!Q$5)*(Unit!AM49/100)*1000","v":0},{"$f":"(DmYear!$K$5*(Unit!M$14/100)/DB!R$5)*(Unit!AN49/100)*1000","v":0},{"$f":"(DmYear!$K$5*(Unit!N$14/100)/DB!S$5)*(Unit!AO49/100)*1000","v":0},"-",null,null,16,0,0,0,0,0,0,0,0,0,0,0,0,null,null,16,0,0,0,0,0,0,0,0,0,0,0,0,null,null,16,0,0,0,0,0,0,0,0,0,0,0,0,null,null,null,null,16,{"$f":"(DmYear!$K$32*(Unit!C$12/100)/DB!H$3)*(Unit!B49/100)*1000","v":0},{"$f":"(DmYear!$K$32*(Unit!D$12/100)/DB!I$3)*(Unit!C49/100)*1000","v":0},{"$f":"(DmYear!$K$32*(Unit!E$12/100)/DB!J$3)*(Unit!D49/100)*1000","v":0},{"$f":"(DmYear!$K$32*(Unit!F$12/100)/DB!K$3)*(Unit!E49/100)*1000","v":0},{"$f":"(DmYear!$K$32*(Unit!G$12/100)/DB!L$3)*(Unit!F49/100)*1000","v":0},{"$f":"(DmYear!$K$32*(Unit!H$12/100)/DB!M$3)*(Unit!G49/100)*1000","v":0},{"$f":"(DmYear!$K$32*(Unit!I$12/100)/DB!N$3)*(Unit!H49/100)*1000","v":0},{"$f":"(DmYear!$K$32*(Unit!J$12/100)/DB!O$3)*(Unit!I49/100)*1000","v":0},{"$f":"(DmYear!$K$32*(Unit!K$12/100)/DB!P$3)*(Unit!J49/100)*1000","v":0},{"$f":"(DmYear!$K$32*(Unit!L$12/100)/DB!Q$3)*(Unit!K49/100)*1000","v":0},{"$f":"(DmYear!$K$32*(Unit!M$12/100)/DB!R$3)*(Unit!L49/100)*1000","v":0},{"$f":"(DmYear!$K$32*(Unit!N$12/100)/DB!S$3)*(Unit!M49/100)*1000","v":0},"-",null,16,{"$f":"(DmYear!$K$32*(Unit!C$13/100)/DB!H$4)*(Unit!P49/100)*1000","v":0},{"$f":"(DmYear!$K$32*(Unit!D$13/100)/DB!I$4)*(Unit!Q49/100)*1000","v":0},{"$f":"(DmYear!$K$32*(Unit!E$13/100)/DB!J$4)*(Unit!R49/100)*1000","v":0},{"$f":"(DmYear!$K$32*(Unit!F$13/100)/DB!K$4)*(Unit!S49/100)*1000","v":0},{"$f":"(DmYear!$K$32*(Unit!G$13/100)/DB!L$4)*(Unit!T49/100)*1000","v":0},{"$f":"(DmYear!$K$32*(Unit!H$13/100)/DB!M$4)*(Unit!U49/100)*1000","v":0},{"$f":"(DmYear!$K$32*(Unit!I$13/100)/DB!N$4)*(Unit!V49/100)*1000","v":0},{"$f":"(DmYear!$K$32*(Unit!J$13/100)/DB!O$4)*(Unit!W49/100)*1000","v":0},{"$f":"(DmYear!$K$32*(Unit!K$13/100)/DB!P$4)*(Unit!X49/100)*1000","v":0},{"$f":"(DmYear!$K$32*(Unit!L$13/100)/DB!Q$4)*(Unit!Y49/100)*1000","v":0},{"$f":"(DmYear!$K$32*(Unit!M$13/100)/DB!R$4)*(Unit!Z49/100)*1000","v":0},{"$f":"(DmYear!$K$32*(Unit!N$13/100)/DB!S$4)*(Unit!AA49/100)*1000","v":0},"-",null,16,{"$f":"(DmYear!$K$32*(Unit!C$14/100)/DB!H$5)*(Unit!AD49/100)*1000","v":0},{"$f":"(DmYear!$K$32*(Unit!D$14/100)/DB!I$5)*(Unit!AE49/100)*1000","v":0},{"$f":"(DmYear!$K$32*(Unit!E$14/100)/DB!J$5)*(Unit!AF49/100)*1000","v":0},{"$f":"(DmYear!$K$32*(Unit!F$14/100)/DB!K$5)*(Unit!AG49/100)*1000","v":0},{"$f":"(DmYear!$K$32*(Unit!G$14/100)/DB!L$5)*(Unit!AH49/100)*1000","v":0},{"$f":"(DmYear!$K$32*(Unit!H$14/100)/DB!M$5)*(Unit!AI49/100)*1000","v":0},{"$f":"(DmYear!$K$32*(Unit!I$14/100)/DB!N$5)*(Unit!AJ49/100)*1000","v":0},{"$f":"(DmYear!$K$32*(Unit!J$14/100)/DB!O$5)*(Unit!AK49/100)*1000","v":0},{"$f":"(DmYear!$K$32*(Unit!K$14/100)/DB!P$5)*(Unit!AL49/100)*1000","v":0},{"$f":"(DmYear!$K$32*(Unit!L$14/100)/DB!Q$5)*(Unit!AM49/100)*1000","v":0},{"$f":"(DmYear!$K$32*(Unit!M$14/100)/DB!R$5)*(Unit!AN49/100)*1000","v":0},{"$f":"(DmYear!$K$32*(Unit!N$14/100)/DB!S$5)*(Unit!AO49/100)*1000","v":0},"-",null,null,16,0,0,0,0,0,0,0,0,0,0,0,0,null,null,16,0,0,0,0,0,0,0,0,0,0,0,0,null,null,16,0,0,0,0,0,0,0,0,0,0,0,0]
[null,17,{"$f":"(DmYear!$K$5*(Unit!C$12/100)/DB!H$3)*(Unit!B50/100)*1000","v":0},{"$f":"(DmYear!$K$5*(Unit!D$12/100)/DB!I$3)*(Unit!C50/100)*1000","v":0},{"$f":"(DmYear!$K$5*(Unit!E$12/100)/DB!J$3)*(Unit!D50/100)*1000","v":0},{"$f":"(DmYear!$K$5*(Unit!F$12/100)/DB!K$3)*(Unit!E50/100)*1000","v":0},{"$f":"(DmYear!$K$5*(Unit!G$12/100)/DB!L$3)*(Unit!F50/100)*1000","v":0},{"$f":"(DmYear!$K$5*(Unit!H$12/100)/DB!M$3)*(Unit!G50/100)*1000","v":0},{"$f":"(DmYear!$K$5*(Unit!I$12/100)/DB!N$3)*(Unit!H50/100)*1000","v":0},{"$f":"(DmYear!$K$5*(Unit!J$12/100)/DB!O$3)*(Unit!I50/100)*1000","v":0},{"$f":"(DmYear!$K$5*(Unit!K$12/100)/DB!P$3)*(Unit!J50/100)*1000","v":0},{"$f":"(DmYear!$K$5*(Unit!L$12/100)/DB!Q$3)*(Unit!K50/100)*1000","v":0},{"$f":"(DmYear!$K$5*(Unit!M$12/100)/DB!R$3)*(Unit!L50/100)*1000","v":0},{"$f":"(DmYear!$K$5*(Unit!N$12/100)/DB!S$3)*(Unit!M50/100)*1000","v":0},"-",null,17,{"$f":"(DmYear!$K$5*(Unit!C$13/100)/DB!H$4)*(Unit!P50/100)*1000","v":0},{"$f":"(DmYear!$K$5*(Unit!D$13/100)/DB!I$4)*(Unit!Q50/100)*1000","v":0},{"$f":"(DmYear!$K$5*(Unit!E$13/100)/DB!J$4)*(Unit!R50/100)*1000","v":0},{"$f":"(DmYear!$K$5*(Unit!F$13/100)/DB!K$4)*(Unit!S50/100)*1000","v":0},{"$f":"(DmYear!$K$5*(Unit!G$13/100)/DB!L$4)*(Unit!T50/100)*1000","v":0},{"$f":"(DmYear!$K$5*(Unit!H$13/100)/DB!M$4)*(Unit!U50/100)*1000","v":0},{"$f":"(DmYear!$K$5*(Unit!I$13/100)/DB!N$4)*(Unit!V50/100)*1000","v":0},{"$f":"(DmYear!$K$5*(Unit!J$13/100)/DB!O$4)*(Unit!W50/100)*1000","v":0},{"$f":"(DmYear!$K$5*(Unit!K$13/100)/DB!P$4)*(Unit!X50/100)*1000","v":0},{"$f":"(DmYear!$K$5*(Unit!L$13/100)/DB!Q$4)*(Unit!Y50/100)*1000","v":0},{"$f":"(DmYear!$K$5*(Unit!M$13/100)/DB!R$4)*(Unit!Z50/100)*1000","v":0},{"$f":"(DmYear!$K$5*(Unit!N$13/100)/DB!S$4)*(Unit!AA50/100)*1000","v":0},"-",null,17,{"$f":"(DmYear!$K$5*(Unit!C$14/100)/DB!H$5)*(Unit!AD50/100)*1000","v":0},{"$f":"(DmYear!$K$5*(Unit!D$14/100)/DB!I$5)*(Unit!AE50/100)*1000","v":0},{"$f":"(DmYear!$K$5*(Unit!E$14/100)/DB!J$5)*(Unit!AF50/100)*1000","v":0},{"$f":"(DmYear!$K$5*(Unit!F$14/100)/DB!K$5)*(Unit!AG50/100)*1000","v":0},{"$f":"(DmYear!$K$5*(Unit!G$14/100)/DB!L$5)*(Unit!AH50/100)*1000","v":0},{"$f":"(DmYear!$K$5*(Unit!H$14/100)/DB!M$5)*(Unit!AI50/100)*1000","v":0},{"$f":"(DmYear!$K$5*(Unit!I$14/100)/DB!N$5)*(Unit!AJ50/100)*1000","v":0},{"$f":"(DmYear!$K$5*(Unit!J$14/100)/DB!O$5)*(Unit!AK50/100)*1000","v":0},{"$f":"(DmYear!$K$5*(Unit!K$14/100)/DB!P$5)*(Unit!AL50/100)*1000","v":0},{"$f":"(DmYear!$K$5*(Unit!L$14/100)/DB!Q$5)*(Unit!AM50/100)*1000","v":0},{"$f":"(DmYear!$K$5*(Unit!M$14/100)/DB!R$5)*(Unit!AN50/100)*1000","v":0},{"$f":"(DmYear!$K$5*(Unit!N$14/100)/DB!S$5)*(Unit!AO50/100)*1000","v":0},"-",null,null,17,0,0,0,0,0,0,0,0,0,0,0,0,null,null,17,0,0,0,0,0,0,0,0,0,0,0,0,null,null,17,0,0,0,0,0,0,0,0,0,0,0,0,null,null,null,null,17,{"$f":"(DmYear!$K$32*(Unit!C$12/100)/DB!H$3)*(Unit!B50/100)*1000","v":0},{"$f":"(DmYear!$K$32*(Unit!D$12/100)/DB!I$3)*(Unit!C50/100)*1000","v":0},{"$f":"(DmYear!$K$32*(Unit!E$12/100)/DB!J$3)*(Unit!D50/100)*1000","v":0},{"$f":"(DmYear!$K$32*(Unit!F$12/100)/DB!K$3)*(Unit!E50/100)*1000","v":0},{"$f":"(DmYear!$K$32*(Unit!G$12/100)/DB!L$3)*(Unit!F50/100)*1000","v":0},{"$f":"(DmYear!$K$32*(Unit!H$12/100)/DB!M$3)*(Unit!G50/100)*1000","v":0},{"$f":"(DmYear!$K$32*(Unit!I$12/100)/DB!N$3)*(Unit!H50/100)*1000","v":0},{"$f":"(DmYear!$K$32*(Unit!J$12/100)/DB!O$3)*(Unit!I50/100)*1000","v":0},{"$f":"(DmYear!$K$32*(Unit!K$12/100)/DB!P$3)*(Unit!J50/100)*1000","v":0},{"$f":"(DmYear!$K$32*(Unit!L$12/100)/DB!Q$3)*(Unit!K50/100)*1000","v":0},{"$f":"(DmYear!$K$32*(Unit!M$12/100)/DB!R$3)*(Unit!L50/100)*1000","v":0},{"$f":"(DmYear!$K$32*(Unit!N$12/100)/DB!S$3)*(Unit!M50/100)*1000","v":0},"-",null,17,{"$f":"(DmYear!$K$32*(Unit!C$13/100)/DB!H$4)*(Unit!P50/100)*1000","v":0},{"$f":"(DmYear!$K$32*(Unit!D$13/100)/DB!I$4)*(Unit!Q50/100)*1000","v":0},{"$f":"(DmYear!$K$32*(Unit!E$13/100)/DB!J$4)*(Unit!R50/100)*1000","v":0},{"$f":"(DmYear!$K$32*(Unit!F$13/100)/DB!K$4)*(Unit!S50/100)*1000","v":0},{"$f":"(DmYear!$K$32*(Unit!G$13/100)/DB!L$4)*(Unit!T50/100)*1000","v":0},{"$f":"(DmYear!$K$32*(Unit!H$13/100)/DB!M$4)*(Unit!U50/100)*1000","v":0},{"$f":"(DmYear!$K$32*(Unit!I$13/100)/DB!N$4)*(Unit!V50/100)*1000","v":0},{"$f":"(DmYear!$K$32*(Unit!J$13/100)/DB!O$4)*(Unit!W50/100)*1000","v":0},{"$f":"(DmYear!$K$32*(Unit!K$13/100)/DB!P$4)*(Unit!X50/100)*1000","v":0},{"$f":"(DmYear!$K$32*(Unit!L$13/100)/DB!Q$4)*(Unit!Y50/100)*1000","v":0},{"$f":"(DmYear!$K$32*(Unit!M$13/100)/DB!R$4)*(Unit!Z50/100)*1000","v":0},{"$f":"(DmYear!$K$32*(Unit!N$13/100)/DB!S$4)*(Unit!AA50/100)*1000","v":0},"-",null,17,{"$f":"(DmYear!$K$32*(Unit!C$14/100)/DB!H$5)*(Unit!AD50/100)*1000","v":0},{"$f":"(DmYear!$K$32*(Unit!D$14/100)/DB!I$5)*(Unit!AE50/100)*1000","v":0},{"$f":"(DmYear!$K$32*(Unit!E$14/100)/DB!J$5)*(Unit!AF50/100)*1000","v":0},{"$f":"(DmYear!$K$32*(Unit!F$14/100)/DB!K$5)*(Unit!AG50/100)*1000","v":0},{"$f":"(DmYear!$K$32*(Unit!G$14/100)/DB!L$5)*(Unit!AH50/100)*1000","v":0},{"$f":"(DmYear!$K$32*(Unit!H$14/100)/DB!M$5)*(Unit!AI50/100)*1000","v":0},{"$f":"(DmYear!$K$32*(Unit!I$14/100)/DB!N$5)*(Unit!AJ50/100)*1000","v":0},{"$f":"(DmYear!$K$32*(Unit!J$14/100)/DB!O$5)*(Unit!AK50/100)*1000","v":0},{"$f":"(DmYear!$K$32*(Unit!K$14/100)/DB!P$5)*(Unit!AL50/100)*1000","v":0},{"$f":"(DmYear!$K$32*(Unit!L$14/100)/DB!Q$5)*(Unit!AM50/100)*1000","v":0},{"$f":"(DmYear!$K$32*(Unit!M$14/100)/DB!R$5)*(Unit!AN50/100)*1000","v":0},{"$f":"(DmYear!$K$32*(Unit!N$14/100)/DB!S$5)*(Unit!AO50/100)*1000","v":0},"-",null,null,17,0,0,0,0,0,0,0,0,0,0,0,0,null,null,17,0,0,0,0,0,0,0,0,0,0,0,0,null,null,17,0,0,0,0,0,0,0,0,0,0,0,0]
[null,18,{"$f":"(DmYear!$K$5*(Unit!C$12/100)/DB!H$3)*(Unit!B51/100)*1000","v":0},{"$f":"(DmYear!$K$5*(Unit!D$12/100)/DB!I$3)*(Unit!C51/100)*1000","v":0},{"$f":"(DmYear!$K$5*(Unit!E$12/100)/DB!J$3)*(Unit!D51/100)*1000","v":0},{"$f":"(DmYear!$K$5*(Unit!F$12/100)/DB!K$3)*(Unit!E51/100)*1000","v":0},{"$f":"(DmYear!$K$5*(Unit!G$12/100)/DB!L$3)*(Unit!F51/100)*1000","v":0},{"$f":"(DmYear!$K$5*(Unit!H$12/100)/DB!M$3)*(Unit!G51/100)*1000","v":0},{"$f":"(DmYear!$K$5*(Unit!I$12/100)/DB!N$3)*(Unit!H51/100)*1000","v":0},{"$f":"(DmYear!$K$5*(Unit!J$12/100)/DB!O$3)*(Unit!I51/100)*1000","v":0},{"$f":"(DmYear!$K$5*(Unit!K$12/100)/DB!P$3)*(Unit!J51/100)*1000","v":0},{"$f":"(DmYear!$K$5*(Unit!L$12/100)/DB!Q$3)*(Unit!K51/100)*1000","v":0},{"$f":"(DmYear!$K$5*(Unit!M$12/100)/DB!R$3)*(Unit!L51/100)*1000","v":0},{"$f":"(DmYear!$K$5*(Unit!N$12/100)/DB!S$3)*(Unit!M51/100)*1000","v":0},"-",null,18,{"$f":"(DmYear!$K$5*(Unit!C$13/100)/DB!H$4)*(Unit!P51/100)*1000","v":0},{"$f":"(DmYear!$K$5*(Unit!D$13/100)/DB!I$4)*(Unit!Q51/100)*1000","v":0},{"$f":"(DmYear!$K$5*(Unit!E$13/100)/DB!J$4)*(Unit!R51/100)*1000","v":0},{"$f":"(DmYear!$K$5*(Unit!F$13/100)/DB!K$4)*(Unit!S51/100)*1000","v":0},{"$f":"(DmYear!$K$5*(Unit!G$13/100)/DB!L$4)*(Unit!T51/100)*1000","v":0},{"$f":"(DmYear!$K$5*(Unit!H$13/100)/DB!M$4)*(Unit!U51/100)*1000","v":0},{"$f":"(DmYear!$K$5*(Unit!I$13/100)/DB!N$4)*(Unit!V51/100)*1000","v":0},{"$f":"(DmYear!$K$5*(Unit!J$13/100)/DB!O$4)*(Unit!W51/100)*1000","v":0},{"$f":"(DmYear!$K$5*(Unit!K$13/100)/DB!P$4)*(Unit!X51/100)*1000","v":0},{"$f":"(DmYear!$K$5*(Unit!L$13/100)/DB!Q$4)*(Unit!Y51/100)*1000","v":0},{"$f":"(DmYear!$K$5*(Unit!M$13/100)/DB!R$4)*(Unit!Z51/100)*1000","v":0},{"$f":"(DmYear!$K$5*(Unit!N$13/100)/DB!S$4)*(Unit!AA51/100)*1000","v":0},"-",null,18,{"$f":"(DmYear!$K$5*(Unit!C$14/100)/DB!H$5)*(Unit!AD51/100)*1000","v":0},{"$f":"(DmYear!$K$5*(Unit!D$14/100)/DB!I$5)*(Unit!AE51/100)*1000","v":0},{"$f":"(DmYear!$K$5*(Unit!E$14/100)/DB!J$5)*(Unit!AF51/100)*1000","v":0},{"$f":"(DmYear!$K$5*(Unit!F$14/100)/DB!K$5)*(Unit!AG51/100)*1000","v":0},{"$f":"(DmYear!$K$5*(Unit!G$14/100)/DB!L$5)*(Unit!AH51/100)*1000","v":0},{"$f":"(DmYear!$K$5*(Unit!H$14/100)/DB!M$5)*(Unit!AI51/100)*1000","v":0},{"$f":"(DmYear!$K$5*(Unit!I$14/100)/DB!N$5)*(Unit!AJ51/100)*1000","v":0},{"$f":"(DmYear!$K$5*(Unit!J$14/100)/DB!O$5)*(Unit!AK51/100)*1000","v":0},{"$f":"(DmYear!$K$5*(Unit!K$14/100)/DB!P$5)*(Unit!AL51/100)*1000","v":0},{"$f":"(DmYear!$K$5*(Unit!L$14/100)/DB!Q$5)*(Unit!AM51/100)*1000","v":0},{"$f":"(DmYear!$K$5*(Unit!M$14/100)/DB!R$5)*(Unit!AN51/100)*1000","v":0},{"$f":"(DmYear!$K$5*(Unit!N$14/100)/DB!S$5)*(Unit!AO51/100)*1000","v":0},"-",null,null,18,0,0,0,0,0,0,0,0,0,0,0,0,null,null,18,0,0,0,0,0,0,0,0,0,0,0,0,null,null,18,0,0,0,0,0,0,0,0,0,0,0,0,null,null,null,null,18,{"$f":"(DmYear!$K$32*(Unit!C$12/100)/DB!H$3)*(Unit!B51/100)*1000","v":0},{"$f":"(DmYear!$K$32*(Unit!D$12/100)/DB!I$3)*(Unit!C51/100)*1000","v":0},{"$f":"(DmYear!$K$32*(Unit!E$12/100)/DB!J$3)*(Unit!D51/100)*1000","v":0},{"$f":"(DmYear!$K$32*(Unit!F$12/100)/DB!K$3)*(Unit!E51/100)*1000","v":0},{"$f":"(DmYear!$K$32*(Unit!G$12/100)/DB!L$3)*(Unit!F51/100)*1000","v":0},{"$f":"(DmYear!$K$32*(Unit!H$12/100)/DB!M$3)*(Unit!G51/100)*1000","v":0},{"$f":"(DmYear!$K$32*(Unit!I$12/100)/DB!N$3)*(Unit!H51/100)*1000","v":0},{"$f":"(DmYear!$K$32*(Unit!J$12/100)/DB!O$3)*(Unit!I51/100)*1000","v":0},{"$f":"(DmYear!$K$32*(Unit!K$12/100)/DB!P$3)*(Unit!J51/100)*1000","v":0},{"$f":"(DmYear!$K$32*(Unit!L$12/100)/DB!Q$3)*(Unit!K51/100)*1000","v":0},{"$f":"(DmYear!$K$32*(Unit!M$12/100)/DB!R$3)*(Unit!L51/100)*1000","v":0},{"$f":"(DmYear!$K$32*(Unit!N$12/100)/DB!S$3)*(Unit!M51/100)*1000","v":0},"-",null,18,{"$f":"(DmYear!$K$32*(Unit!C$13/100)/DB!H$4)*(Unit!P51/100)*1000","v":0},{"$f":"(DmYear!$K$32*(Unit!D$13/100)/DB!I$4)*(Unit!Q51/100)*1000","v":0},{"$f":"(DmYear!$K$32*(Unit!E$13/100)/DB!J$4)*(Unit!R51/100)*1000","v":0},{"$f":"(DmYear!$K$32*(Unit!F$13/100)/DB!K$4)*(Unit!S51/100)*1000","v":0},{"$f":"(DmYear!$K$32*(Unit!G$13/100)/DB!L$4)*(Unit!T51/100)*1000","v":0},{"$f":"(DmYear!$K$32*(Unit!H$13/100)/DB!M$4)*(Unit!U51/100)*1000","v":0},{"$f":"(DmYear!$K$32*(Unit!I$13/100)/DB!N$4)*(Unit!V51/100)*1000","v":0},{"$f":"(DmYear!$K$32*(Unit!J$13/100)/DB!O$4)*(Unit!W51/100)*1000","v":0},{"$f":"(DmYear!$K$32*(Unit!K$13/100)/DB!P$4)*(Unit!X51/100)*1000","v":0},{"$f":"(DmYear!$K$32*(Unit!L$13/100)/DB!Q$4)*(Unit!Y51/100)*1000","v":0},{"$f":"(DmYear!$K$32*(Unit!M$13/100)/DB!R$4)*(Unit!Z51/100)*1000","v":0},{"$f":"(DmYear!$K$32*(Unit!N$13/100)/DB!S$4)*(Unit!AA51/100)*1000","v":0},"-",null,18,{"$f":"(DmYear!$K$32*(Unit!C$14/100)/DB!H$5)*(Unit!AD51/100)*1000","v":0},{"$f":"(DmYear!$K$32*(Unit!D$14/100)/DB!I$5)*(Unit!AE51/100)*1000","v":0},{"$f":"(DmYear!$K$32*(Unit!E$14/100)/DB!J$5)*(Unit!AF51/100)*1000","v":0},{"$f":"(DmYear!$K$32*(Unit!F$14/100)/DB!K$5)*(Unit!AG51/100)*1000","v":0},{"$f":"(DmYear!$K$32*(Unit!G$14/100)/DB!L$5)*(Unit!AH51/100)*1000","v":0},{"$f":"(DmYear!$K$32*(Unit!H$14/100)/DB!M$5)*(Unit!AI51/100)*1000","v":0},{"$f":"(DmYear!$K$32*(Unit!I$14/100)/DB!N$5)*(Unit!AJ51/100)*1000","v":0},{"$f":"(DmYear!$K$32*(Unit!J$14/100)/DB!O$5)*(Unit!AK51/100)*1000","v":0},{"$f":"(DmYear!$K$32*(Unit!K$14/100)/DB!P$5)*(Unit!AL51/100)*1000","v":0},{"$f":"(DmYear!$K$32*(Unit!L$14/100)/DB!Q$5)*(Unit!AM51/100)*1000","v":0},{"$f":"(DmYear!$K$32*(Unit!M$14/100)/DB!R$5)*(Unit!AN51/100)*1000","v":0},{"$f":"(DmYear!$K$32*(Unit!N$14/100)/DB!S$5)*(Unit!AO51/100)*1000","v":0},"-",null,null,18,0,0,0,0,0,0,0,0,0,0,0,0,null,null,18,0,0,0,0,0,0,0,0,0,0,0,0,null,null,18,0,0,0,0,0,0,0,0,0,0,0,0]
[null,19,{"$f":"(DmYear!$K$5*(Unit!C$12/100)/DB!H$3)*(Unit!B52/100)*1000","v":0},{"$f":"(DmYear!$K$5*(Unit!D$12/100)/DB!I$3)*(Unit!C52/100)*1000","v":0},{"$f":"(DmYear!$K$5*(Unit!E$12/100)/DB!J$3)*(Unit!D52/100)*1000","v":0},{"$f":"(DmYear!$K$5*(Unit!F$12/100)/DB!K$3)*(Unit!E52/100)*1000","v":0},{"$f":"(DmYear!$K$5*(Unit!G$12/100)/DB!L$3)*(Unit!F52/100)*1000","v":0},{"$f":"(DmYear!$K$5*(Unit!H$12/100)/DB!M$3)*(Unit!G52/100)*1000","v":0},{"$f":"(DmYear!$K$5*(Unit!I$12/100)/DB!N$3)*(Unit!H52/100)*1000","v":0},{"$f":"(DmYear!$K$5*(Unit!J$12/100)/DB!O$3)*(Unit!I52/100)*1000","v":0},{"$f":"(DmYear!$K$5*(Unit!K$12/100)/DB!P$3)*(Unit!J52/100)*1000","v":0},{"$f":"(DmYear!$K$5*(Unit!L$12/100)/DB!Q$3)*(Unit!K52/100)*1000","v":0},{"$f":"(DmYear!$K$5*(Unit!M$12/100)/DB!R$3)*(Unit!L52/100)*1000","v":0},{"$f":"(DmYear!$K$5*(Unit!N$12/100)/DB!S$3)*(Unit!M52/100)*1000","v":0},"-",null,19,{"$f":"(DmYear!$K$5*(Unit!C$13/100)/DB!H$4)*(Unit!P52/100)*1000","v":0},{"$f":"(DmYear!$K$5*(Unit!D$13/100)/DB!I$4)*(Unit!Q52/100)*1000","v":0},{"$f":"(DmYear!$K$5*(Unit!E$13/100)/DB!J$4)*(Unit!R52/100)*1000","v":0},{"$f":"(DmYear!$K$5*(Unit!F$13/100)/DB!K$4)*(Unit!S52/100)*1000","v":0},{"$f":"(DmYear!$K$5*(Unit!G$13/100)/DB!L$4)*(Unit!T52/100)*1000","v":0},{"$f":"(DmYear!$K$5*(Unit!H$13/100)/DB!M$4)*(Unit!U52/100)*1000","v":0},{"$f":"(DmYear!$K$5*(Unit!I$13/100)/DB!N$4)*(Unit!V52/100)*1000","v":0},{"$f":"(DmYear!$K$5*(Unit!J$13/100)/DB!O$4)*(Unit!W52/100)*1000","v":0},{"$f":"(DmYear!$K$5*(Unit!K$13/100)/DB!P$4)*(Unit!X52/100)*1000","v":0},{"$f":"(DmYear!$K$5*(Unit!L$13/100)/DB!Q$4)*(Unit!Y52/100)*1000","v":0},{"$f":"(DmYear!$K$5*(Unit!M$13/100)/DB!R$4)*(Unit!Z52/100)*1000","v":0},{"$f":"(DmYear!$K$5*(Unit!N$13/100)/DB!S$4)*(Unit!AA52/100)*1000","v":0},"-",null,19,{"$f":"(DmYear!$K$5*(Unit!C$14/100)/DB!H$5)*(Unit!AD52/100)*1000","v":0},{"$f":"(DmYear!$K$5*(Unit!D$14/100)/DB!I$5)*(Unit!AE52/100)*1000","v":0},{"$f":"(DmYear!$K$5*(Unit!E$14/100)/DB!J$5)*(Unit!AF52/100)*1000","v":0},{"$f":"(DmYear!$K$5*(Unit!F$14/100)/DB!K$5)*(Unit!AG52/100)*1000","v":0},{"$f":"(DmYear!$K$5*(Unit!G$14/100)/DB!L$5)*(Unit!AH52/100)*1000","v":0},{"$f":"(DmYear!$K$5*(Unit!H$14/100)/DB!M$5)*(Unit!AI52/100)*1000","v":0},{"$f":"(DmYear!$K$5*(Unit!I$14/100)/DB!N$5)*(Unit!AJ52/100)*1000","v":0},{"$f":"(DmYear!$K$5*(Unit!J$14/100)/DB!O$5)*(Unit!AK52/100)*1000","v":0},{"$f":"(DmYear!$K$5*(Unit!K$14/100)/DB!P$5)*(Unit!AL52/100)*1000","v":0},{"$f":"(DmYear!$K$5*(Unit!L$14/100)/DB!Q$5)*(Unit!AM52/100)*1000","v":0},{"$f":"(DmYear!$K$5*(Unit!M$14/100)/DB!R$5)*(Unit!AN52/100)*1000","v":0},{"$f":"(DmYear!$K$5*(Unit!N$14/100)/DB!S$5)*(Unit!AO52/100)*1000","v":0},"-",null,null,19,0,0,0,0,0,0,0,0,0,0,0,0,null,null,19,0,0,0,0,0,0,0,0,0,0,0,0,null,null,19,0,0,0,0,0,0,0,0,0,0,0,0,null,null,null,null,19,{"$f":"(DmYear!$K$32*(Unit!C$12/100)/DB!H$3)*(Unit!B52/100)*1000","v":0},{"$f":"(DmYear!$K$32*(Unit!D$12/100)/DB!I$3)*(Unit!C52/100)*1000","v":0},{"$f":"(DmYear!$K$32*(Unit!E$12/100)/DB!J$3)*(Unit!D52/100)*1000","v":0},{"$f":"(DmYear!$K$32*(Unit!F$12/100)/DB!K$3)*(Unit!E52/100)*1000","v":0},{"$f":"(DmYear!$K$32*(Unit!G$12/100)/DB!L$3)*(Unit!F52/100)*1000","v":0},{"$f":"(DmYear!$K$32*(Unit!H$12/100)/DB!M$3)*(Unit!G52/100)*1000","v":0},{"$f":"(DmYear!$K$32*(Unit!I$12/100)/DB!N$3)*(Unit!H52/100)*1000","v":0},{"$f":"(DmYear!$K$32*(Unit!J$12/100)/DB!O$3)*(Unit!I52/100)*1000","v":0},{"$f":"(DmYear!$K$32*(Unit!K$12/100)/DB!P$3)*(Unit!J52/100)*1000","v":0},{"$f":"(DmYear!$K$32*(Unit!L$12/100)/DB!Q$3)*(Unit!K52/100)*1000","v":0},{"$f":"(DmYear!$K$32*(Unit!M$12/100)/DB!R$3)*(Unit!L52/100)*1000","v":0},{"$f":"(DmYear!$K$32*(Unit!N$12/100)/DB!S$3)*(Unit!M52/100)*1000","v":0},"-",null,19,{"$f":"(DmYear!$K$32*(Unit!C$13/100)/DB!H$4)*(Unit!P52/100)*1000","v":0},{"$f":"(DmYear!$K$32*(Unit!D$13/100)/DB!I$4)*(Unit!Q52/100)*1000","v":0},{"$f":"(DmYear!$K$32*(Unit!E$13/100)/DB!J$4)*(Unit!R52/100)*1000","v":0},{"$f":"(DmYear!$K$32*(Unit!F$13/100)/DB!K$4)*(Unit!S52/100)*1000","v":0},{"$f":"(DmYear!$K$32*(Unit!G$13/100)/DB!L$4)*(Unit!T52/100)*1000","v":0},{"$f":"(DmYear!$K$32*(Unit!H$13/100)/DB!M$4)*(Unit!U52/100)*1000","v":0},{"$f":"(DmYear!$K$32*(Unit!I$13/100)/DB!N$4)*(Unit!V52/100)*1000","v":0},{"$f":"(DmYear!$K$32*(Unit!J$13/100)/DB!O$4)*(Unit!W52/100)*1000","v":0},{"$f":"(DmYear!$K$32*(Unit!K$13/100)/DB!P$4)*(Unit!X52/100)*1000","v":0},{"$f":"(DmYear!$K$32*(Unit!L$13/100)/DB!Q$4)*(Unit!Y52/100)*1000","v":0},{"$f":"(DmYear!$K$32*(Unit!M$13/100)/DB!R$4)*(Unit!Z52/100)*1000","v":0},{"$f":"(DmYear!$K$32*(Unit!N$13/100)/DB!S$4)*(Unit!AA52/100)*1000","v":0},"-",null,19,{"$f":"(DmYear!$K$32*(Unit!C$14/100)/DB!H$5)*(Unit!AD52/100)*1000","v":0},{"$f":"(DmYear!$K$32*(Unit!D$14/100)/DB!I$5)*(Unit!AE52/100)*1000","v":0},{"$f":"(DmYear!$K$32*(Unit!E$14/100)/DB!J$5)*(Unit!AF52/100)*1000","v":0},{"$f":"(DmYear!$K$32*(Unit!F$14/100)/DB!K$5)*(Unit!AG52/100)*1000","v":0},{"$f":"(DmYear!$K$32*(Unit!G$14/100)/DB!L$5)*(Unit!AH52/100)*1000","v":0},{"$f":"(DmYear!$K$32*(Unit!H$14/100)/DB!M$5)*(Unit!AI52/100)*1000","v":0},{"$f":"(DmYear!$K$32*(Unit!I$14/100)/DB!N$5)*(Unit!AJ52/100)*1000","v":0},{"$f":"(DmYear!$K$32*(Unit!J$14/100)/DB!O$5)*(Unit!AK52/100)*1000","v":0},{"$f":"(DmYear!$K$32*(Unit!K$14/100)/DB!P$5)*(Unit!AL52/100)*1000","v":0},{"$f":"(DmYear!$K$32*(Unit!L$14/100)/DB!Q$5)*(Unit!AM52/100)*1000","v":0},{"$f":"(DmYear!$K$32*(Unit!M$14/100)/DB!R$5)*(Unit!AN52/100)*1000","v":0},{"$f":"(DmYear!$K$32*(Unit!N$14/100)/DB!S$5)*(Unit!AO52/100)*1000","v":0},"-",null,null,19,0,0,0,0,0,0,0,0,0,0,0,0,null,null,19,0,0,0,0,0,0,0,0,0,0,0,0,null,null,19,0,0,0,0,0,0,0,0,0,0,0,0]
[null,20,{"$f":"(DmYear!$K$5*(Unit!C$12/100)/DB!H$3)*(Unit!B53/100)*1000","v":0},{"$f":"(DmYear!$K$5*(Unit!D$12/100)/DB!I$3)*(Unit!C53/100)*1000","v":0},{"$f":"(DmYear!$K$5*(Unit!E$12/100)/DB!J$3)*(Unit!D53/100)*1000","v":0},{"$f":"(DmYear!$K$5*(Unit!F$12/100)/DB!K$3)*(Unit!E53/100)*1000","v":0},{"$f":"(DmYear!$K$5*(Unit!G$12/100)/DB!L$3)*(Unit!F53/100)*1000","v":0},{"$f":"(DmYear!$K$5*(Unit!H$12/100)/DB!M$3)*(Unit!G53/100)*1000","v":0},{"$f":"(DmYear!$K$5*(Unit!I$12/100)/DB!N$3)*(Unit!H53/100)*1000","v":0},{"$f":"(DmYear!$K$5*(Unit!J$12/100)/DB!O$3)*(Unit!I53/100)*1000","v":0},{"$f":"(DmYear!$K$5*(Unit!K$12/100)/DB!P$3)*(Unit!J53/100)*1000","v":0},{"$f":"(DmYear!$K$5*(Unit!L$12/100)/DB!Q$3)*(Unit!K53/100)*1000","v":0},{"$f":"(DmYear!$K$5*(Unit!M$12/100)/DB!R$3)*(Unit!L53/100)*1000","v":0},{"$f":"(DmYear!$K$5*(Unit!N$12/100)/DB!S$3)*(Unit!M53/100)*1000","v":0},"-",null,20,{"$f":"(DmYear!$K$5*(Unit!C$13/100)/DB!H$4)*(Unit!P53/100)*1000","v":0},{"$f":"(DmYear!$K$5*(Unit!D$13/100)/DB!I$4)*(Unit!Q53/100)*1000","v":0},{"$f":"(DmYear!$K$5*(Unit!E$13/100)/DB!J$4)*(Unit!R53/100)*1000","v":0},{"$f":"(DmYear!$K$5*(Unit!F$13/100)/DB!K$4)*(Unit!S53/100)*1000","v":0},{"$f":"(DmYear!$K$5*(Unit!G$13/100)/DB!L$4)*(Unit!T53/100)*1000","v":0},{"$f":"(DmYear!$K$5*(Unit!H$13/100)/DB!M$4)*(Unit!U53/100)*1000","v":0},{"$f":"(DmYear!$K$5*(Unit!I$13/100)/DB!N$4)*(Unit!V53/100)*1000","v":0},{"$f":"(DmYear!$K$5*(Unit!J$13/100)/DB!O$4)*(Unit!W53/100)*1000","v":0},{"$f":"(DmYear!$K$5*(Unit!K$13/100)/DB!P$4)*(Unit!X53/100)*1000","v":0},{"$f":"(DmYear!$K$5*(Unit!L$13/100)/DB!Q$4)*(Unit!Y53/100)*1000","v":0},{"$f":"(DmYear!$K$5*(Unit!M$13/100)/DB!R$4)*(Unit!Z53/100)*1000","v":0},{"$f":"(DmYear!$K$5*(Unit!N$13/100)/DB!S$4)*(Unit!AA53/100)*1000","v":0},"-",null,20,{"$f":"(DmYear!$K$5*(Unit!C$14/100)/DB!H$5)*(Unit!AD53/100)*1000","v":0},{"$f":"(DmYear!$K$5*(Unit!D$14/100)/DB!I$5)*(Unit!AE53/100)*1000","v":0},{"$f":"(DmYear!$K$5*(Unit!E$14/100)/DB!J$5)*(Unit!AF53/100)*1000","v":0},{"$f":"(DmYear!$K$5*(Unit!F$14/100)/DB!K$5)*(Unit!AG53/100)*1000","v":0},{"$f":"(DmYear!$K$5*(Unit!G$14/100)/DB!L$5)*(Unit!AH53/100)*1000","v":0},{"$f":"(DmYear!$K$5*(Unit!H$14/100)/DB!M$5)*(Unit!AI53/100)*1000","v":0},{"$f":"(DmYear!$K$5*(Unit!I$14/100)/DB!N$5)*(Unit!AJ53/100)*1000","v":0},{"$f":"(DmYear!$K$5*(Unit!J$14/100)/DB!O$5)*(Unit!AK53/100)*1000","v":0},{"$f":"(DmYear!$K$5*(Unit!K$14/100)/DB!P$5)*(Unit!AL53/100)*1000","v":0},{"$f":"(DmYear!$K$5*(Unit!L$14/100)/DB!Q$5)*(Unit!AM53/100)*1000","v":0},{"$f":"(DmYear!$K$5*(Unit!M$14/100)/DB!R$5)*(Unit!AN53/100)*1000","v":0},{"$f":"(DmYear!$K$5*(Unit!N$14/100)/DB!S$5)*(Unit!AO53/100)*1000","v":0},"-",null,null,20,0,0,0,0,0,0,0,0,0,0,0,0,null,null,20,0,0,0,0,0,0,0,0,0,0,0,0,null,null,20,0,0,0,0,0,0,0,0,0,0,0,0,null,null,null,null,20,{"$f":"(DmYear!$K$32*(Unit!C$12/100)/DB!H$3)*(Unit!B53/100)*1000","v":0},{"$f":"(DmYear!$K$32*(Unit!D$12/100)/DB!I$3)*(Unit!C53/100)*1000","v":0},{"$f":"(DmYear!$K$32*(Unit!E$12/100)/DB!J$3)*(Unit!D53/100)*1000","v":0},{"$f":"(DmYear!$K$32*(Unit!F$12/100)/DB!K$3)*(Unit!E53/100)*1000","v":0},{"$f":"(DmYear!$K$32*(Unit!G$12/100)/DB!L$3)*(Unit!F53/100)*1000","v":0},{"$f":"(DmYear!$K$32*(Unit!H$12/100)/DB!M$3)*(Unit!G53/100)*1000","v":0},{"$f":"(DmYear!$K$32*(Unit!I$12/100)/DB!N$3)*(Unit!H53/100)*1000","v":0},{"$f":"(DmYear!$K$32*(Unit!J$12/100)/DB!O$3)*(Unit!I53/100)*1000","v":0},{"$f":"(DmYear!$K$32*(Unit!K$12/100)/DB!P$3)*(Unit!J53/100)*1000","v":0},{"$f":"(DmYear!$K$32*(Unit!L$12/100)/DB!Q$3)*(Unit!K53/100)*1000","v":0},{"$f":"(DmYear!$K$32*(Unit!M$12/100)/DB!R$3)*(Unit!L53/100)*1000","v":0},{"$f":"(DmYear!$K$32*(Unit!N$12/100)/DB!S$3)*(Unit!M53/100)*1000","v":0},"-",null,20,{"$f":"(DmYear!$K$32*(Unit!C$13/100)/DB!H$4)*(Unit!P53/100)*1000","v":0},{"$f":"(DmYear!$K$32*(Unit!D$13/100)/DB!I$4)*(Unit!Q53/100)*1000","v":0},{"$f":"(DmYear!$K$32*(Unit!E$13/100)/DB!J$4)*(Unit!R53/100)*1000","v":0},{"$f":"(DmYear!$K$32*(Unit!F$13/100)/DB!K$4)*(Unit!S53/100)*1000","v":0},{"$f":"(DmYear!$K$32*(Unit!G$13/100)/DB!L$4)*(Unit!T53/100)*1000","v":0},{"$f":"(DmYear!$K$32*(Unit!H$13/100)/DB!M$4)*(Unit!U53/100)*1000","v":0},{"$f":"(DmYear!$K$32*(Unit!I$13/100)/DB!N$4)*(Unit!V53/100)*1000","v":0},{"$f":"(DmYear!$K$32*(Unit!J$13/100)/DB!O$4)*(Unit!W53/100)*1000","v":0},{"$f":"(DmYear!$K$32*(Unit!K$13/100)/DB!P$4)*(Unit!X53/100)*1000","v":0},{"$f":"(DmYear!$K$32*(Unit!L$13/100)/DB!Q$4)*(Unit!Y53/100)*1000","v":0},{"$f":"(DmYear!$K$32*(Unit!M$13/100)/DB!R$4)*(Unit!Z53/100)*1000","v":0},{"$f":"(DmYear!$K$32*(Unit!N$13/100)/DB!S$4)*(Unit!AA53/100)*1000","v":0},"-",null,20,{"$f":"(DmYear!$K$32*(Unit!C$14/100)/DB!H$5)*(Unit!AD53/100)*1000","v":0},{"$f":"(DmYear!$K$32*(Unit!D$14/100)/DB!I$5)*(Unit!AE53/100)*1000","v":0},{"$f":"(DmYear!$K$32*(Unit!E$14/100)/DB!J$5)*(Unit!AF53/100)*1000","v":0},{"$f":"(DmYear!$K$32*(Unit!F$14/100)/DB!K$5)*(Unit!AG53/100)*1000","v":0},{"$f":"(DmYear!$K$32*(Unit!G$14/100)/DB!L$5)*(Unit!AH53/100)*1000","v":0},{"$f":"(DmYear!$K$32*(Unit!H$14/100)/DB!M$5)*(Unit!AI53/100)*1000","v":0},{"$f":"(DmYear!$K$32*(Unit!I$14/100)/DB!N$5)*(Unit!AJ53/100)*1000","v":0},{"$f":"(DmYear!$K$32*(Unit!J$14/100)/DB!O$5)*(Unit!AK53/100)*1000","v":0},{"$f":"(DmYear!$K$32*(Unit!K$14/100)/DB!P$5)*(Unit!AL53/100)*1000","v":0},{"$f":"(DmYear!$K$32*(Unit!L$14/100)/DB!Q$5)*(Unit!AM53/100)*1000","v":0},{"$f":"(DmYear!$K$32*(Unit!M$14/100)/DB!R$5)*(Unit!AN53/100)*1000","v":0},{"$f":"(DmYear!$K$32*(Unit!N$14/100)/DB!S$5)*(Unit!AO53/100)*1000","v":0},"-",null,null,20,0,0,0,0,0,0,0,0,0,0,0,0,null,null,20,0,0,0,0,0,0,0,0,0,0,0,0,null,null,20,0,0,0,0,0,0,0,0,0,0,0,0]
[null,21,{"$f":"(DmYear!$K$5*(Unit!C$12/100)/DB!H$3)*(Unit!B54/100)*1000","v":0},{"$f":"(DmYear!$K$5*(Unit!D$12/100)/DB!I$3)*(Unit!C54/100)*1000","v":0},{"$f":"(DmYear!$K$5*(Unit!E$12/100)/DB!J$3)*(Unit!D54/100)*1000","v":0},{"$f":"(DmYear!$K$5*(Unit!F$12/100)/DB!K$3)*(Unit!E54/100)*1000","v":0},{"$f":"(DmYear!$K$5*(Unit!G$12/100)/DB!L$3)*(Unit!F54/100)*1000","v":0},{"$f":"(DmYear!$K$5*(Unit!H$12/100)/DB!M$3)*(Unit!G54/100)*1000","v":0},{"$f":"(DmYear!$K$5*(Unit!I$12/100)/DB!N$3)*(Unit!H54/100)*1000","v":0},{"$f":"(DmYear!$K$5*(Unit!J$12/100)/DB!O$3)*(Unit!I54/100)*1000","v":0},{"$f":"(DmYear!$K$5*(Unit!K$12/100)/DB!P$3)*(Unit!J54/100)*1000","v":0},{"$f":"(DmYear!$K$5*(Unit!L$12/100)/DB!Q$3)*(Unit!K54/100)*1000","v":0},{"$f":"(DmYear!$K$5*(Unit!M$12/100)/DB!R$3)*(Unit!L54/100)*1000","v":0},{"$f":"(DmYear!$K$5*(Unit!N$12/100)/DB!S$3)*(Unit!M54/100)*1000","v":0},"-",null,21,{"$f":"(DmYear!$K$5*(Unit!C$13/100)/DB!H$4)*(Unit!P54/100)*1000","v":0},{"$f":"(DmYear!$K$5*(Unit!D$13/100)/DB!I$4)*(Unit!Q54/100)*1000","v":0},{"$f":"(DmYear!$K$5*(Unit!E$13/100)/DB!J$4)*(Unit!R54/100)*1000","v":0},{"$f":"(DmYear!$K$5*(Unit!F$13/100)/DB!K$4)*(Unit!S54/100)*1000","v":0},{"$f":"(DmYear!$K$5*(Unit!G$13/100)/DB!L$4)*(Unit!T54/100)*1000","v":0},{"$f":"(DmYear!$K$5*(Unit!H$13/100)/DB!M$4)*(Unit!U54/100)*1000","v":0},{"$f":"(DmYear!$K$5*(Unit!I$13/100)/DB!N$4)*(Unit!V54/100)*1000","v":0},{"$f":"(DmYear!$K$5*(Unit!J$13/100)/DB!O$4)*(Unit!W54/100)*1000","v":0},{"$f":"(DmYear!$K$5*(Unit!K$13/100)/DB!P$4)*(Unit!X54/100)*1000","v":0},{"$f":"(DmYear!$K$5*(Unit!L$13/100)/DB!Q$4)*(Unit!Y54/100)*1000","v":0},{"$f":"(DmYear!$K$5*(Unit!M$13/100)/DB!R$4)*(Unit!Z54/100)*1000","v":0},{"$f":"(DmYear!$K$5*(Unit!N$13/100)/DB!S$4)*(Unit!AA54/100)*1000","v":0},"-",null,21,{"$f":"(DmYear!$K$5*(Unit!C$14/100)/DB!H$5)*(Unit!AD54/100)*1000","v":0},{"$f":"(DmYear!$K$5*(Unit!D$14/100)/DB!I$5)*(Unit!AE54/100)*1000","v":0},{"$f":"(DmYear!$K$5*(Unit!E$14/100)/DB!J$5)*(Unit!AF54/100)*1000","v":0},{"$f":"(DmYear!$K$5*(Unit!F$14/100)/DB!K$5)*(Unit!AG54/100)*1000","v":0},{"$f":"(DmYear!$K$5*(Unit!G$14/100)/DB!L$5)*(Unit!AH54/100)*1000","v":0},{"$f":"(DmYear!$K$5*(Unit!H$14/100)/DB!M$5)*(Unit!AI54/100)*1000","v":0},{"$f":"(DmYear!$K$5*(Unit!I$14/100)/DB!N$5)*(Unit!AJ54/100)*1000","v":0},{"$f":"(DmYear!$K$5*(Unit!J$14/100)/DB!O$5)*(Unit!AK54/100)*1000","v":0},{"$f":"(DmYear!$K$5*(Unit!K$14/100)/DB!P$5)*(Unit!AL54/100)*1000","v":0},{"$f":"(DmYear!$K$5*(Unit!L$14/100)/DB!Q$5)*(Unit!AM54/100)*1000","v":0},{"$f":"(DmYear!$K$5*(Unit!M$14/100)/DB!R$5)*(Unit!AN54/100)*1000","v":0},{"$f":"(DmYear!$K$5*(Unit!N$14/100)/DB!S$5)*(Unit!AO54/100)*1000","v":0},"-",null,null,21,0,0,0,0,0,0,0,0,0,0,0,0,null,null,21,0,0,0,0,0,0,0,0,0,0,0,0,null,null,21,0,0,0,0,0,0,0,0,0,0,0,0,null,null,null,null,21,{"$f":"(DmYear!$K$32*(Unit!C$12/100)/DB!H$3)*(Unit!B54/100)*1000","v":0},{"$f":"(DmYear!$K$32*(Unit!D$12/100)/DB!I$3)*(Unit!C54/100)*1000","v":0},{"$f":"(DmYear!$K$32*(Unit!E$12/100)/DB!J$3)*(Unit!D54/100)*1000","v":0},{"$f":"(DmYear!$K$32*(Unit!F$12/100)/DB!K$3)*(Unit!E54/100)*1000","v":0},{"$f":"(DmYear!$K$32*(Unit!G$12/100)/DB!L$3)*(Unit!F54/100)*1000","v":0},{"$f":"(DmYear!$K$32*(Unit!H$12/100)/DB!M$3)*(Unit!G54/100)*1000","v":0},{"$f":"(DmYear!$K$32*(Unit!I$12/100)/DB!N$3)*(Unit!H54/100)*1000","v":0},{"$f":"(DmYear!$K$32*(Unit!J$12/100)/DB!O$3)*(Unit!I54/100)*1000","v":0},{"$f":"(DmYear!$K$32*(Unit!K$12/100)/DB!P$3)*(Unit!J54/100)*1000","v":0},{"$f":"(DmYear!$K$32*(Unit!L$12/100)/DB!Q$3)*(Unit!K54/100)*1000","v":0},{"$f":"(DmYear!$K$32*(Unit!M$12/100)/DB!R$3)*(Unit!L54/100)*1000","v":0},{"$f":"(DmYear!$K$32*(Unit!N$12/100)/DB!S$3)*(Unit!M54/100)*1000","v":0},"-",null,21,{"$f":"(DmYear!$K$32*(Unit!C$13/100)/DB!H$4)*(Unit!P54/100)*1000","v":0},{"$f":"(DmYear!$K$32*(Unit!D$13/100)/DB!I$4)*(Unit!Q54/100)*1000","v":0},{"$f":"(DmYear!$K$32*(Unit!E$13/100)/DB!J$4)*(Unit!R54/100)*1000","v":0},{"$f":"(DmYear!$K$32*(Unit!F$13/100)/DB!K$4)*(Unit!S54/100)*1000","v":0},{"$f":"(DmYear!$K$32*(Unit!G$13/100)/DB!L$4)*(Unit!T54/100)*1000","v":0},{"$f":"(DmYear!$K$32*(Unit!H$13/100)/DB!M$4)*(Unit!U54/100)*1000","v":0},{"$f":"(DmYear!$K$32*(Unit!I$13/100)/DB!N$4)*(Unit!V54/100)*1000","v":0},{"$f":"(DmYear!$K$32*(Unit!J$13/100)/DB!O$4)*(Unit!W54/100)*1000","v":0},{"$f":"(DmYear!$K$32*(Unit!K$13/100)/DB!P$4)*(Unit!X54/100)*1000","v":0},{"$f":"(DmYear!$K$32*(Unit!L$13/100)/DB!Q$4)*(Unit!Y54/100)*1000","v":0},{"$f":"(DmYear!$K$32*(Unit!M$13/100)/DB!R$4)*(Unit!Z54/100)*1000","v":0},{"$f":"(DmYear!$K$32*(Unit!N$13/100)/DB!S$4)*(Unit!AA54/100)*1000","v":0},"-",null,21,{"$f":"(DmYear!$K$32*(Unit!C$14/100)/DB!H$5)*(Unit!AD54/100)*1000","v":0},{"$f":"(DmYear!$K$32*(Unit!D$14/100)/DB!I$5)*(Unit!AE54/100)*1000","v":0},{"$f":"(DmYear!$K$32*(Unit!E$14/100)/DB!J$5)*(Unit!AF54/100)*1000","v":0},{"$f":"(DmYear!$K$32*(Unit!F$14/100)/DB!K$5)*(Unit!AG54/100)*1000","v":0},{"$f":"(DmYear!$K$32*(Unit!G$14/100)/DB!L$5)*(Unit!AH54/100)*1000","v":0},{"$f":"(DmYear!$K$32*(Unit!H$14/100)/DB!M$5)*(Unit!AI54/100)*1000","v":0},{"$f":"(DmYear!$K$32*(Unit!I$14/100)/DB!N$5)*(Unit!AJ54/100)*1000","v":0},{"$f":"(DmYear!$K$32*(Unit!J$14/100)/DB!O$5)*(Unit!AK54/100)*1000","v":0},{"$f":"(DmYear!$K$32*(Unit!K$14/100)/DB!P$5)*(Unit!AL54/100)*1000","v":0},{"$f":"(DmYear!$K$32*(Unit!L$14/100)/DB!Q$5)*(Unit!AM54/100)*1000","v":0},{"$f":"(DmYear!$K$32*(Unit!M$14/100)/DB!R$5)*(Unit!AN54/100)*1000","v":0},{"$f":"(DmYear!$K$32*(Unit!N$14/100)/DB!S$5)*(Unit!AO54/100)*1000","v":0},"-",null,null,21,0,0,0,0,0,0,0,0,0,0,0,0,null,null,21,0,0,0,0,0,0,0,0,0,0,0,0,null,null,21,0,0,0,0,0,0,0,0,0,0,0,0]
[null,22,{"$f":"(DmYear!$K$5*(Unit!C$12/100)/DB!H$3)*(Unit!B55/100)*1000","v":0},{"$f":"(DmYear!$K$5*(Unit!D$12/100)/DB!I$3)*(Unit!C55/100)*1000","v":0},{"$f":"(DmYear!$K$5*(Unit!E$12/100)/DB!J$3)*(Unit!D55/100)*1000","v":0},{"$f":"(DmYear!$K$5*(Unit!F$12/100)/DB!K$3)*(Unit!E55/100)*1000","v":0},{"$f":"(DmYear!$K$5*(Unit!G$12/100)/DB!L$3)*(Unit!F55/100)*1000","v":0},{"$f":"(DmYear!$K$5*(Unit!H$12/100)/DB!M$3)*(Unit!G55/100)*1000","v":0},{"$f":"(DmYear!$K$5*(Unit!I$12/100)/DB!N$3)*(Unit!H55/100)*1000","v":0},{"$f":"(DmYear!$K$5*(Unit!J$12/100)/DB!O$3)*(Unit!I55/100)*1000","v":0},{"$f":"(DmYear!$K$5*(Unit!K$12/100)/DB!P$3)*(Unit!J55/100)*1000","v":0},{"$f":"(DmYear!$K$5*(Unit!L$12/100)/DB!Q$3)*(Unit!K55/100)*1000","v":0},{"$f":"(DmYear!$K$5*(Unit!M$12/100)/DB!R$3)*(Unit!L55/100)*1000","v":0},{"$f":"(DmYear!$K$5*(Unit!N$12/100)/DB!S$3)*(Unit!M55/100)*1000","v":0},"-",null,22,{"$f":"(DmYear!$K$5*(Unit!C$13/100)/DB!H$4)*(Unit!P55/100)*1000","v":0},{"$f":"(DmYear!$K$5*(Unit!D$13/100)/DB!I$4)*(Unit!Q55/100)*1000","v":0},{"$f":"(DmYear!$K$5*(Unit!E$13/100)/DB!J$4)*(Unit!R55/100)*1000","v":0},{"$f":"(DmYear!$K$5*(Unit!F$13/100)/DB!K$4)*(Unit!S55/100)*1000","v":0},{"$f":"(DmYear!$K$5*(Unit!G$13/100)/DB!L$4)*(Unit!T55/100)*1000","v":0},{"$f":"(DmYear!$K$5*(Unit!H$13/100)/DB!M$4)*(Unit!U55/100)*1000","v":0},{"$f":"(DmYear!$K$5*(Unit!I$13/100)/DB!N$4)*(Unit!V55/100)*1000","v":0},{"$f":"(DmYear!$K$5*(Unit!J$13/100)/DB!O$4)*(Unit!W55/100)*1000","v":0},{"$f":"(DmYear!$K$5*(Unit!K$13/100)/DB!P$4)*(Unit!X55/100)*1000","v":0},{"$f":"(DmYear!$K$5*(Unit!L$13/100)/DB!Q$4)*(Unit!Y55/100)*1000","v":0},{"$f":"(DmYear!$K$5*(Unit!M$13/100)/DB!R$4)*(Unit!Z55/100)*1000","v":0},{"$f":"(DmYear!$K$5*(Unit!N$13/100)/DB!S$4)*(Unit!AA55/100)*1000","v":0},"-",null,22,{"$f":"(DmYear!$K$5*(Unit!C$14/100)/DB!H$5)*(Unit!AD55/100)*1000","v":0},{"$f":"(DmYear!$K$5*(Unit!D$14/100)/DB!I$5)*(Unit!AE55/100)*1000","v":0},{"$f":"(DmYear!$K$5*(Unit!E$14/100)/DB!J$5)*(Unit!AF55/100)*1000","v":0},{"$f":"(DmYear!$K$5*(Unit!F$14/100)/DB!K$5)*(Unit!AG55/100)*1000","v":0},{"$f":"(DmYear!$K$5*(Unit!G$14/100)/DB!L$5)*(Unit!AH55/100)*1000","v":0},{"$f":"(DmYear!$K$5*(Unit!H$14/100)/DB!M$5)*(Unit!AI55/100)*1000","v":0},{"$f":"(DmYear!$K$5*(Unit!I$14/100)/DB!N$5)*(Unit!AJ55/100)*1000","v":0},{"$f":"(DmYear!$K$5*(Unit!J$14/100)/DB!O$5)*(Unit!AK55/100)*1000","v":0},{"$f":"(DmYear!$K$5*(Unit!K$14/100)/DB!P$5)*(Unit!AL55/100)*1000","v":0},{"$f":"(DmYear!$K$5*(Unit!L$14/100)/DB!Q$5)*(Unit!AM55/100)*1000","v":0},{"$f":"(DmYear!$K$5*(Unit!M$14/100)/DB!R$5)*(Unit!AN55/100)*1000","v":0},{"$f":"(DmYear!$K$5*(Unit!N$14/100)/DB!S$5)*(Unit!AO55/100)*1000","v":0},"-",null,null,22,0,0,0,0,0,0,0,0,0,0,0,0,null,null,22,0,0,0,0,0,0,0,0,0,0,0,0,null,null,22,0,0,0,0,0,0,0,0,0,0,0,0,null,null,null,null,22,{"$f":"(DmYear!$K$32*(Unit!C$12/100)/DB!H$3)*(Unit!B55/100)*1000","v":0},{"$f":"(DmYear!$K$32*(Unit!D$12/100)/DB!I$3)*(Unit!C55/100)*1000","v":0},{"$f":"(DmYear!$K$32*(Unit!E$12/100)/DB!J$3)*(Unit!D55/100)*1000","v":0},{"$f":"(DmYear!$K$32*(Unit!F$12/100)/DB!K$3)*(Unit!E55/100)*1000","v":0},{"$f":"(DmYear!$K$32*(Unit!G$12/100)/DB!L$3)*(Unit!F55/100)*1000","v":0},{"$f":"(DmYear!$K$32*(Unit!H$12/100)/DB!M$3)*(Unit!G55/100)*1000","v":0},{"$f":"(DmYear!$K$32*(Unit!I$12/100)/DB!N$3)*(Unit!H55/100)*1000","v":0},{"$f":"(DmYear!$K$32*(Unit!J$12/100)/DB!O$3)*(Unit!I55/100)*1000","v":0},{"$f":"(DmYear!$K$32*(Unit!K$12/100)/DB!P$3)*(Unit!J55/100)*1000","v":0},{"$f":"(DmYear!$K$32*(Unit!L$12/100)/DB!Q$3)*(Unit!K55/100)*1000","v":0},{"$f":"(DmYear!$K$32*(Unit!M$12/100)/DB!R$3)*(Unit!L55/100)*1000","v":0},{"$f":"(DmYear!$K$32*(Unit!N$12/100)/DB!S$3)*(Unit!M55/100)*1000","v":0},"-",null,22,{"$f":"(DmYear!$K$32*(Unit!C$13/100)/DB!H$4)*(Unit!P55/100)*1000","v":0},{"$f":"(DmYear!$K$32*(Unit!D$13/100)/DB!I$4)*(Unit!Q55/100)*1000","v":0},{"$f":"(DmYear!$K$32*(Unit!E$13/100)/DB!J$4)*(Unit!R55/100)*1000","v":0},{"$f":"(DmYear!$K$32*(Unit!F$13/100)/DB!K$4)*(Unit!S55/100)*1000","v":0},{"$f":"(DmYear!$K$32*(Unit!G$13/100)/DB!L$4)*(Unit!T55/100)*1000","v":0},{"$f":"(DmYear!$K$32*(Unit!H$13/100)/DB!M$4)*(Unit!U55/100)*1000","v":0},{"$f":"(DmYear!$K$32*(Unit!I$13/100)/DB!N$4)*(Unit!V55/100)*1000","v":0},{"$f":"(DmYear!$K$32*(Unit!J$13/100)/DB!O$4)*(Unit!W55/100)*1000","v":0},{"$f":"(DmYear!$K$32*(Unit!K$13/100)/DB!P$4)*(Unit!X55/100)*1000","v":0},{"$f":"(DmYear!$K$32*(Unit!L$13/100)/DB!Q$4)*(Unit!Y55/100)*1000","v":0},{"$f":"(DmYear!$K$32*(Unit!M$13/100)/DB!R$4)*(Unit!Z55/100)*1000","v":0},{"$f":"(DmYear!$K$32*(Unit!N$13/100)/DB!S$4)*(Unit!AA55/100)*1000","v":0},"-",null,22,{"$f":"(DmYear!$K$32*(Unit!C$14/100)/DB!H$5)*(Unit!AD55/100)*1000","v":0},{"$f":"(DmYear!$K$32*(Unit!D$14/100)/DB!I$5)*(Unit!AE55/100)*1000","v":0},{"$f":"(DmYear!$K$32*(Unit!E$14/100)/DB!J$5)*(Unit!AF55/100)*1000","v":0},{"$f":"(DmYear!$K$32*(Unit!F$14/100)/DB!K$5)*(Unit!AG55/100)*1000","v":0},{"$f":"(DmYear!$K$32*(Unit!G$14/100)/DB!L$5)*(Unit!AH55/100)*1000","v":0},{"$f":"(DmYear!$K$32*(Unit!H$14/100)/DB!M$5)*(Unit!AI55/100)*1000","v":0},{"$f":"(DmYear!$K$32*(Unit!I$14/100)/DB!N$5)*(Unit!AJ55/100)*1000","v":0},{"$f":"(DmYear!$K$32*(Unit!J$14/100)/DB!O$5)*(Unit!AK55/100)*1000","v":0},{"$f":"(DmYear!$K$32*(Unit!K$14/100)/DB!P$5)*(Unit!AL55/100)*1000","v":0},{"$f":"(DmYear!$K$32*(Unit!L$14/100)/DB!Q$5)*(Unit!AM55/100)*1000","v":0},{"$f":"(DmYear!$K$32*(Unit!M$14/100)/DB!R$5)*(Unit!AN55/100)*1000","v":0},{"$f":"(DmYear!$K$32*(Unit!N$14/100)/DB!S$5)*(Unit!AO55/100)*1000","v":0},"-",null,null,22,0,0,0,0,0,0,0,0,0,0,0,0,null,null,22,0,0,0,0,0,0,0,0,0,0,0,0,null,null,22,0,0,0,0,0,0,0,0,0,0,0,0]
[null,23,{"$f":"(DmYear!$K$5*(Unit!C$12/100)/DB!H$3)*(Unit!B56/100)*1000","v":0},{"$f":"(DmYear!$K$5*(Unit!D$12/100)/DB!I$3)*(Unit!C56/100)*1000","v":0},{"$f":"(DmYear!$K$5*(Unit!E$12/100)/DB!J$3)*(Unit!D56/100)*1000","v":0},{"$f":"(DmYear!$K$5*(Unit!F$12/100)/DB!K$3)*(Unit!E56/100)*1000","v":0},{"$f":"(DmYear!$K$5*(Unit!G$12/100)/DB!L$3)*(Unit!F56/100)*1000","v":0},{"$f":"(DmYear!$K$5*(Unit!H$12/100)/DB!M$3)*(Unit!G56/100)*1000","v":0},{"$f":"(DmYear!$K$5*(Unit!I$12/100)/DB!N$3)*(Unit!H56/100)*1000","v":0},{"$f":"(DmYear!$K$5*(Unit!J$12/100)/DB!O$3)*(Unit!I56/100)*1000","v":0},{"$f":"(DmYear!$K$5*(Unit!K$12/100)/DB!P$3)*(Unit!J56/100)*1000","v":0},{"$f":"(DmYear!$K$5*(Unit!L$12/100)/DB!Q$3)*(Unit!K56/100)*1000","v":0},{"$f":"(DmYear!$K$5*(Unit!M$12/100)/DB!R$3)*(Unit!L56/100)*1000","v":0},{"$f":"(DmYear!$K$5*(Unit!N$12/100)/DB!S$3)*(Unit!M56/100)*1000","v":0},"-",null,23,{"$f":"(DmYear!$K$5*(Unit!C$13/100)/DB!H$4)*(Unit!P56/100)*1000","v":0},{"$f":"(DmYear!$K$5*(Unit!D$13/100)/DB!I$4)*(Unit!Q56/100)*1000","v":0},{"$f":"(DmYear!$K$5*(Unit!E$13/100)/DB!J$4)*(Unit!R56/100)*1000","v":0},{"$f":"(DmYear!$K$5*(Unit!F$13/100)/DB!K$4)*(Unit!S56/100)*1000","v":0},{"$f":"(DmYear!$K$5*(Unit!G$13/100)/DB!L$4)*(Unit!T56/100)*1000","v":0},{"$f":"(DmYear!$K$5*(Unit!H$13/100)/DB!M$4)*(Unit!U56/100)*1000","v":0},{"$f":"(DmYear!$K$5*(Unit!I$13/100)/DB!N$4)*(Unit!V56/100)*1000","v":0},{"$f":"(DmYear!$K$5*(Unit!J$13/100)/DB!O$4)*(Unit!W56/100)*1000","v":0},{"$f":"(DmYear!$K$5*(Unit!K$13/100)/DB!P$4)*(Unit!X56/100)*1000","v":0},{"$f":"(DmYear!$K$5*(Unit!L$13/100)/DB!Q$4)*(Unit!Y56/100)*1000","v":0},{"$f":"(DmYear!$K$5*(Unit!M$13/100)/DB!R$4)*(Unit!Z56/100)*1000","v":0},{"$f":"(DmYear!$K$5*(Unit!N$13/100)/DB!S$4)*(Unit!AA56/100)*1000","v":0},"-",null,23,{"$f":"(DmYear!$K$5*(Unit!C$14/100)/DB!H$5)*(Unit!AD56/100)*1000","v":0},{"$f":"(DmYear!$K$5*(Unit!D$14/100)/DB!I$5)*(Unit!AE56/100)*1000","v":0},{"$f":"(DmYear!$K$5*(Unit!E$14/100)/DB!J$5)*(Unit!AF56/100)*1000","v":0},{"$f":"(DmYear!$K$5*(Unit!F$14/100)/DB!K$5)*(Unit!AG56/100)*1000","v":0},{"$f":"(DmYear!$K$5*(Unit!G$14/100)/DB!L$5)*(Unit!AH56/100)*1000","v":0},{"$f":"(DmYear!$K$5*(Unit!H$14/100)/DB!M$5)*(Unit!AI56/100)*1000","v":0},{"$f":"(DmYear!$K$5*(Unit!I$14/100)/DB!N$5)*(Unit!AJ56/100)*1000","v":0},{"$f":"(DmYear!$K$5*(Unit!J$14/100)/DB!O$5)*(Unit!AK56/100)*1000","v":0},{"$f":"(DmYear!$K$5*(Unit!K$14/100)/DB!P$5)*(Unit!AL56/100)*1000","v":0},{"$f":"(DmYear!$K$5*(Unit!L$14/100)/DB!Q$5)*(Unit!AM56/100)*1000","v":0},{"$f":"(DmYear!$K$5*(Unit!M$14/100)/DB!R$5)*(Unit!AN56/100)*1000","v":0},{"$f":"(DmYear!$K$5*(Unit!N$14/100)/DB!S$5)*(Unit!AO56/100)*1000","v":0},"-",null,null,23,0,0,0,0,0,0,0,0,0,0,0,0,null,null,23,0,0,0,0,0,0,0,0,0,0,0,0,null,null,23,0,0,0,0,0,0,0,0,0,0,0,0,null,null,null,null,23,{"$f":"(DmYear!$K$32*(Unit!C$12/100)/DB!H$3)*(Unit!B56/100)*1000","v":0},{"$f":"(DmYear!$K$32*(Unit!D$12/100)/DB!I$3)*(Unit!C56/100)*1000","v":0},{"$f":"(DmYear!$K$32*(Unit!E$12/100)/DB!J$3)*(Unit!D56/100)*1000","v":0},{"$f":"(DmYear!$K$32*(Unit!F$12/100)/DB!K$3)*(Unit!E56/100)*1000","v":0},{"$f":"(DmYear!$K$32*(Unit!G$12/100)/DB!L$3)*(Unit!F56/100)*1000","v":0},{"$f":"(DmYear!$K$32*(Unit!H$12/100)/DB!M$3)*(Unit!G56/100)*1000","v":0},{"$f":"(DmYear!$K$32*(Unit!I$12/100)/DB!N$3)*(Unit!H56/100)*1000","v":0},{"$f":"(DmYear!$K$32*(Unit!J$12/100)/DB!O$3)*(Unit!I56/100)*1000","v":0},{"$f":"(DmYear!$K$32*(Unit!K$12/100)/DB!P$3)*(Unit!J56/100)*1000","v":0},{"$f":"(DmYear!$K$32*(Unit!L$12/100)/DB!Q$3)*(Unit!K56/100)*1000","v":0},{"$f":"(DmYear!$K$32*(Unit!M$12/100)/DB!R$3)*(Unit!L56/100)*1000","v":0},{"$f":"(DmYear!$K$32*(Unit!N$12/100)/DB!S$3)*(Unit!M56/100)*1000","v":0},"-",null,23,{"$f":"(DmYear!$K$32*(Unit!C$13/100)/DB!H$4)*(Unit!P56/100)*1000","v":0},{"$f":"(DmYear!$K$32*(Unit!D$13/100)/DB!I$4)*(Unit!Q56/100)*1000","v":0},{"$f":"(DmYear!$K$32*(Unit!E$13/100)/DB!J$4)*(Unit!R56/100)*1000","v":0},{"$f":"(DmYear!$K$32*(Unit!F$13/100)/DB!K$4)*(Unit!S56/100)*1000","v":0},{"$f":"(DmYear!$K$32*(Unit!G$13/100)/DB!L$4)*(Unit!T56/100)*1000","v":0},{"$f":"(DmYear!$K$32*(Unit!H$13/100)/DB!M$4)*(Unit!U56/100)*1000","v":0},{"$f":"(DmYear!$K$32*(Unit!I$13/100)/DB!N$4)*(Unit!V56/100)*1000","v":0},{"$f":"(DmYear!$K$32*(Unit!J$13/100)/DB!O$4)*(Unit!W56/100)*1000","v":0},{"$f":"(DmYear!$K$32*(Unit!K$13/100)/DB!P$4)*(Unit!X56/100)*1000","v":0},{"$f":"(DmYear!$K$32*(Unit!L$13/100)/DB!Q$4)*(Unit!Y56/100)*1000","v":0},{"$f":"(DmYear!$K$32*(Unit!M$13/100)/DB!R$4)*(Unit!Z56/100)*1000","v":0},{"$f":"(DmYear!$K$32*(Unit!N$13/100)/DB!S$4)*(Unit!AA56/100)*1000","v":0},"-",null,23,{"$f":"(DmYear!$K$32*(Unit!C$14/100)/DB!H$5)*(Unit!AD56/100)*1000","v":0},{"$f":"(DmYear!$K$32*(Unit!D$14/100)/DB!I$5)*(Unit!AE56/100)*1000","v":0},{"$f":"(DmYear!$K$32*(Unit!E$14/100)/DB!J$5)*(Unit!AF56/100)*1000","v":0},{"$f":"(DmYear!$K$32*(Unit!F$14/100)/DB!K$5)*(Unit!AG56/100)*1000","v":0},{"$f":"(DmYear!$K$32*(Unit!G$14/100)/DB!L$5)*(Unit!AH56/100)*1000","v":0},{"$f":"(DmYear!$K$32*(Unit!H$14/100)/DB!M$5)*(Unit!AI56/100)*1000","v":0},{"$f":"(DmYear!$K$32*(Unit!I$14/100)/DB!N$5)*(Unit!AJ56/100)*1000","v":0},{"$f":"(DmYear!$K$32*(Unit!J$14/100)/DB!O$5)*(Unit!AK56/100)*1000","v":0},{"$f":"(DmYear!$K$32*(Unit!K$14/100)/DB!P$5)*(Unit!AL56/100)*1000","v":0},{"$f":"(DmYear!$K$32*(Unit!L$14/100)/DB!Q$5)*(Unit!AM56/100)*1000","v":0},{"$f":"(DmYear!$K$32*(Unit!M$14/100)/DB!R$5)*(Unit!AN56/100)*1000","v":0},{"$f":"(DmYear!$K$32*(Unit!N$14/100)/DB!S$5)*(Unit!AO56/100)*1000","v":0},"-",null,null,23,0,0,0,0,0,0,0,0,0,0,0,0,null,null,23,0,0,0,0,0,0,0,0,0,0,0,0,null,null,23,0,0,0,0,0,0,0,0,0,0,0,0]
[null,"kWh/日",{"$f":"DmYear!$K$5*(Unit!C$12/100)/DB!H$3*1000","v":0},{"$f":"DmYear!$K$5*(Unit!D$12/100)/DB!I$3*1000","v":0},{"$f":"DmYear!$K$5*(Unit!E$12/100)/DB!J$3*1000","v":0},{"$f":"DmYear!$K$5*(Unit!F$12/100)/DB!K$3*1000","v":0},{"$f":"DmYear!$K$5*(Unit!G$12/100)/DB!L$3*1000","v":0},{"$f":"DmYear!$K$5*(Unit!H$12/100)/DB!M$3*1000","v":0},{"$f":"DmYear!$K$5*(Unit!I$12/100)/DB!N$3*1000","v":0},{"$f":"DmYear!$K$5*(Unit!J$12/100)/DB!O$3*1000","v":0},{"$f":"DmYear!$K$5*(Unit!K$12/100)/DB!P$3*1000","v":0},{"$f":"DmYear!$K$5*(Unit!L$12/100)/DB!Q$3*1000","v":0},{"$f":"DmYear!$K$5*(Unit!M$12/100)/DB!R$3*1000","v":0},{"$f":"DmYear!$K$5*(Unit!N$12/100)/DB!S$3*1000","v":0},"-",null,"kWh/日",{"$f":"DmYear!$K$5*(Unit!C$13/100)/DB!H$4*1000","v":0},{"$f":"DmYear!$K$5*(Unit!D$13/100)/DB!I$4*1000","v":0},{"$f":"DmYear!$K$5*(Unit!E$13/100)/DB!J$4*1000","v":0},{"$f":"DmYear!$K$5*(Unit!F$13/100)/DB!K$4*1000","v":0},{"$f":"DmYear!$K$5*(Unit!G$13/100)/DB!L$4*1000","v":0},{"$f":"DmYear!$K$5*(Unit!H$13/100)/DB!M$4*1000","v":0},{"$f":"DmYear!$K$5*(Unit!I$13/100)/DB!N$4*1000","v":0},{"$f":"DmYear!$K$5*(Unit!J$13/100)/DB!O$4*1000","v":0},{"$f":"DmYear!$K$5*(Unit!K$13/100)/DB!P$4*1000","v":0},{"$f":"DmYear!$K$5*(Unit!L$13/100)/DB!Q$4*1000","v":0},{"$f":"DmYear!$K$5*(Unit!M$13/100)/DB!R$4*1000","v":0},{"$f":"DmYear!$K$5*(Unit!N$13/100)/DB!S$4*1000","v":0},"-",null,"kWh/日",{"$f":"DmYear!$K$5*(Unit!C$14/100)/DB!H$5*1000","v":0},{"$f":"DmYear!$K$5*(Unit!D$14/100)/DB!I$5*1000","v":0},{"$f":"DmYear!$K$5*(Unit!E$14/100)/DB!J$5*1000","v":0},{"$f":"DmYear!$K$5*(Unit!F$14/100)/DB!K$5*1000","v":0},{"$f":"DmYear!$K$5*(Unit!G$14/100)/DB!L$5*1000","v":0},{"$f":"DmYear!$K$5*(Unit!H$14/100)/DB!M$5*1000","v":0},{"$f":"DmYear!$K$5*(Unit!I$14/100)/DB!N$5*1000","v":0},{"$f":"DmYear!$K$5*(Unit!J$14/100)/DB!O$5*1000","v":0},{"$f":"DmYear!$K$5*(Unit!K$14/100)/DB!P$5*1000","v":0},{"$f":"DmYear!$K$5*(Unit!L$14/100)/DB!Q$5*1000","v":0},{"$f":"DmYear!$K$5*(Unit!M$14/100)/DB!R$5*1000","v":0},{"$f":"DmYear!$K$5*(Unit!N$14/100)/DB!S$5*1000","v":0},"-",null,null,"kWh/日",{"$f":"SUM(AW33:AW56)","v":0},{"$f":"SUM(AX33:AX56)","v":0},0,0,0,0,0,0,0,0,0,0,null,null,"kWh/日",{"$f":"SUM(BL33:BL56)","v":0},{"$f":"SUM(BM33:BM56)","v":0},{"$f":"SUM(BN33:BN56)","v":0},{"$f":"SUM(BO33:BO56)","v":0},{"$f":"SUM(BP33:BP56)","v":0},{"$f":"SUM(BQ33:BQ56)","v":0},{"$f":"SUM(BR33:BR56)","v":0},{"$f":"SUM(BS33:BS56)","v":0},{"$f":"SUM(BT33:BT56)","v":0},{"$f":"SUM(BU33:BU56)","v":0},{"$f":"SUM(BV33:BV56)","v":0},{"$f":"SUM(BW33:BW56)","v":0},null,null,"kWh/日",{"$f":"SUM(CA33:CA56)","v":0},{"$f":"SUM(CB33:CB56)","v":0},{"$f":"SUM(CC33:CC56)","v":0},{"$f":"SUM(CD33:CD56)","v":0},{"$f":"SUM(CE33:CE56)","v":0},{"$f":"SUM(CF33:CF56)","v":0},{"$f":"SUM(CG33:CG56)","v":0},{"$f":"SUM(CH33:CH56)","v":0},{"$f":"SUM(CI33:CI56)","v":0},{"$f":"SUM(CJ33:CJ56)","v":0},{"$f":"SUM(CK33:CK56)","v":0},{"$f":"SUM(CL33:CL56)","v":0},null,null,null,null,"kWh/日",{"$f":"DmYear!$K$32*(Unit!C$12/100)/DB!H$3*1000","v":0},{"$f":"DmYear!$K$32*(Unit!D$12/100)/DB!I$3*1000","v":0},{"$f":"DmYear!$K$32*(Unit!E$12/100)/DB!J$3*1000","v":0},{"$f":"DmYear!$K$32*(Unit!F$12/100)/DB!K$3*1000","v":0},{"$f":"DmYear!$K$32*(Unit!G$12/100)/DB!L$3*1000","v":0},{"$f":"DmYear!$K$32*(Unit!H$12/100)/DB!M$3*1000","v":0},{"$f":"DmYear!$K$32*(Unit!I$12/100)/DB!N$3*1000","v":0},{"$f":"DmYear!$K$32*(Unit!J$12/100)/DB!O$3*1000","v":0},{"$f":"DmYear!$K$32*(Unit!K$12/100)/DB!P$3*1000","v":0},{"$f":"DmYear!$K$32*(Unit!L$12/100)/DB!Q$3*1000","v":0},{"$f":"DmYear!$K$32*(Unit!M$12/100)/DB!R$3*1000","v":0},{"$f":"DmYear!$K$32*(Unit!N$12/100)/DB!S$3*1000","v":0},"-",null,"kWh/日",{"$f":"DmYear!$K$32*(Unit!C$13/100)/DB!H$4*1000","v":0},{"$f":"DmYear!$K$32*(Unit!D$13/100)/DB!I$4*1000","v":0},{"$f":"DmYear!$K$32*(Unit!E$13/100)/DB!J$4*1000","v":0},{"$f":"DmYear!$K$32*(Unit!F$13/100)/DB!K$4*1000","v":0},{"$f":"DmYear!$K$32*(Unit!G$13/100)/DB!L$4*1000","v":0},{"$f":"DmYear!$K$32*(Unit!H$13/100)/DB!M$4*1000","v":0},{"$f":"DmYear!$K$32*(Unit!I$13/100)/DB!N$4*1000","v":0},{"$f":"DmYear!$K$32*(Unit!J$13/100)/DB!O$4*1000","v":0},{"$f":"DmYear!$K$32*(Unit!K$13/100)/DB!P$4*1000","v":0},{"$f":"DmYear!$K$32*(Unit!L$13/100)/DB!Q$4*1000","v":0},{"$f":"DmYear!$K$32*(Unit!M$13/100)/DB!R$4*1000","v":0},{"$f":"DmYear!$K$32*(Unit!N$13/100)/DB!S$4*1000","v":0},"-",null,"kWh/日",{"$f":"DmYear!$K$32*(Unit!C$14/100)/DB!H$5*1000","v":0},{"$f":"DmYear!$K$32*(Unit!D$14/100)/DB!I$5*1000","v":0},{"$f":"DmYear!$K$32*(Unit!E$14/100)/DB!J$5*1000","v":0},{"$f":"DmYear!$K$32*(Unit!F$14/100)/DB!K$5*1000","v":0},{"$f":"DmYear!$K$32*(Unit!G$14/100)/DB!L$5*1000","v":0},{"$f":"DmYear!$K$32*(Unit!H$14/100)/DB!M$5*1000","v":0},{"$f":"DmYear!$K$32*(Unit!I$14/100)/DB!N$5*1000","v":0},{"$f":"DmYear!$K$32*(Unit!J$14/100)/DB!O$5*1000","v":0},{"$f":"DmYear!$K$32*(Unit!K$14/100)/DB!P$5*1000","v":0},{"$f":"DmYear!$K$32*(Unit!L$14/100)/DB!Q$5*1000","v":0},{"$f":"DmYear!$K$32*(Unit!M$14/100)/DB!R$5*1000","v":0},{"$f":"DmYear!$K$32*(Unit!N$14/100)/DB!S$5*1000","v":0},"-",null,null,"kWh/日",{"$f":"SUM(EL33:EL56)","v":0},{"$f":"SUM(EM33:EM56)","v":0},{"$f":"SUM(EN33:EN56)","v":0},{"$f":"SUM(EO33:EO56)","v":0},{"$f":"SUM(EP33:EP56)","v":0},{"$f":"SUM(EQ33:EQ56)","v":0},{"$f":"SUM(ER33:ER56)","v":0},{"$f":"SUM(ES33:ES56)","v":0},{"$f":"SUM(ET33:ET56)","v":0},{"$f":"SUM(EU33:EU56)","v":0},{"$f":"SUM(EV33:EV56)","v":0},{"$f":"SUM(EW33:EW56)","v":0},null,null,"kWh/日",{"$f":"SUM(FA33:FA56)","v":0},{"$f":"SUM(FB33:FB56)","v":0},{"$f":"SUM(FC33:FC56)","v":0},{"$f":"SUM(FD33:FD56)","v":0},{"$f":"SUM(FE33:FE56)","v":0},{"$f":"SUM(FF33:FF56)","v":0},{"$f":"SUM(FG33:FG56)","v":0},{"$f":"SUM(FH33:FH56)","v":0},{"$f":"SUM(FI33:FI56)","v":0},{"$f":"SUM(FJ33:FJ56)","v":0},{"$f":"SUM(FK33:FK56)","v":0},{"$f":"SUM(FL33:FL56)","v":0},null,null,"kWh/日",{"$f":"SUM(FP33:FP56)","v":0},{"$f":"SUM(FQ33:FQ56)","v":0},{"$f":"SUM(FR33:FR56)","v":0},{"$f":"SUM(FS33:FS56)","v":0},{"$f":"SUM(FT33:FT56)","v":0},{"$f":"SUM(FU33:FU56)","v":0},{"$f":"SUM(FV33:FV56)","v":0},{"$f":"SUM(FW33:FW56)","v":0},{"$f":"SUM(FX33:FX56)","v":0},{"$f":"SUM(FY33:FY56)","v":0},{"$f":"SUM(FZ33:FZ56)","v":0},{"$f":"SUM(GA33:GA56)","v":0}]
[null,"日",{"$f":"DB!$H$3","v":20},{"$f":"DB!$I$3","v":20},{"$f":"DB!$J$3","v":22},{"$f":"DB!$K$3","v":20},{"$f":"DB!$L$3","v":20},{"$f":"DB!$M$3","v":22},{"$f":"DB!$N$3","v":20},{"$f":"DB!$O$3","v":23},{"$f":"DB!$P$3","v":20},{"$f":"DB!$Q$3","v":21},{"$f":"DB!$R$3","v":20},{"$f":"DB!$S$3","v":21},{"$f":"SUM(C58:N58)","v":249},null,"日",{"$f":"DB!$H$4","v":4},{"$f":"DB!$I$4","v":3},{"$f":"DB!$J$4","v":4},{"$f":"DB!$K$4","v":4},{"$f":"DB!$L$4","v":4},{"$f":"DB!$M$4","v":4},{"$f":"DB!$N$4","v":5},{"$f":"DB!$O$4","v":4},{"$f":"DB!$P$4","v":4},{"$f":"DB!$Q$4","v":4},{"$f":"DB!$R$4","v":4},{"$f":"DB!$S$4","v":4},{"$f":"SUM(R58:AC58)","v":48},null,"日",{"$f":"DB!$H$5","v":7},{"$f":"DB!$I$5","v":5},{"$f":"DB!$J$5","v":5},{"$f":"DB!$K$5","v":6},{"$f":"DB!$L$5","v":7},{"$f":"DB!$M$5","v":4},{"$f":"DB!$N$5","v":6},{"$f":"DB!$O$5","v":4},{"$f":"DB!$P$5","v":6},{"$f":"DB!$Q$5","v":6},{"$f":"DB!$R$5","v":6},{"$f":"DB!$S$5","v":6},{"$f":"SUM(AG58:AR58)","v":68},null,null,null,null,null,null,null,null,null,null,null,null,null,null,null,null,null,null,null,null,null,null,null,null,null,null,null,null,null,null,null,null,null,null,null,null,null,null,null,null,null,null,null,null,null,null,null,null,null,"日",{"$f":"DB!$H$3","v":20},{"$f":"DB!$I$3","v":20},{"$f":"DB!$J$3","v":22},{"$f":"DB!$K$3","v":20},{"$f":"DB!$L$3","v":20},{"$f":"DB!$M$3","v":22},{"$f":"DB!$N$3","v":20},{"$f":"DB!$O$3","v":23},{"$f":"DB!$P$3","v":20},{"$f":"DB!$Q$3","v":21},{"$f":"DB!$R$3","v":20},{"$f":"DB!$S$3","v":21},{"$f":"SUM(CR58:DC58)","v":249},null,"日",{"$f":"DB!$H$4","v":4},{"$f":"DB!$I$4","v":3},{"$f":"DB!$J$4","v":4},{"$f":"DB!$K$4","v":4},{"$f":"DB!$L$4","v":4},{"$f":"DB!$M$4","v":4},{"$f":"DB!$N$4","v":5},{"$f":"DB!$O$4","v":4},{"$f":"DB!$P$4","v":4},{"$f":"DB!$Q$4","v":4},{"$f":"DB!$R$4","v":4},{"$f":"DB!$S$4","v":4},{"$f":"SUM(DG58:DR58)","v":48},null,"日",{"$f":"DB!$H$5","v":7},{"$f":"DB!$I$5","v":5},{"$f":"DB!$J$5","v":5},{"$f":"DB!$K$5","v":6},{"$f":"DB!$L$5","v":7},{"$f":"DB!$M$5","v":4},{"$f":"DB!$N$5","v":6},{"$f":"DB!$O$5","v":4},{"$f":"DB!$P$5","v":6},{"$f":"DB!$Q$5","v":6},{"$f":"DB!$R$5","v":6},{"$f":"DB!$S$5","v":6},{"$f":"SUM(DV58:EG58)","v":68}]
[null,"MWh/月",{"$f":"C57*C58","v":0},{"$f":"D57*D58","v":0},{"$f":"E57*E58","v":0},0,0,0,0,0,0,0,0,{"$f":"N57*N58","v":0},{"$f":"SUM(C59:N59)","v":0},null,"MWh/月",{"$f":"R57*R58","v":0},{"$f":"S57*S58","v":0},0,0,0,0,0,0,0,0,0,0,{"$f":"SUM(R59:AC59)","v":0},null,"MWh/月",{"$f":"AG57*AG58","v":0},{"$f":"AH57*AH58","v":0},0,0,0,0,0,0,0,0,0,0,{"$f":"SUM(AG59:AR59)","v":0},null,null,null,null,null,null,null,null,null,null,null,null,null,null,null,null,null,null,null,null,null,null,null,null,null,null,null,null,null,null,null,null,null,null,null,null,null,null,null,null,null,null,null,null,null,null,null,null,null,"MWh/月",{"$f":"CR57*CR58","v":0},{"$f":"CS57*CS58","v":0},{"$f":"CT57*CT58","v":0},{"$f":"CU57*CU58","v":0},{"$f":"CV57*CV58","v":0},{"$f":"CW57*CW58","v":0},{"$f":"CX57*CX58","v":0},{"$f":"CY57*CY58","v":0},{"$f":"CZ57*CZ58","v":0},{"$f":"DA57*DA58","v":0},{"$f":"DB57*DB58","v":0},{"$f":"DC57*DC58","v":0},{"$f":"SUM(CR59:DC59)","v":0},null,"MWh/月",{"$f":"DG57*DG58","v":0},{"$f":"DH57*DH58","v":0},{"$f":"DI57*DI58","v":0},{"$f":"DJ57*DJ58","v":0},{"$f":"DK57*DK58","v":0},{"$f":"DL57*DL58","v":0},{"$f":"DM57*DM58","v":0},{"$f":"DN57*DN58","v":0},{"$f":"DO57*DO58","v":0},{"$f":"DP57*DP58","v":0},{"$f":"DQ57*DQ58","v":0},{"$f":"DR57*DR58","v":0},{"$f":"SUM(DG59:DR59)","v":0},null,"MWh/月",{"$f":"DV57*DV58","v":0},{"$f":"DW57*DW58","v":0},{"$f":"DX57*DX58","v":0},{"$f":"DY57*DY58","v":0},{"$f":"DZ57*DZ58","v":0},{"$f":"EA57*EA58","v":0},{"$f":"EB57*EB58","v":0},{"$f":"EC57*EC58","v":0},{"$f":"ED57*ED58","v":0},{"$f":"EE57*EE58","v":0},{"$f":"EF57*EF58","v":0},{"$f":"EG57*EG58","v":0},{"$f":"SUM(DV59:EG59)","v":0}]
[null,"max",{"$f":"MAX(C63:N86)","v":0},null,"文献値",{"$f":"DmYear!C6","v":0},null,"比率",{"$f":"IF(C60=0,0,F60/C60)","v":0},null,null,null,null,null,null,null,"max",{"$f":"MAX(R63:AC86)","v":0},null,"文献値",{"$f":"DmYear!C6","v":0},null,"比率",{"$f":"IF(R60=0,0,U60/R60)","v":0},null,null,null,null,null,null,null,"max",{"$f":"MAX(AG63:AR86)","v":0},null,"文献値",{"$f":"DmYear!C6","v":0},null,"比率",{"$f":"IF(AG60=0,0,AJ60/AG60)","v":0},null,null,null,null,null,null,null,null,null,null,null,null,null,null,null,null,null,null,null,null,null,null,null,null,null,null,null,null,null,null,null,null,null,null,null,null,null,null,null,null,null,null,null,null,null,null,null,null,null,null,null,null,null,null,null,"max",{"$f":"MAX(CR63:DC86)","v":0},null,"文献値",{"$f":"DmYear!$C33","v":0},null,"比率",{"$f":"IF(CR60=0,0,CU60/CR60)","v":0},null,null,null,null,null,null,null,"max",{"$f":"MAX(DG63:DR86)","v":0},null,"文献値",{"$f":"DmYear!$C33","v":0},null,"比率",{"$f":"IF(DG60=0,0,DJ60/DG60)","v":0},null,null,null,null,null,null,null,"max",{"$f":"MAX(DV63:EG86)","v":0},null,"文献値",{"$f":"DmYear!$C33","v":0},null,"比率",{"$f":"IF(DV60=0,0,DY60/DV60)","v":0}]
[null,"冷房",{"$f":"SUM(C63:C86)-C87","v":0},{"$f":"SUM(D63:D86)-D87","v":0},0,0,0,0,0,0,0,0,0,0,"←検算用",null,"冷房",{"$f":"SUM(R63:R86)-R87","v":0},{"$f":"SUM(S63:S86)-S87","v":0},0,0,0,0,0,0,0,0,0,{"$f":"SUM(AC63:AC86)-AC87","v":0},"←検算用",null,"冷房",{"$f":"SUM(AG63:AG86)-AG87","v":0},{"$f":"SUM(AH63:AH86)-AH87","v":0},0,0,0,0,0,0,0,0,0,0,null,null,null,"冷房・平日・ピーク",null,null,null,null,null,null,null,null,null,null,null,null,null,null,"冷房・土曜・ピーク",null,null,null,null,null,null,null,null,null,null,null,null,null,null,"冷房・休日・ピーク",null,null,null,null,null,null,null,null,null,null,null,null,null,null,null,null,"冷房",{"$f":"SUM(CR63:CR86)-CR87","v":0},{"$f":"SUM(CS63:CS86)-CS87","v":0},0,0,0,0,0,0,0,0,0,0,"←検算用",null,"冷房",{"$f":"SUM(DG63:DG86)-DG87","v":0},{"$f":"SUM(DH63:DH86)-DH87","v":0},0,0,0,0,0,0,0,0,0,{"$f":"SUM(DR63:DR86)-DR87","v":0},"←検算用",null,"冷房",{"$f":"SUM(DV63:DV86)-DV87","v":0},{"$f":"SUM(DW63:DW86)-DW87","v":0},0,0,0,0,0,0,0,0,0,0,null,null,null,"冷房・平日・ピーク",null,null,null,null,null,null,null,null,null,null,null,null,null,null,"冷房・土曜・ピーク",null,null,null,null,null,null,null,null,null,null,null,null,null,null,"冷房・休日・ピーク"]
[null,"MJ/h","1月","2月","3月","4月","5月","6月","7月","8月","9月","10月","11月","12月","計",null,"MJ/h","1月","2月","3月","4月","5月","6月","7月","8月","9月","10月","11月","12月","計",null,"MJ/h","1月","2月","3月","4月","5月","6月","7月","8月","9月","10月","11月","12月","計",null,null,"MJ/h","1月","2月","3月","4月","5月","6月","7月","8月","9月","10月","11月","12月",null,null,"MJ/h","1月","2月","3月","4月","5月","6月","7月","8月","9月","10月","11月","12月",null,null,"MJ/h","1月","2月","3月","4月","5月","6月","7月","8月","9月","10月","11月","12月",null,null,null,null,"MJ/h","1月","2月","3月","4月","5月","6月","7月","8月","9月","10月","11月","12月","計",null,"MJ/h","1月","2月","3月","4月","5月","6月","7月","8月","9月","10月","11月","12月","計",null,"MJ/h","1月","2月","3月","4月","5月","6月","7月","8月","9月","10月","11月","12月","計",null,null,"MJ/h","1月","2月","3月","4月","5月","6月","7月","8月","9月","10月","11月","12月",null,null,"MJ/h","1月","2月","3月","4月","5月","6月","7月","8月","9月","10月","11月","12月",null,null,"MJ/h","1月","2月","3月","4月","5月","6月","7月","8月","9月","10月","11月","12月"]
[null,0,{"$f":"(DmYear!$K$6*(Unit!C$16/100)/DB!H$3)*(Unit!B63/100)*1000","v":0},{"$f":"(DmYear!$K$6*(Unit!D$16/100)/DB!I$3)*(Unit!C63/100)*1000","v":0},{"$f":"(DmYear!$K$6*(Unit!E$16/100)/DB!J$3)*(Unit!D63/100)*1000","v":0},{"$f":"(DmYear!$K$6*(Unit!F$16/100)/DB!K$3)*(Unit!E63/100)*1000","v":0},{"$f":"(DmYear!$K$6*(Unit!G$16/100)/DB!L$3)*(Unit!F63/100)*1000","v":0},{"$f":"(DmYear!$K$6*(Unit!H$16/100)/DB!M$3)*(Unit!G63/100)*1000","v":0},{"$f":"(DmYear!$K$6*(Unit!I$16/100)/DB!N$3)*(Unit!H63/100)*1000","v":0},{"$f":"(DmYear!$K$6*(Unit!J$16/100)/DB!O$3)*(Unit!I63/100)*1000","v":0},{"$f":"(DmYear!$K$6*(Unit!K$16/100)/DB!P$3)*(Unit!J63/100)*1000","v":0},{"$f":"(DmYear!$K$6*(Unit!L$16/100)/DB!Q$3)*(Unit!K63/100)*1000","v":0},{"$f":"(DmYear!$K$6*(Unit!M$16/100)/DB!R$3)*(Unit!L63/100)*1000","v":0},{"$f":"(DmYear!$K$6*(Unit!N$16/100)/DB!S$3)*(Unit!M63/100)*1000","v":0},"-",null,0,{"$f":"(DmYear!$K$6*(Unit!C$17/100)/DB!H$4)*(Unit!P63/100)*1000","v":0},{"$f":"(DmYear!$K$6*(Unit!D$17/100)/DB!I$4)*(Unit!Q63/100)*1000","v":0},{"$f":"(DmYear!$K$6*(Unit!E$17/100)/DB!J$4)*(Unit!R63/100)*1000","v":0},{"$f":"(DmYear!$K$6*(Unit!F$17/100)/DB!K$4)*(Unit!S63/100)*1000","v":0},{"$f":"(DmYear!$K$6*(Unit!G$17/100)/DB!L$4)*(Unit!T63/100)*1000","v":0},{"$f":"(DmYear!$K$6*(Unit!H$17/100)/DB!M$4)*(Unit!U63/100)*1000","v":0},{"$f":"(DmYear!$K$6*(Unit!I$17/100)/DB!N$4)*(Unit!V63/100)*1000","v":0},{"$f":"(DmYear!$K$6*(Unit!J$17/100)/DB!O$4)*(Unit!W63/100)*1000","v":0},{"$f":"(DmYear!$K$6*(Unit!K$17/100)/DB!P$4)*(Unit!X63/100)*1000","v":0},{"$f":"(DmYear!$K$6*(Unit!L$17/100)/DB!Q$4)*(Unit!Y63/100)*1000","v":0},{"$f":"(DmYear!$K$6*(Unit!M$17/100)/DB!R$4)*(Unit!Z63/100)*1000","v":0},{"$f":"(DmYear!$K$6*(Unit!N$17/100)/DB!S$4)*(Unit!AA63/100)*1000","v":0},"-",null,0,{"$f":"(DmYear!$K$6*(Unit!C$18/100)/DB!H$5)*(Unit!AD63/100)*1000","v":0},{"$f":"(DmYear!$K$6*(Unit!D$18/100)/DB!I$5)*(Unit!AE63/100)*1000","v":0},{"$f":"(DmYear!$K$6*(Unit!E$18/100)/DB!J$5)*(Unit!AF63/100)*1000","v":0},{"$f":"(DmYear!$K$6*(Unit!F$18/100)/DB!K$5)*(Unit!AG63/100)*1000","v":0},{"$f":"(DmYear!$K$6*(Unit!G$18/100)/DB!L$5)*(Unit!AH63/100)*1000","v":0},{"$f":"(DmYear!$K$6*(Unit!H$18/100)/DB!M$5)*(Unit!AI63/100)*1000","v":0},{"$f":"(DmYear!$K$6*(Unit!I$18/100)/DB!N$5)*(Unit!AJ63/100)*1000","v":0},{"$f":"(DmYear!$K$6*(Unit!J$18/100)/DB!O$5)*(Unit!AK63/100)*1000","v":0},{"$f":"(DmYear!$K$6*(Unit!K$18/100)/DB!P$5)*(Unit!AL63/100)*1000","v":0},{"$f":"(DmYear!$K$6*(Unit!L$18/100)/DB!Q$5)*(Unit!AM63/100)*1000","v":0},{"$f":"(DmYear!$K$6*(Unit!M$18/100)/DB!R$5)*(Unit!AN63/100)*1000","v":0},{"$f":"(DmYear!$K$6*(Unit!N$18/100)/DB!S$5)*(Unit!AO63/100)*1000","v":0},"-",null,null,0,{"$f":"MIN($I$60,$X$60,$AM$60)*C63","v":0},{"$f":"MIN($I$60,$X$60,$AM$60)*D63","v":0},{"$f":"MIN($I$60,$X$60,$AM$60)*E63","v":0},{"$f":"MIN($I$60,$X$60,$AM$60)*F63","v":0},{"$f":"MIN($I$60,$X$60,$AM$60)*G63","v":0},{"$f":"MIN($I$60,$X$60,$AM$60)*H63","v":0},{"$f":"MIN($I$60,$X$60,$AM$60)*I63","v":0},{"$f":"MIN($I$60,$X$60,$AM$60)*J63","v":0},{"$f":"MIN($I$60,$X$60,$AM$60)*K63","v":0},{"$f":"MIN($I$60,$X$60,$AM$60)*L63","v":0},{"$f":"MIN($I$60,$X$60,$AM$60)*M63","v":0},{"$f":"MIN($I$60,$X$60,$AM$60)*N63","v":0},null,null,0,{"$f":"MIN($I$60,$X$60,$AM$60)*R63","v":0},{"$f":"MIN($I$60,$X$60,$AM$60)*S63","v":0},{"$f":"MIN($I$60,$X$60,$AM$60)*T63","v":0},{"$f":"MIN($I$60,$X$60,$AM$60)*U63","v":0},{"$f":"MIN($I$60,$X$60,$AM$60)*V63","v":0},{"$f":"MIN($I$60,$X$60,$AM$60)*W63","v":0},{"$f":"MIN($I$60,$X$60,$AM$60)*X63","v":0},{"$f":"MIN($I$60,$X$60,$AM$60)*Y63","v":0},{"$f":"MIN($I$60,$X$60,$AM$60)*Z63","v":0},{"$f":"MIN($I$60,$X$60,$AM$60)*AA63","v":0},{"$f":"MIN($I$60,$X$60,$AM$60)*AB63","v":0},{"$f":"MIN($I$60,$X$60,$AM$60)*AC63","v":0},null,null,0,{"$f":"MIN($I$60,$X$60,$AM$60)*AG63","v":0},{"$f":"MIN($I$60,$X$60,$AM$60)*AH63","v":0},{"$f":"MIN($I$60,$X$60,$AM$60)*AI63","v":0},{"$f":"MIN($I$60,$X$60,$AM$60)*AJ63","v":0},{"$f":"MIN($I$60,$X$60,$AM$60)*AK63","v":0},{"$f":"MIN($I$60,$X$60,$AM$60)*AL63","v":0},{"$f":"MIN($I$60,$X$60,$AM$60)*AM63","v":0},{"$f":"MIN($I$60,$X$60,$AM$60)*AN63","v":0},{"$f":"MIN($I$60,$X$60,$AM$60)*AO63","v":0},{"$f":"MIN($I$60,$X$60,$AM$60)*AP63","v":0},{"$f":"MIN($I$60,$X$60,$AM$60)*AQ63","v":0},{"$f":"MIN($I$60,$X$60,$AM$60)*AR63","v":0},null,null,null,null,0,{"$f":"(DmYear!$K$33*(Unit!C$16/100)/DB!H$3)*(Unit!B63/100)*1000","v":0},{"$f":"(DmYear!$K$33*(Unit!D$16/100)/DB!I$3)*(Unit!C63/100)*1000","v":0},{"$f":"(DmYear!$K$33*(Unit!E$16/100)/DB!J$3)*(Unit!D63/100)*1000","v":0},{"$f":"(DmYear!$K$33*(Unit!F$16/100)/DB!K$3)*(Unit!E63/100)*1000","v":0},{"$f":"(DmYear!$K$33*(Unit!G$16/100)/DB!L$3)*(Unit!F63/100)*1000","v":0},{"$f":"(DmYear!$K$33*(Unit!H$16/100)/DB!M$3)*(Unit!G63/100)*1000","v":0},{"$f":"(DmYear!$K$33*(Unit!I$16/100)/DB!N$3)*(Unit!H63/100)*1000","v":0},{"$f":"(DmYear!$K$33*(Unit!J$16/100)/DB!O$3)*(Unit!I63/100)*1000","v":0},{"$f":"(DmYear!$K$33*(Unit!K$16/100)/DB!P$3)*(Unit!J63/100)*1000","v":0},{"$f":"(DmYear!$K$33*(Unit!L$16/100)/DB!Q$3)*(Unit!K63/100)*1000","v":0},{"$f":"(DmYear!$K$33*(Unit!M$16/100)/DB!R$3)*(Unit!L63/100)*1000","v":0},{"$f":"(DmYear!$K$33*(Unit!N$16/100)/DB!S$3)*(Unit!M63/100)*1000","v":0},"-",null,0,{"$f":"(DmYear!$K$33*(Unit!C$17/100)/DB!H$4)*(Unit!P63/100)*1000","v":0},{"$f":"(DmYear!$K$33*(Unit!D$17/100)/DB!I$4)*(Unit!Q63/100)*1000","v":0},{"$f":"(DmYear!$K$33*(Unit!E$17/100)/DB!J$4)*(Unit!R63/100)*1000","v":0},{"$f":"(DmYear!$K$33*(Unit!F$17/100)/DB!K$4)*(Unit!S63/100)*1000","v":0},{"$f":"(DmYear!$K$33*(Unit!G$17/100)/DB!L$4)*(Unit!T63/100)*1000","v":0},{"$f":"(DmYear!$K$33*(Unit!H$17/100)/DB!M$4)*(Unit!U63/100)*1000","v":0},{"$f":"(DmYear!$K$33*(Unit!I$17/100)/DB!N$4)*(Unit!V63/100)*1000","v":0},{"$f":"(DmYear!$K$33*(Unit!J$17/100)/DB!O$4)*(Unit!W63/100)*1000","v":0},{"$f":"(DmYear!$K$33*(Unit!K$17/100)/DB!P$4)*(Unit!X63/100)*1000","v":0},{"$f":"(DmYear!$K$33*(Unit!L$17/100)/DB!Q$4)*(Unit!Y63/100)*1000","v":0},{"$f":"(DmYear!$K$33*(Unit!M$17/100)/DB!R$4)*(Unit!Z63/100)*1000","v":0},{"$f":"(DmYear!$K$33*(Unit!N$17/100)/DB!S$4)*(Unit!AA63/100)*1000","v":0},"-",null,0,{"$f":"(DmYear!$K$33*(Unit!C$18/100)/DB!H$5)*(Unit!AD63/100)*1000","v":0},{"$f":"(DmYear!$K$33*(Unit!D$18/100)/DB!I$5)*(Unit!AE63/100)*1000","v":0},{"$f":"(DmYear!$K$33*(Unit!E$18/100)/DB!J$5)*(Unit!AF63/100)*1000","v":0},{"$f":"(DmYear!$K$33*(Unit!F$18/100)/DB!K$5)*(Unit!AG63/100)*1000","v":0},{"$f":"(DmYear!$K$33*(Unit!G$18/100)/DB!L$5)*(Unit!AH63/100)*1000","v":0},{"$f":"(DmYear!$K$33*(Unit!H$18/100)/DB!M$5)*(Unit!AI63/100)*1000","v":0},{"$f":"(DmYear!$K$33*(Unit!I$18/100)/DB!N$5)*(Unit!AJ63/100)*1000","v":0},{"$f":"(DmYear!$K$33*(Unit!J$18/100)/DB!O$5)*(Unit!AK63/100)*1000","v":0},{"$f":"(DmYear!$K$33*(Unit!K$18/100)/DB!P$5)*(Unit!AL63/100)*1000","v":0},{"$f":"(DmYear!$K$33*(Unit!L$18/100)/DB!Q$5)*(Unit!AM63/100)*1000","v":0},{"$f":"(DmYear!$K$33*(Unit!M$18/100)/DB!R$5)*(Unit!AN63/100)*1000","v":0},{"$f":"(DmYear!$K$33*(Unit!N$18/100)/DB!S$5)*(Unit!AO63/100)*1000","v":0},"-",null,null,0,{"$f":"MIN($CX$60,$DM$60,$EB$60)*CR63","v":0},{"$f":"MIN($CX$60,$DM$60,$EB$60)*CS63","v":0},{"$f":"MIN($CX$60,$DM$60,$EB$60)*CT63","v":0},{"$f":"MIN($CX$60,$DM$60,$EB$60)*CU63","v":0},{"$f":"MIN($CX$60,$DM$60,$EB$60)*CV63","v":0},{"$f":"MIN($CX$60,$DM$60,$EB$60)*CW63","v":0},{"$f":"MIN($CX$60,$DM$60,$EB$60)*CX63","v":0},{"$f":"MIN($CX$60,$DM$60,$EB$60)*CY63","v":0},{"$f":"MIN($CX$60,$DM$60,$EB$60)*CZ63","v":0},{"$f":"MIN($CX$60,$DM$60,$EB$60)*DA63","v":0},{"$f":"MIN($CX$60,$DM$60,$EB$60)*DB63","v":0},{"$f":"MIN($CX$60,$DM$60,$EB$60)*DC63","v":0},null,null,0,{"$f":"MIN($CX$60,$DM$60,$EB$60)*DG63","v":0},{"$f":"MIN($CX$60,$DM$60,$EB$60)*DH63","v":0},{"$f":"MIN($CX$60,$DM$60,$EB$60)*DI63","v":0},{"$f":"MIN($CX$60,$DM$60,$EB$60)*DJ63","v":0},{"$f":"MIN($CX$60,$DM$60,$EB$60)*DK63","v":0},{"$f":"MIN($CX$60,$DM$60,$EB$60)*DL63","v":0},{"$f":"MIN($CX$60,$DM$60,$EB$60)*DM63","v":0},{"$f":"MIN($CX$60,$DM$60,$EB$60)*DN63","v":0},{"$f":"MIN($CX$60,$DM$60,$EB$60)*DO63","v":0},{"$f":"MIN($CX$60,$DM$60,$EB$60)*DP63","v":0},{"$f":"MIN($CX$60,$DM$60,$EB$60)*DQ63","v":0},{"$f":"MIN($CX$60,$DM$60,$EB$60)*DR63","v":0},null,null,0,{"$f":"MIN($CX$60,$DM$60,$EB$60)*DV63","v":0},{"$f":"MIN($CX$60,$DM$60,$EB$60)*DW63","v":0},{"$f":"MIN($CX$60,$DM$60,$EB$60)*DX63","v":0},{"$f":"MIN($CX$60,$DM$60,$EB$60)*DY63","v":0},{"$f":"MIN($CX$60,$DM$60,$EB$60)*DZ63","v":0},{"$f":"MIN($CX$60,$DM$60,$EB$60)*EA63","v":0},{"$f":"MIN($CX$60,$DM$60,$EB$60)*EB63","v":0},{"$f":"MIN($CX$60,$DM$60,$EB$60)*EC63","v":0},{"$f":"MIN($CX$60,$DM$60,$EB$60)*ED63","v":0},{"$f":"MIN($CX$60,$DM$60,$EB$60)*EE63","v":0},{"$f":"MIN($CX$60,$DM$60,$EB$60)*EF63","v":0},{"$f":"MIN($CX$60,$DM$60,$EB$60)*EG63","v":0}]
[null,1,{"$f":"(DmYear!$K$6*(Unit!C$16/100)/DB!H$3)*(Unit!B64/100)*1000","v":0},{"$f":"(DmYear!$K$6*(Unit!D$16/100)/DB!I$3)*(Unit!C64/100)*1000","v":0},{"$f":"(DmYear!$K$6*(Unit!E$16/100)/DB!J$3)*(Unit!D64/100)*1000","v":0},{"$f":"(DmYear!$K$6*(Unit!F$16/100)/DB!K$3)*(Unit!E64/100)*1000","v":0},{"$f":"(DmYear!$K$6*(Unit!G$16/100)/DB!L$3)*(Unit!F64/100)*1000","v":0},{"$f":"(DmYear!$K$6*(Unit!H$16/100)/DB!M$3)*(Unit!G64/100)*1000","v":0},{"$f":"(DmYear!$K$6*(Unit!I$16/100)/DB!N$3)*(Unit!H64/100)*1000","v":0},{"$f":"(DmYear!$K$6*(Unit!J$16/100)/DB!O$3)*(Unit!I64/100)*1000","v":0},{"$f":"(DmYear!$K$6*(Unit!K$16/100)/DB!P$3)*(Unit!J64/100)*1000","v":0},{"$f":"(DmYear!$K$6*(Unit!L$16/100)/DB!Q$3)*(Unit!K64/100)*1000","v":0},{"$f":"(DmYear!$K$6*(Unit!M$16/100)/DB!R$3)*(Unit!L64/100)*1000","v":0},{"$f":"(DmYear!$K$6*(Unit!N$16/100)/DB!S$3)*(Unit!M64/100)*1000","v":0},"-",null,1,{"$f":"(DmYear!$K$6*(Unit!C$17/100)/DB!H$4)*(Unit!P64/100)*1000","v":0},{"$f":"(DmYear!$K$6*(Unit!D$17/100)/DB!I$4)*(Unit!Q64/100)*1000","v":0},{"$f":"(DmYear!$K$6*(Unit!E$17/100)/DB!J$4)*(Unit!R64/100)*1000","v":0},{"$f":"(DmYear!$K$6*(Unit!F$17/100)/DB!K$4)*(Unit!S64/100)*1000","v":0},{"$f":"(DmYear!$K$6*(Unit!G$17/100)/DB!L$4)*(Unit!T64/100)*1000","v":0},{"$f":"(DmYear!$K$6*(Unit!H$17/100)/DB!M$4)*(Unit!U64/100)*1000","v":0},{"$f":"(DmYear!$K$6*(Unit!I$17/100)/DB!N$4)*(Unit!V64/100)*1000","v":0},{"$f":"(DmYear!$K$6*(Unit!J$17/100)/DB!O$4)*(Unit!W64/100)*1000","v":0},{"$f":"(DmYear!$K$6*(Unit!K$17/100)/DB!P$4)*(Unit!X64/100)*1000","v":0},{"$f":"(DmYear!$K$6*(Unit!L$17/100)/DB!Q$4)*(Unit!Y64/100)*1000","v":0},{"$f":"(DmYear!$K$6*(Unit!M$17/100)/DB!R$4)*(Unit!Z64/100)*1000","v":0},{"$f":"(DmYear!$K$6*(Unit!N$17/100)/DB!S$4)*(Unit!AA64/100)*1000","v":0},"-",null,1,{"$f":"(DmYear!$K$6*(Unit!C$18/100)/DB!H$5)*(Unit!AD64/100)*1000","v":0},{"$f":"(DmYear!$K$6*(Unit!D$18/100)/DB!I$5)*(Unit!AE64/100)*1000","v":0},{"$f":"(DmYear!$K$6*(Unit!E$18/100)/DB!J$5)*(Unit!AF64/100)*1000","v":0},{"$f":"(DmYear!$K$6*(Unit!F$18/100)/DB!K$5)*(Unit!AG64/100)*1000","v":0},{"$f":"(DmYear!$K$6*(Unit!G$18/100)/DB!L$5)*(Unit!AH64/100)*1000","v":0},{"$f":"(DmYear!$K$6*(Unit!H$18/100)/DB!M$5)*(Unit!AI64/100)*1000","v":0},{"$f":"(DmYear!$K$6*(Unit!I$18/100)/DB!N$5)*(Unit!AJ64/100)*1000","v":0},{"$f":"(DmYear!$K$6*(Unit!J$18/100)/DB!O$5)*(Unit!AK64/100)*1000","v":0},{"$f":"(DmYear!$K$6*(Unit!K$18/100)/DB!P$5)*(Unit!AL64/100)*1000","v":0},{"$f":"(DmYear!$K$6*(Unit!L$18/100)/DB!Q$5)*(Unit!AM64/100)*1000","v":0},{"$f":"(DmYear!$K$6*(Unit!M$18/100)/DB!R$5)*(Unit!AN64/100)*1000","v":0},{"$f":"(DmYear!$K$6*(Unit!N$18/100)/DB!S$5)*(Unit!AO64/100)*1000","v":0},"-",null,null,1,{"$f":"MIN($I$60,$X$60,$AM$60)*C64","v":0},0,0,0,0,0,0,0,0,0,0,0,null,null,1,{"$f":"MIN($I$60,$X$60,$AM$60)*R64","v":0},0,0,0,0,0,0,0,0,0,0,0,null,null,1,{"$f":"MIN($I$60,$X$60,$AM$60)*AG64","v":0},0,0,0,0,0,0,0,0,0,0,0,null,null,null,null,1,{"$f":"(DmYear!$K$33*(Unit!C$16/100)/DB!H$3)*(Unit!B64/100)*1000","v":0},{"$f":"(DmYear!$K$33*(Unit!D$16/100)/DB!I$3)*(Unit!C64/100)*1000","v":0},{"$f":"(DmYear!$K$33*(Unit!E$16/100)/DB!J$3)*(Unit!D64/100)*1000","v":0},{"$f":"(DmYear!$K$33*(Unit!F$16/100)/DB!K$3)*(Unit!E64/100)*1000","v":0},{"$f":"(DmYear!$K$33*(Unit!G$16/100)/DB!L$3)*(Unit!F64/100)*1000","v":0},{"$f":"(DmYear!$K$33*(Unit!H$16/100)/DB!M$3)*(Unit!G64/100)*1000","v":0},{"$f":"(DmYear!$K$33*(Unit!I$16/100)/DB!N$3)*(Unit!H64/100)*1000","v":0},{"$f":"(DmYear!$K$33*(Unit!J$16/100)/DB!O$3)*(Unit!I64/100)*1000","v":0},{"$f":"(DmYear!$K$33*(Unit!K$16/100)/DB!P$3)*(Unit!J64/100)*1000","v":0},{"$f":"(DmYear!$K$33*(Unit!L$16/100)/DB!Q$3)*(Unit!K64/100)*1000","v":0},{"$f":"(DmYear!$K$33*(Unit!M$16/100)/DB!R$3)*(Unit!L64/100)*1000","v":0},{"$f":"(DmYear!$K$33*(Unit!N$16/100)/DB!S$3)*(Unit!M64/100)*1000","v":0},"-",null,1,{"$f":"(DmYear!$K$33*(Unit!C$17/100)/DB!H$4)*(Unit!P64/100)*1000","v":0},{"$f":"(DmYear!$K$33*(Unit!D$17/100)/DB!I$4)*(Unit!Q64/100)*1000","v":0},{"$f":"(DmYear!$K$33*(Unit!E$17/100)/DB!J$4)*(Unit!R64/100)*1000","v":0},{"$f":"(DmYear!$K$33*(Unit!F$17/100)/DB!K$4)*(Unit!S64/100)*1000","v":0},{"$f":"(DmYear!$K$33*(Unit!G$17/100)/DB!L$4)*(Unit!T64/100)*1000","v":0},{"$f":"(DmYear!$K$33*(Unit!H$17/100)/DB!M$4)*(Unit!U64/100)*1000","v":0},{"$f":"(DmYear!$K$33*(Unit!I$17/100)/DB!N$4)*(Unit!V64/100)*1000","v":0},{"$f":"(DmYear!$K$33*(Unit!J$17/100)/DB!O$4)*(Unit!W64/100)*1000","v":0},{"$f":"(DmYear!$K$33*(Unit!K$17/100)/DB!P$4)*(Unit!X64/100)*1000","v":0},{"$f":"(DmYear!$K$33*(Unit!L$17/100)/DB!Q$4)*(Unit!Y64/100)*1000","v":0},{"$f":"(DmYear!$K$33*(Unit!M$17/100)/DB!R$4)*(Unit!Z64/100)*1000","v":0},{"$f":"(DmYear!$K$33*(Unit!N$17/100)/DB!S$4)*(Unit!AA64/100)*1000","v":0},"-",null,1,{"$f":"(DmYear!$K$33*(Unit!C$18/100)/DB!H$5)*(Unit!AD64/100)*1000","v":0},{"$f":"(DmYear!$K$33*(Unit!D$18/100)/DB!I$5)*(Unit!AE64/100)*1000","v":0},{"$f":"(DmYear!$K$33*(Unit!E$18/100)/DB!J$5)*(Unit!AF64/100)*1000","v":0},{"$f":"(DmYear!$K$33*(Unit!F$18/100)/DB!K$5)*(Unit!AG64/100)*1000","v":0},{"$f":"(DmYear!$K$33*(Unit!G$18/100)/DB!L$5)*(Unit!AH64/100)*1000","v":0},{"$f":"(DmYear!$K$33*(Unit!H$18/100)/DB!M$5)*(Unit!AI64/100)*1000","v":0},{"$f":"(DmYear!$K$33*(Unit!I$18/100)/DB!N$5)*(Unit!AJ64/100)*1000","v":0},{"$f":"(DmYear!$K$33*(Unit!J$18/100)/DB!O$5)*(Unit!AK64/100)*1000","v":0},{"$f":"(DmYear!$K$33*(Unit!K$18/100)/DB!P$5)*(Unit!AL64/100)*1000","v":0},{"$f":"(DmYear!$K$33*(Unit!L$18/100)/DB!Q$5)*(Unit!AM64/100)*1000","v":0},{"$f":"(DmYear!$K$33*(Unit!M$18/100)/DB!R$5)*(Unit!AN64/100)*1000","v":0},{"$f":"(DmYear!$K$33*(Unit!N$18/100)/DB!S$5)*(Unit!AO64/100)*1000","v":0},"-",null,null,1,0,0,0,0,0,0,0,0,0,0,0,0,null,null,1,0,0,0,0,0,0,0,0,0,0,0,0,null,null,1,0,0,0,0,0,0,0,0,0,0,0,0]
[null,2,{"$f":"(DmYear!$K$6*(Unit!C$16/100)/DB!H$3)*(Unit!B65/100)*1000","v":0},{"$f":"(DmYear!$K$6*(Unit!D$16/100)/DB!I$3)*(Unit!C65/100)*1000","v":0},{"$f":"(DmYear!$K$6*(Unit!E$16/100)/DB!J$3)*(Unit!D65/100)*1000","v":0},{"$f":"(DmYear!$K$6*(Unit!F$16/100)/DB!K$3)*(Unit!E65/100)*1000","v":0},{"$f":"(DmYear!$K$6*(Unit!G$16/100)/DB!L$3)*(Unit!F65/100)*1000","v":0},{"$f":"(DmYear!$K$6*(Unit!H$16/100)/DB!M$3)*(Unit!G65/100)*1000","v":0},{"$f":"(DmYear!$K$6*(Unit!I$16/100)/DB!N$3)*(Unit!H65/100)*1000","v":0},{"$f":"(DmYear!$K$6*(Unit!J$16/100)/DB!O$3)*(Unit!I65/100)*1000","v":0},{"$f":"(DmYear!$K$6*(Unit!K$16/100)/DB!P$3)*(Unit!J65/100)*1000","v":0},{"$f":"(DmYear!$K$6*(Unit!L$16/100)/DB!Q$3)*(Unit!K65/100)*1000","v":0},{"$f":"(DmYear!$K$6*(Unit!M$16/100)/DB!R$3)*(Unit!L65/100)*1000","v":0},{"$f":"(DmYear!$K$6*(Unit!N$16/100)/DB!S$3)*(Unit!M65/100)*1000","v":0},"-",null,2,{"$f":"(DmYear!$K$6*(Unit!C$17/100)/DB!H$4)*(Unit!P65/100)*1000","v":0},{"$f":"(DmYear!$K$6*(Unit!D$17/100)/DB!I$4)*(Unit!Q65/100)*1000","v":0},{"$f":"(DmYear!$K$6*(Unit!E$17/100)/DB!J$4)*(Unit!R65/100)*1000","v":0},{"$f":"(DmYear!$K$6*(Unit!F$17/100)/DB!K$4)*(Unit!S65/100)*1000","v":0},{"$f":"(DmYear!$K$6*(Unit!G$17/100)/DB!L$4)*(Unit!T65/100)*1000","v":0},{"$f":"(DmYear!$K$6*(Unit!H$17/100)/DB!M$4)*(Unit!U65/100)*1000","v":0},{"$f":"(DmYear!$K$6*(Unit!I$17/100)/DB!N$4)*(Unit!V65/100)*1000","v":0},{"$f":"(DmYear!$K$6*(Unit!J$17/100)/DB!O$4)*(Unit!W65/100)*1000","v":0},{"$f":"(DmYear!$K$6*(Unit!K$17/100)/DB!P$4)*(Unit!X65/100)*1000","v":0},{"$f":"(DmYear!$K$6*(Unit!L$17/100)/DB!Q$4)*(Unit!Y65/100)*1000","v":0},{"$f":"(DmYear!$K$6*(Unit!M$17/100)/DB!R$4)*(Unit!Z65/100)*1000","v":0},{"$f":"(DmYear!$K$6*(Unit!N$17/100)/DB!S$4)*(Unit!AA65/100)*1000","v":0},"-",null,2,{"$f":"(DmYear!$K$6*(Unit!C$18/100)/DB!H$5)*(Unit!AD65/100)*1000","v":0},{"$f":"(DmYear!$K$6*(Unit!D$18/100)/DB!I$5)*(Unit!AE65/100)*1000","v":0},{"$f":"(DmYear!$K$6*(Unit!E$18/100)/DB!J$5)*(Unit!AF65/100)*1000","v":0},{"$f":"(DmYear!$K$6*(Unit!F$18/100)/DB!K$5)*(Unit!AG65/100)*1000","v":0},{"$f":"(DmYear!$K$6*(Unit!G$18/100)/DB!L$5)*(Unit!AH65/100)*1000","v":0},{"$f":"(DmYear!$K$6*(Unit!H$18/100)/DB!M$5)*(Unit!AI65/100)*1000","v":0},{"$f":"(DmYear!$K$6*(Unit!I$18/100)/DB!N$5)*(Unit!AJ65/100)*1000","v":0},{"$f":"(DmYear!$K$6*(Unit!J$18/100)/DB!O$5)*(Unit!AK65/100)*1000","v":0},{"$f":"(DmYear!$K$6*(Unit!K$18/100)/DB!P$5)*(Unit!AL65/100)*1000","v":0},{"$f":"(DmYear!$K$6*(Unit!L$18/100)/DB!Q$5)*(Unit!AM65/100)*1000","v":0},{"$f":"(DmYear!$K$6*(Unit!M$18/100)/DB!R$5)*(Unit!AN65/100)*1000","v":0},{"$f":"(DmYear!$K$6*(Unit!N$18/100)/DB!S$5)*(Unit!AO65/100)*1000","v":0},"-",null,null,2,0,0,0,0,0,0,0,0,0,0,0,0,null,null,2,0,0,0,0,0,0,0,0,0,0,0,0,null,null,2,0,0,0,0,0,0,0,0,0,0,0,0,null,null,null,null,2,{"$f":"(DmYear!$K$33*(Unit!C$16/100)/DB!H$3)*(Unit!B65/100)*1000","v":0},{"$f":"(DmYear!$K$33*(Unit!D$16/100)/DB!I$3)*(Unit!C65/100)*1000","v":0},{"$f":"(DmYear!$K$33*(Unit!E$16/100)/DB!J$3)*(Unit!D65/100)*1000","v":0},{"$f":"(DmYear!$K$33*(Unit!F$16/100)/DB!K$3)*(Unit!E65/100)*1000","v":0},{"$f":"(DmYear!$K$33*(Unit!G$16/100)/DB!L$3)*(Unit!F65/100)*1000","v":0},{"$f":"(DmYear!$K$33*(Unit!H$16/100)/DB!M$3)*(Unit!G65/100)*1000","v":0},{"$f":"(DmYear!$K$33*(Unit!I$16/100)/DB!N$3)*(Unit!H65/100)*1000","v":0},{"$f":"(DmYear!$K$33*(Unit!J$16/100)/DB!O$3)*(Unit!I65/100)*1000","v":0},{"$f":"(DmYear!$K$33*(Unit!K$16/100)/DB!P$3)*(Unit!J65/100)*1000","v":0},{"$f":"(DmYear!$K$33*(Unit!L$16/100)/DB!Q$3)*(Unit!K65/100)*1000","v":0},{"$f":"(DmYear!$K$33*(Unit!M$16/100)/DB!R$3)*(Unit!L65/100)*1000","v":0},{"$f":"(DmYear!$K$33*(Unit!N$16/100)/DB!S$3)*(Unit!M65/100)*1000","v":0},"-",null,2,{"$f":"(DmYear!$K$33*(Unit!C$17/100)/DB!H$4)*(Unit!P65/100)*1000","v":0},{"$f":"(DmYear!$K$33*(Unit!D$17/100)/DB!I$4)*(Unit!Q65/100)*1000","v":0},{"$f":"(DmYear!$K$33*(Unit!E$17/100)/DB!J$4)*(Unit!R65/100)*1000","v":0},{"$f":"(DmYear!$K$33*(Unit!F$17/100)/DB!K$4)*(Unit!S65/100)*1000","v":0},{"$f":"(DmYear!$K$33*(Unit!G$17/100)/DB!L$4)*(Unit!T65/100)*1000","v":0},{"$f":"(DmYear!$K$33*(Unit!H$17/100)/DB!M$4)*(Unit!U65/100)*1000","v":0},{"$f":"(DmYear!$K$33*(Unit!I$17/100)/DB!N$4)*(Unit!V65/100)*1000","v":0},{"$f":"(DmYear!$K$33*(Unit!J$17/100)/DB!O$4)*(Unit!W65/100)*1000","v":0},{"$f":"(DmYear!$K$33*(Unit!K$17/100)/DB!P$4)*(Unit!X65/100)*1000","v":0},{"$f":"(DmYear!$K$33*(Unit!L$17/100)/DB!Q$4)*(Unit!Y65/100)*1000","v":0},{"$f":"(DmYear!$K$33*(Unit!M$17/100)/DB!R$4)*(Unit!Z65/100)*1000","v":0},{"$f":"(DmYear!$K$33*(Unit!N$17/100)/DB!S$4)*(Unit!AA65/100)*1000","v":0},"-",null,2,{"$f":"(DmYear!$K$33*(Unit!C$18/100)/DB!H$5)*(Unit!AD65/100)*1000","v":0},{"$f":"(DmYear!$K$33*(Unit!D$18/100)/DB!I$5)*(Unit!AE65/100)*1000","v":0},{"$f":"(DmYear!$K$33*(Unit!E$18/100)/DB!J$5)*(Unit!AF65/100)*1000","v":0},{"$f":"(DmYear!$K$33*(Unit!F$18/100)/DB!K$5)*(Unit!AG65/100)*1000","v":0},{"$f":"(DmYear!$K$33*(Unit!G$18/100)/DB!L$5)*(Unit!AH65/100)*1000","v":0},{"$f":"(DmYear!$K$33*(Unit!H$18/100)/DB!M$5)*(Unit!AI65/100)*1000","v":0},{"$f":"(DmYear!$K$33*(Unit!I$18/100)/DB!N$5)*(Unit!AJ65/100)*1000","v":0},{"$f":"(DmYear!$K$33*(Unit!J$18/100)/DB!O$5)*(Unit!AK65/100)*1000","v":0},{"$f":"(DmYear!$K$33*(Unit!K$18/100)/DB!P$5)*(Unit!AL65/100)*1000","v":0},{"$f":"(DmYear!$K$33*(Unit!L$18/100)/DB!Q$5)*(Unit!AM65/100)*1000","v":0},{"$f":"(DmYear!$K$33*(Unit!M$18/100)/DB!R$5)*(Unit!AN65/100)*1000","v":0},{"$f":"(DmYear!$K$33*(Unit!N$18/100)/DB!S$5)*(Unit!AO65/100)*1000","v":0},"-",null,null,2,0,0,0,0,0,0,0,0,0,0,0,0,null,null,2,0,0,0,0,0,0,0,0,0,0,0,0,null,null,2,0,0,0,0,0,0,0,0,0,0,0,0]
[null,3,{"$f":"(DmYear!$K$6*(Unit!C$16/100)/DB!H$3)*(Unit!B66/100)*1000","v":0},{"$f":"(DmYear!$K$6*(Unit!D$16/100)/DB!I$3)*(Unit!C66/100)*1000","v":0},{"$f":"(DmYear!$K$6*(Unit!E$16/100)/DB!J$3)*(Unit!D66/100)*1000","v":0},{"$f":"(DmYear!$K$6*(Unit!F$16/100)/DB!K$3)*(Unit!E66/100)*1000","v":0},{"$f":"(DmYear!$K$6*(Unit!G$16/100)/DB!L$3)*(Unit!F66/100)*1000","v":0},{"$f":"(DmYear!$K$6*(Unit!H$16/100)/DB!M$3)*(Unit!G66/100)*1000","v":0},{"$f":"(DmYear!$K$6*(Unit!I$16/100)/DB!N$3)*(Unit!H66/100)*1000","v":0},{"$f":"(DmYear!$K$6*(Unit!J$16/100)/DB!O$3)*(Unit!I66/100)*1000","v":0},{"$f":"(DmYear!$K$6*(Unit!K$16/100)/DB!P$3)*(Unit!J66/100)*1000","v":0},{"$f":"(DmYear!$K$6*(Unit!L$16/100)/DB!Q$3)*(Unit!K66/100)*1000","v":0},{"$f":"(DmYear!$K$6*(Unit!M$16/100)/DB!R$3)*(Unit!L66/100)*1000","v":0},{"$f":"(DmYear!$K$6*(Unit!N$16/100)/DB!S$3)*(Unit!M66/100)*1000","v":0},"-",null,3,{"$f":"(DmYear!$K$6*(Unit!C$17/100)/DB!H$4)*(Unit!P66/100)*1000","v":0},{"$f":"(DmYear!$K$6*(Unit!D$17/100)/DB!I$4)*(Unit!Q66/100)*1000","v":0},{"$f":"(DmYear!$K$6*(Unit!E$17/100)/DB!J$4)*(Unit!R66/100)*1000","v":0},{"$f":"(DmYear!$K$6*(Unit!F$17/100)/DB!K$4)*(Unit!S66/100)*1000","v":0},{"$f":"(DmYear!$K$6*(Unit!G$17/100)/DB!L$4)*(Unit!T66/100)*1000","v":0},{"$f":"(DmYear!$K$6*(Unit!H$17/100)/DB!M$4)*(Unit!U66/100)*1000","v":0},{"$f":"(DmYear!$K$6*(Unit!I$17/100)/DB!N$4)*(Unit!V66/100)*1000","v":0},{"$f":"(DmYear!$K$6*(Unit!J$17/100)/DB!O$4)*(Unit!W66/100)*1000","v":0},{"$f":"(DmYear!$K$6*(Unit!K$17/100)/DB!P$4)*(Unit!X66/100)*1000","v":0},{"$f":"(DmYear!$K$6*(Unit!L$17/100)/DB!Q$4)*(Unit!Y66/100)*1000","v":0},{"$f":"(DmYear!$K$6*(Unit!M$17/100)/DB!R$4)*(Unit!Z66/100)*1000","v":0},{"$f":"(DmYear!$K$6*(Unit!N$17/100)/DB!S$4)*(Unit!AA66/100)*1000","v":0},"-",null,3,{"$f":"(DmYear!$K$6*(Unit!C$18/100)/DB!H$5)*(Unit!AD66/100)*1000","v":0},{"$f":"(DmYear!$K$6*(Unit!D$18/100)/DB!I$5)*(Unit!AE66/100)*1000","v":0},{"$f":"(DmYear!$K$6*(Unit!E$18/100)/DB!J$5)*(Unit!AF66/100)*1000","v":0},{"$f":"(DmYear!$K$6*(Unit!F$18/100)/DB!K$5)*(Unit!AG66/100)*1000","v":0},{"$f":"(DmYear!$K$6*(Unit!G$18/100)/DB!L$5)*(Unit!AH66/100)*1000","v":0},{"$f":"(DmYear!$K$6*(Unit!H$18/100)/DB!M$5)*(Unit!AI66/100)*1000","v":0},{"$f":"(DmYear!$K$6*(Unit!I$18/100)/DB!N$5)*(Unit!AJ66/100)*1000","v":0},{"$f":"(DmYear!$K$6*(Unit!J$18/100)/DB!O$5)*(Unit!AK66/100)*1000","v":0},{"$f":"(DmYear!$K$6*(Unit!K$18/100)/DB!P$5)*(Unit!AL66/100)*1000","v":0},{"$f":"(DmYear!$K$6*(Unit!L$18/100)/DB!Q$5)*(Unit!AM66/100)*1000","v":0},{"$f":"(DmYear!$K$6*(Unit!M$18/100)/DB!R$5)*(Unit!AN66/100)*1000","v":0},{"$f":"(DmYear!$K$6*(Unit!N$18/100)/DB!S$5)*(Unit!AO66/100)*1000","v":0},"-",null,null,3,0,0,0,0,0,0,0,0,0,0,0,0,null,null,3,0,0,0,0,0,0,0,0,0,0,0,0,null,null,3,0,0,0,0,0,0,0,0,0,0,0,0,null,null,null,null,3,{"$f":"(DmYear!$K$33*(Unit!C$16/100)/DB!H$3)*(Unit!B66/100)*1000","v":0},{"$f":"(DmYear!$K$33*(Unit!D$16/100)/DB!I$3)*(Unit!C66/100)*1000","v":0},{"$f":"(DmYear!$K$33*(Unit!E$16/100)/DB!J$3)*(Unit!D66/100)*1000","v":0},{"$f":"(DmYear!$K$33*(Unit!F$16/100)/DB!K$3)*(Unit!E66/100)*1000","v":0},{"$f":"(DmYear!$K$33*(Unit!G$16/100)/DB!L$3)*(Unit!F66/100)*1000","v":0},{"$f":"(DmYear!$K$33*(Unit!H$16/100)/DB!M$3)*(Unit!G66/100)*1000","v":0},{"$f":"(DmYear!$K$33*(Unit!I$16/100)/DB!N$3)*(Unit!H66/100)*1000","v":0},{"$f":"(DmYear!$K$33*(Unit!J$16/100)/DB!O$3)*(Unit!I66/100)*1000","v":0},{"$f":"(DmYear!$K$33*(Unit!K$16/100)/DB!P$3)*(Unit!J66/100)*1000","v":0},{"$f":"(DmYear!$K$33*(Unit!L$16/100)/DB!Q$3)*(Unit!K66/100)*1000","v":0},{"$f":"(DmYear!$K$33*(Unit!M$16/100)/DB!R$3)*(Unit!L66/100)*1000","v":0},{"$f":"(DmYear!$K$33*(Unit!N$16/100)/DB!S$3)*(Unit!M66/100)*1000","v":0},"-",null,3,{"$f":"(DmYear!$K$33*(Unit!C$17/100)/DB!H$4)*(Unit!P66/100)*1000","v":0},{"$f":"(DmYear!$K$33*(Unit!D$17/100)/DB!I$4)*(Unit!Q66/100)*1000","v":0},{"$f":"(DmYear!$K$33*(Unit!E$17/100)/DB!J$4)*(Unit!R66/100)*1000","v":0},{"$f":"(DmYear!$K$33*(Unit!F$17/100)/DB!K$4)*(Unit!S66/100)*1000","v":0},{"$f":"(DmYear!$K$33*(Unit!G$17/100)/DB!L$4)*(Unit!T66/100)*1000","v":0},{"$f":"(DmYear!$K$33*(Unit!H$17/100)/DB!M$4)*(Unit!U66/100)*1000","v":0},{"$f":"(DmYear!$K$33*(Unit!I$17/100)/DB!N$4)*(Unit!V66/100)*1000","v":0},{"$f":"(DmYear!$K$33*(Unit!J$17/100)/DB!O$4)*(Unit!W66/100)*1000","v":0},{"$f":"(DmYear!$K$33*(Unit!K$17/100)/DB!P$4)*(Unit!X66/100)*1000","v":0},{"$f":"(DmYear!$K$33*(Unit!L$17/100)/DB!Q$4)*(Unit!Y66/100)*1000","v":0},{"$f":"(DmYear!$K$33*(Unit!M$17/100)/DB!R$4)*(Unit!Z66/100)*1000","v":0},{"$f":"(DmYear!$K$33*(Unit!N$17/100)/DB!S$4)*(Unit!AA66/100)*1000","v":0},"-",null,3,{"$f":"(DmYear!$K$33*(Unit!C$18/100)/DB!H$5)*(Unit!AD66/100)*1000","v":0},{"$f":"(DmYear!$K$33*(Unit!D$18/100)/DB!I$5)*(Unit!AE66/100)*1000","v":0},{"$f":"(DmYear!$K$33*(Unit!E$18/100)/DB!J$5)*(Unit!AF66/100)*1000","v":0},{"$f":"(DmYear!$K$33*(Unit!F$18/100)/DB!K$5)*(Unit!AG66/100)*1000","v":0},{"$f":"(DmYear!$K$33*(Unit!G$18/100)/DB!L$5)*(Unit!AH66/100)*1000","v":0},{"$f":"(DmYear!$K$33*(Unit!H$18/100)/DB!M$5)*(Unit!AI66/100)*1000","v":0},{"$f":"(DmYear!$K$33*(Unit!I$18/100)/DB!N$5)*(Unit!AJ66/100)*1000","v":0},{"$f":"(DmYear!$K$33*(Unit!J$18/100)/DB!O$5)*(Unit!AK66/100)*1000","v":0},{"$f":"(DmYear!$K$33*(Unit!K$18/100)/DB!P$5)*(Unit!AL66/100)*1000","v":0},{"$f":"(DmYear!$K$33*(Unit!L$18/100)/DB!Q$5)*(Unit!AM66/100)*1000","v":0},{"$f":"(DmYear!$K$33*(Unit!M$18/100)/DB!R$5)*(Unit!AN66/100)*1000","v":0},{"$f":"(DmYear!$K$33*(Unit!N$18/100)/DB!S$5)*(Unit!AO66/100)*1000","v":0},"-",null,null,3,0,0,0,0,0,0,0,0,0,0,0,0,null,null,3,0,0,0,0,0,0,0,0,0,0,0,0,null,null,3,0,0,0,0,0,0,0,0,0,0,0,0]
[null,4,{"$f":"(DmYear!$K$6*(Unit!C$16/100)/DB!H$3)*(Unit!B67/100)*1000","v":0},{"$f":"(DmYear!$K$6*(Unit!D$16/100)/DB!I$3)*(Unit!C67/100)*1000","v":0},{"$f":"(DmYear!$K$6*(Unit!E$16/100)/DB!J$3)*(Unit!D67/100)*1000","v":0},{"$f":"(DmYear!$K$6*(Unit!F$16/100)/DB!K$3)*(Unit!E67/100)*1000","v":0},{"$f":"(DmYear!$K$6*(Unit!G$16/100)/DB!L$3)*(Unit!F67/100)*1000","v":0},{"$f":"(DmYear!$K$6*(Unit!H$16/100)/DB!M$3)*(Unit!G67/100)*1000","v":0},{"$f":"(DmYear!$K$6*(Unit!I$16/100)/DB!N$3)*(Unit!H67/100)*1000","v":0},{"$f":"(DmYear!$K$6*(Unit!J$16/100)/DB!O$3)*(Unit!I67/100)*1000","v":0},{"$f":"(DmYear!$K$6*(Unit!K$16/100)/DB!P$3)*(Unit!J67/100)*1000","v":0},{"$f":"(DmYear!$K$6*(Unit!L$16/100)/DB!Q$3)*(Unit!K67/100)*1000","v":0},{"$f":"(DmYear!$K$6*(Unit!M$16/100)/DB!R$3)*(Unit!L67/100)*1000","v":0},{"$f":"(DmYear!$K$6*(Unit!N$16/100)/DB!S$3)*(Unit!M67/100)*1000","v":0},"-",null,4,{"$f":"(DmYear!$K$6*(Unit!C$17/100)/DB!H$4)*(Unit!P67/100)*1000","v":0},{"$f":"(DmYear!$K$6*(Unit!D$17/100)/DB!I$4)*(Unit!Q67/100)*1000","v":0},{"$f":"(DmYear!$K$6*(Unit!E$17/100)/DB!J$4)*(Unit!R67/100)*1000","v":0},{"$f":"(DmYear!$K$6*(Unit!F$17/100)/DB!K$4)*(Unit!S67/100)*1000","v":0},{"$f":"(DmYear!$K$6*(Unit!G$17/100)/DB!L$4)*(Unit!T67/100)*1000","v":0},{"$f":"(DmYear!$K$6*(Unit!H$17/100)/DB!M$4)*(Unit!U67/100)*1000","v":0},{"$f":"(DmYear!$K$6*(Unit!I$17/100)/DB!N$4)*(Unit!V67/100)*1000","v":0},{"$f":"(DmYear!$K$6*(Unit!J$17/100)/DB!O$4)*(Unit!W67/100)*1000","v":0},{"$f":"(DmYear!$K$6*(Unit!K$17/100)/DB!P$4)*(Unit!X67/100)*1000","v":0},{"$f":"(DmYear!$K$6*(Unit!L$17/100)/DB!Q$4)*(Unit!Y67/100)*1000","v":0},{"$f":"(DmYear!$K$6*(Unit!M$17/100)/DB!R$4)*(Unit!Z67/100)*1000","v":0},{"$f":"(DmYear!$K$6*(Unit!N$17/100)/DB!S$4)*(Unit!AA67/100)*1000","v":0},"-",null,4,{"$f":"(DmYear!$K$6*(Unit!C$18/100)/DB!H$5)*(Unit!AD67/100)*1000","v":0},{"$f":"(DmYear!$K$6*(Unit!D$18/100)/DB!I$5)*(Unit!AE67/100)*1000","v":0},{"$f":"(DmYear!$K$6*(Unit!E$18/100)/DB!J$5)*(Unit!AF67/100)*1000","v":0},{"$f":"(DmYear!$K$6*(Unit!F$18/100)/DB!K$5)*(Unit!AG67/100)*1000","v":0},{"$f":"(DmYear!$K$6*(Unit!G$18/100)/DB!L$5)*(Unit!AH67/100)*1000","v":0},{"$f":"(DmYear!$K$6*(Unit!H$18/100)/DB!M$5)*(Unit!AI67/100)*1000","v":0},{"$f":"(DmYear!$K$6*(Unit!I$18/100)/DB!N$5)*(Unit!AJ67/100)*1000","v":0},{"$f":"(DmYear!$K$6*(Unit!J$18/100)/DB!O$5)*(Unit!AK67/100)*1000","v":0},{"$f":"(DmYear!$K$6*(Unit!K$18/100)/DB!P$5)*(Unit!AL67/100)*1000","v":0},{"$f":"(DmYear!$K$6*(Unit!L$18/100)/DB!Q$5)*(Unit!AM67/100)*1000","v":0},{"$f":"(DmYear!$K$6*(Unit!M$18/100)/DB!R$5)*(Unit!AN67/100)*1000","v":0},{"$f":"(DmYear!$K$6*(Unit!N$18/100)/DB!S$5)*(Unit!AO67/100)*1000","v":0},"-",null,null,4,0,0,0,0,0,0,0,0,0,0,0,0,null,null,4,0,0,0,0,0,0,0,0,0,0,0,0,null,null,4,0,0,0,0,0,0,0,0,0,0,0,0,null,null,null,null,4,{"$f":"(DmYear!$K$33*(Unit!C$16/100)/DB!H$3)*(Unit!B67/100)*1000","v":0},{"$f":"(DmYear!$K$33*(Unit!D$16/100)/DB!I$3)*(Unit!C67/100)*1000","v":0},{"$f":"(DmYear!$K$33*(Unit!E$16/100)/DB!J$3)*(Unit!D67/100)*1000","v":0},{"$f":"(DmYear!$K$33*(Unit!F$16/100)/DB!K$3)*(Unit!E67/100)*1000","v":0},{"$f":"(DmYear!$K$33*(Unit!G$16/100)/DB!L$3)*(Unit!F67/100)*1000","v":0},{"$f":"(DmYear!$K$33*(Unit!H$16/100)/DB!M$3)*(Unit!G67/100)*1000","v":0},{"$f":"(DmYear!$K$33*(Unit!I$16/100)/DB!N$3)*(Unit!H67/100)*1000","v":0},{"$f":"(DmYear!$K$33*(Unit!J$16/100)/DB!O$3)*(Unit!I67/100)*1000","v":0},{"$f":"(DmYear!$K$33*(Unit!K$16/100)/DB!P$3)*(Unit!J67/100)*1000","v":0},{"$f":"(DmYear!$K$33*(Unit!L$16/100)/DB!Q$3)*(Unit!K67/100)*1000","v":0},{"$f":"(DmYear!$K$33*(Unit!M$16/100)/DB!R$3)*(Unit!L67/100)*1000","v":0},{"$f":"(DmYear!$K$33*(Unit!N$16/100)/DB!S$3)*(Unit!M67/100)*1000","v":0},"-",null,4,{"$f":"(DmYear!$K$33*(Unit!C$17/100)/DB!H$4)*(Unit!P67/100)*1000","v":0},{"$f":"(DmYear!$K$33*(Unit!D$17/100)/DB!I$4)*(Unit!Q67/100)*1000","v":0},{"$f":"(DmYear!$K$33*(Unit!E$17/100)/DB!J$4)*(Unit!R67/100)*1000","v":0},{"$f":"(DmYear!$K$33*(Unit!F$17/100)/DB!K$4)*(Unit!S67/100)*1000","v":0},{"$f":"(DmYear!$K$33*(Unit!G$17/100)/DB!L$4)*(Unit!T67/100)*1000","v":0},{"$f":"(DmYear!$K$33*(Unit!H$17/100)/DB!M$4)*(Unit!U67/100)*1000","v":0},{"$f":"(DmYear!$K$33*(Unit!I$17/100)/DB!N$4)*(Unit!V67/100)*1000","v":0},{"$f":"(DmYear!$K$33*(Unit!J$17/100)/DB!O$4)*(Unit!W67/100)*1000","v":0},{"$f":"(DmYear!$K$33*(Unit!K$17/100)/DB!P$4)*(Unit!X67/100)*1000","v":0},{"$f":"(DmYear!$K$33*(Unit!L$17/100)/DB!Q$4)*(Unit!Y67/100)*1000","v":0},{"$f":"(DmYear!$K$33*(Unit!M$17/100)/DB!R$4)*(Unit!Z67/100)*1000","v":0},{"$f":"(DmYear!$K$33*(Unit!N$17/100)/DB!S$4)*(Unit!AA67/100)*1000","v":0},"-",null,4,{"$f":"(DmYear!$K$33*(Unit!C$18/100)/DB!H$5)*(Unit!AD67/100)*1000","v":0},{"$f":"(DmYear!$K$33*(Unit!D$18/100)/DB!I$5)*(Unit!AE67/100)*1000","v":0},{"$f":"(DmYear!$K$33*(Unit!E$18/100)/DB!J$5)*(Unit!AF67/100)*1000","v":0},{"$f":"(DmYear!$K$33*(Unit!F$18/100)/DB!K$5)*(Unit!AG67/100)*1000","v":0},{"$f":"(DmYear!$K$33*(Unit!G$18/100)/DB!L$5)*(Unit!AH67/100)*1000","v":0},{"$f":"(DmYear!$K$33*(Unit!H$18/100)/DB!M$5)*(Unit!AI67/100)*1000","v":0},{"$f":"(DmYear!$K$33*(Unit!I$18/100)/DB!N$5)*(Unit!AJ67/100)*1000","v":0},{"$f":"(DmYear!$K$33*(Unit!J$18/100)/DB!O$5)*(Unit!AK67/100)*1000","v":0},{"$f":"(DmYear!$K$33*(Unit!K$18/100)/DB!P$5)*(Unit!AL67/100)*1000","v":0},{"$f":"(DmYear!$K$33*(Unit!L$18/100)/DB!Q$5)*(Unit!AM67/100)*1000","v":0},{"$f":"(DmYear!$K$33*(Unit!M$18/100)/DB!R$5)*(Unit!AN67/100)*1000","v":0},{"$f":"(DmYear!$K$33*(Unit!N$18/100)/DB!S$5)*(Unit!AO67/100)*1000","v":0},"-",null,null,4,0,0,0,0,0,0,0,0,0,0,0,0,null,null,4,0,0,0,0,0,0,0,0,0,0,0,0,null,null,4,0,0,0,0,0,0,0,0,0,0,0,0]
[null,5,{"$f":"(DmYear!$K$6*(Unit!C$16/100)/DB!H$3)*(Unit!B68/100)*1000","v":0},{"$f":"(DmYear!$K$6*(Unit!D$16/100)/DB!I$3)*(Unit!C68/100)*1000","v":0},{"$f":"(DmYear!$K$6*(Unit!E$16/100)/DB!J$3)*(Unit!D68/100)*1000","v":0},{"$f":"(DmYear!$K$6*(Unit!F$16/100)/DB!K$3)*(Unit!E68/100)*1000","v":0},{"$f":"(DmYear!$K$6*(Unit!G$16/100)/DB!L$3)*(Unit!F68/100)*1000","v":0},{"$f":"(DmYear!$K$6*(Unit!H$16/100)/DB!M$3)*(Unit!G68/100)*1000","v":0},{"$f":"(DmYear!$K$6*(Unit!I$16/100)/DB!N$3)*(Unit!H68/100)*1000","v":0},{"$f":"(DmYear!$K$6*(Unit!J$16/100)/DB!O$3)*(Unit!I68/100)*1000","v":0},{"$f":"(DmYear!$K$6*(Unit!K$16/100)/DB!P$3)*(Unit!J68/100)*1000","v":0},{"$f":"(DmYear!$K$6*(Unit!L$16/100)/DB!Q$3)*(Unit!K68/100)*1000","v":0},{"$f":"(DmYear!$K$6*(Unit!M$16/100)/DB!R$3)*(Unit!L68/100)*1000","v":0},{"$f":"(DmYear!$K$6*(Unit!N$16/100)/DB!S$3)*(Unit!M68/100)*1000","v":0},"-",null,5,{"$f":"(DmYear!$K$6*(Unit!C$17/100)/DB!H$4)*(Unit!P68/100)*1000","v":0},{"$f":"(DmYear!$K$6*(Unit!D$17/100)/DB!I$4)*(Unit!Q68/100)*1000","v":0},{"$f":"(DmYear!$K$6*(Unit!E$17/100)/DB!J$4)*(Unit!R68/100)*1000","v":0},{"$f":"(DmYear!$K$6*(Unit!F$17/100)/DB!K$4)*(Unit!S68/100)*1000","v":0},{"$f":"(DmYear!$K$6*(Unit!G$17/100)/DB!L$4)*(Unit!T68/100)*1000","v":0},{"$f":"(DmYear!$K$6*(Unit!H$17/100)/DB!M$4)*(Unit!U68/100)*1000","v":0},{"$f":"(DmYear!$K$6*(Unit!I$17/100)/DB!N$4)*(Unit!V68/100)*1000","v":0},{"$f":"(DmYear!$K$6*(Unit!J$17/100)/DB!O$4)*(Unit!W68/100)*1000","v":0},{"$f":"(DmYear!$K$6*(Unit!K$17/100)/DB!P$4)*(Unit!X68/100)*1000","v":0},{"$f":"(DmYear!$K$6*(Unit!L$17/100)/DB!Q$4)*(Unit!Y68/100)*1000","v":0},{"$f":"(DmYear!$K$6*(Unit!M$17/100)/DB!R$4)*(Unit!Z68/100)*1000","v":0},{"$f":"(DmYear!$K$6*(Unit!N$17/100)/DB!S$4)*(Unit!AA68/100)*1000","v":0},"-",null,5,{"$f":"(DmYear!$K$6*(Unit!C$18/100)/DB!H$5)*(Unit!AD68/100)*1000","v":0},{"$f":"(DmYear!$K$6*(Unit!D$18/100)/DB!I$5)*(Unit!AE68/100)*1000","v":0},{"$f":"(DmYear!$K$6*(Unit!E$18/100)/DB!J$5)*(Unit!AF68/100)*1000","v":0},{"$f":"(DmYear!$K$6*(Unit!F$18/100)/DB!K$5)*(Unit!AG68/100)*1000","v":0},{"$f":"(DmYear!$K$6*(Unit!G$18/100)/DB!L$5)*(Unit!AH68/100)*1000","v":0},{"$f":"(DmYear!$K$6*(Unit!H$18/100)/DB!M$5)*(Unit!AI68/100)*1000","v":0},{"$f":"(DmYear!$K$6*(Unit!I$18/100)/DB!N$5)*(Unit!AJ68/100)*1000","v":0},{"$f":"(DmYear!$K$6*(Unit!J$18/100)/DB!O$5)*(Unit!AK68/100)*1000","v":0},{"$f":"(DmYear!$K$6*(Unit!K$18/100)/DB!P$5)*(Unit!AL68/100)*1000","v":0},{"$f":"(DmYear!$K$6*(Unit!L$18/100)/DB!Q$5)*(Unit!AM68/100)*1000","v":0},{"$f":"(DmYear!$K$6*(Unit!M$18/100)/DB!R$5)*(Unit!AN68/100)*1000","v":0},{"$f":"(DmYear!$K$6*(Unit!N$18/100)/DB!S$5)*(Unit!AO68/100)*1000","v":0},"-",null,null,5,0,0,0,0,0,0,0,0,0,0,0,0,null,null,5,0,0,0,0,0,0,0,0,0,0,0,0,null,null,5,0,0,0,0,0,0,0,0,0,0,0,0,null,null,null,null,5,{"$f":"(DmYear!$K$33*(Unit!C$16/100)/DB!H$3)*(Unit!B68/100)*1000","v":0},{"$f":"(DmYear!$K$33*(Unit!D$16/100)/DB!I$3)*(Unit!C68/100)*1000","v":0},{"$f":"(DmYear!$K$33*(Unit!E$16/100)/DB!J$3)*(Unit!D68/100)*1000","v":0},{"$f":"(DmYear!$K$33*(Unit!F$16/100)/DB!K$3)*(Unit!E68/100)*1000","v":0},{"$f":"(DmYear!$K$33*(Unit!G$16/100)/DB!L$3)*(Unit!F68/100)*1000","v":0},{"$f":"(DmYear!$K$33*(Unit!H$16/100)/DB!M$3)*(Unit!G68/100)*1000","v":0},{"$f":"(DmYear!$K$33*(Unit!I$16/100)/DB!N$3)*(Unit!H68/100)*1000","v":0},{"$f":"(DmYear!$K$33*(Unit!J$16/100)/DB!O$3)*(Unit!I68/100)*1000","v":0},{"$f":"(DmYear!$K$33*(Unit!K$16/100)/DB!P$3)*(Unit!J68/100)*1000","v":0},{"$f":"(DmYear!$K$33*(Unit!L$16/100)/DB!Q$3)*(Unit!K68/100)*1000","v":0},{"$f":"(DmYear!$K$33*(Unit!M$16/100)/DB!R$3)*(Unit!L68/100)*1000","v":0},{"$f":"(DmYear!$K$33*(Unit!N$16/100)/DB!S$3)*(Unit!M68/100)*1000","v":0},"-",null,5,{"$f":"(DmYear!$K$33*(Unit!C$17/100)/DB!H$4)*(Unit!P68/100)*1000","v":0},{"$f":"(DmYear!$K$33*(Unit!D$17/100)/DB!I$4)*(Unit!Q68/100)*1000","v":0},{"$f":"(DmYear!$K$33*(Unit!E$17/100)/DB!J$4)*(Unit!R68/100)*1000","v":0},{"$f":"(DmYear!$K$33*(Unit!F$17/100)/DB!K$4)*(Unit!S68/100)*1000","v":0},{"$f":"(DmYear!$K$33*(Unit!G$17/100)/DB!L$4)*(Unit!T68/100)*1000","v":0},{"$f":"(DmYear!$K$33*(Unit!H$17/100)/DB!M$4)*(Unit!U68/100)*1000","v":0},{"$f":"(DmYear!$K$33*(Unit!I$17/100)/DB!N$4)*(Unit!V68/100)*1000","v":0},{"$f":"(DmYear!$K$33*(Unit!J$17/100)/DB!O$4)*(Unit!W68/100)*1000","v":0},{"$f":"(DmYear!$K$33*(Unit!K$17/100)/DB!P$4)*(Unit!X68/100)*1000","v":0},{"$f":"(DmYear!$K$33*(Unit!L$17/100)/DB!Q$4)*(Unit!Y68/100)*1000","v":0},{"$f":"(DmYear!$K$33*(Unit!M$17/100)/DB!R$4)*(Unit!Z68/100)*1000","v":0},{"$f":"(DmYear!$K$33*(Unit!N$17/100)/DB!S$4)*(Unit!AA68/100)*1000","v":0},"-",null,5,{"$f":"(DmYear!$K$33*(Unit!C$18/100)/DB!H$5)*(Unit!AD68/100)*1000","v":0},{"$f":"(DmYear!$K$33*(Unit!D$18/100)/DB!I$5)*(Unit!AE68/100)*1000","v":0},{"$f":"(DmYear!$K$33*(Unit!E$18/100)/DB!J$5)*(Unit!AF68/100)*1000","v":0},{"$f":"(DmYear!$K$33*(Unit!F$18/100)/DB!K$5)*(Unit!AG68/100)*1000","v":0},{"$f":"(DmYear!$K$33*(Unit!G$18/100)/DB!L$5)*(Unit!AH68/100)*1000","v":0},{"$f":"(DmYear!$K$33*(Unit!H$18/100)/DB!M$5)*(Unit!AI68/100)*1000","v":0},{"$f":"(DmYear!$K$33*(Unit!I$18/100)/DB!N$5)*(Unit!AJ68/100)*1000","v":0},{"$f":"(DmYear!$K$33*(Unit!J$18/100)/DB!O$5)*(Unit!AK68/100)*1000","v":0},{"$f":"(DmYear!$K$33*(Unit!K$18/100)/DB!P$5)*(Unit!AL68/100)*1000","v":0},{"$f":"(DmYear!$K$33*(Unit!L$18/100)/DB!Q$5)*(Unit!AM68/100)*1000","v":0},{"$f":"(DmYear!$K$33*(Unit!M$18/100)/DB!R$5)*(Unit!AN68/100)*1000","v":0},{"$f":"(DmYear!$K$33*(Unit!N$18/100)/DB!S$5)*(Unit!AO68/100)*1000","v":0},"-",null,null,5,0,0,0,0,0,0,0,0,0,0,0,0,null,null,5,0,0,0,0,0,0,0,0,0,0,0,0,null,null,5,0,0,0,0,0,0,0,0,0,0,0,0]
[null,6,{"$f":"(DmYear!$K$6*(Unit!C$16/100)/DB!H$3)*(Unit!B69/100)*1000","v":0},{"$f":"(DmYear!$K$6*(Unit!D$16/100)/DB!I$3)*(Unit!C69/100)*1000","v":0},{"$f":"(DmYear!$K$6*(Unit!E$16/100)/DB!J$3)*(Unit!D69/100)*1000","v":0},{"$f":"(DmYear!$K$6*(Unit!F$16/100)/DB!K$3)*(Unit!E69/100)*1000","v":0},{"$f":"(DmYear!$K$6*(Unit!G$16/100)/DB!L$3)*(Unit!F69/100)*1000","v":0},{"$f":"(DmYear!$K$6*(Unit!H$16/100)/DB!M$3)*(Unit!G69/100)*1000","v":0},{"$f":"(DmYear!$K$6*(Unit!I$16/100)/DB!N$3)*(Unit!H69/100)*1000","v":0},{"$f":"(DmYear!$K$6*(Unit!J$16/100)/DB!O$3)*(Unit!I69/100)*1000","v":0},{"$f":"(DmYear!$K$6*(Unit!K$16/100)/DB!P$3)*(Unit!J69/100)*1000","v":0},{"$f":"(DmYear!$K$6*(Unit!L$16/100)/DB!Q$3)*(Unit!K69/100)*1000","v":0},{"$f":"(DmYear!$K$6*(Unit!M$16/100)/DB!R$3)*(Unit!L69/100)*1000","v":0},{"$f":"(DmYear!$K$6*(Unit!N$16/100)/DB!S$3)*(Unit!M69/100)*1000","v":0},"-",null,6,{"$f":"(DmYear!$K$6*(Unit!C$17/100)/DB!H$4)*(Unit!P69/100)*1000","v":0},{"$f":"(DmYear!$K$6*(Unit!D$17/100)/DB!I$4)*(Unit!Q69/100)*1000","v":0},{"$f":"(DmYear!$K$6*(Unit!E$17/100)/DB!J$4)*(Unit!R69/100)*1000","v":0},{"$f":"(DmYear!$K$6*(Unit!F$17/100)/DB!K$4)*(Unit!S69/100)*1000","v":0},{"$f":"(DmYear!$K$6*(Unit!G$17/100)/DB!L$4)*(Unit!T69/100)*1000","v":0},{"$f":"(DmYear!$K$6*(Unit!H$17/100)/DB!M$4)*(Unit!U69/100)*1000","v":0},{"$f":"(DmYear!$K$6*(Unit!I$17/100)/DB!N$4)*(Unit!V69/100)*1000","v":0},{"$f":"(DmYear!$K$6*(Unit!J$17/100)/DB!O$4)*(Unit!W69/100)*1000","v":0},{"$f":"(DmYear!$K$6*(Unit!K$17/100)/DB!P$4)*(Unit!X69/100)*1000","v":0},{"$f":"(DmYear!$K$6*(Unit!L$17/100)/DB!Q$4)*(Unit!Y69/100)*1000","v":0},{"$f":"(DmYear!$K$6*(Unit!M$17/100)/DB!R$4)*(Unit!Z69/100)*1000","v":0},{"$f":"(DmYear!$K$6*(Unit!N$17/100)/DB!S$4)*(Unit!AA69/100)*1000","v":0},"-",null,6,{"$f":"(DmYear!$K$6*(Unit!C$18/100)/DB!H$5)*(Unit!AD69/100)*1000","v":0},{"$f":"(DmYear!$K$6*(Unit!D$18/100)/DB!I$5)*(Unit!AE69/100)*1000","v":0},{"$f":"(DmYear!$K$6*(Unit!E$18/100)/DB!J$5)*(Unit!AF69/100)*1000","v":0},{"$f":"(DmYear!$K$6*(Unit!F$18/100)/DB!K$5)*(Unit!AG69/100)*1000","v":0},{"$f":"(DmYear!$K$6*(Unit!G$18/100)/DB!L$5)*(Unit!AH69/100)*1000","v":0},{"$f":"(DmYear!$K$6*(Unit!H$18/100)/DB!M$5)*(Unit!AI69/100)*1000","v":0},{"$f":"(DmYear!$K$6*(Unit!I$18/100)/DB!N$5)*(Unit!AJ69/100)*1000","v":0},{"$f":"(DmYear!$K$6*(Unit!J$18/100)/DB!O$5)*(Unit!AK69/100)*1000","v":0},{"$f":"(DmYear!$K$6*(Unit!K$18/100)/DB!P$5)*(Unit!AL69/100)*1000","v":0},{"$f":"(DmYear!$K$6*(Unit!L$18/100)/DB!Q$5)*(Unit!AM69/100)*1000","v":0},{"$f":"(DmYear!$K$6*(Unit!M$18/100)/DB!R$5)*(Unit!AN69/100)*1000","v":0},{"$f":"(DmYear!$K$6*(Unit!N$18/100)/DB!S$5)*(Unit!AO69/100)*1000","v":0},"-",null,null,6,0,0,0,0,0,0,0,0,0,0,0,0,null,null,6,0,0,0,0,0,0,0,0,0,0,0,0,null,null,6,0,0,0,0,0,0,0,0,0,0,0,0,null,null,null,null,6,{"$f":"(DmYear!$K$33*(Unit!C$16/100)/DB!H$3)*(Unit!B69/100)*1000","v":0},{"$f":"(DmYear!$K$33*(Unit!D$16/100)/DB!I$3)*(Unit!C69/100)*1000","v":0},{"$f":"(DmYear!$K$33*(Unit!E$16/100)/DB!J$3)*(Unit!D69/100)*1000","v":0},{"$f":"(DmYear!$K$33*(Unit!F$16/100)/DB!K$3)*(Unit!E69/100)*1000","v":0},{"$f":"(DmYear!$K$33*(Unit!G$16/100)/DB!L$3)*(Unit!F69/100)*1000","v":0},{"$f":"(DmYear!$K$33*(Unit!H$16/100)/DB!M$3)*(Unit!G69/100)*1000","v":0},{"$f":"(DmYear!$K$33*(Unit!I$16/100)/DB!N$3)*(Unit!H69/100)*1000","v":0},{"$f":"(DmYear!$K$33*(Unit!J$16/100)/DB!O$3)*(Unit!I69/100)*1000","v":0},{"$f":"(DmYear!$K$33*(Unit!K$16/100)/DB!P$3)*(Unit!J69/100)*1000","v":0},{"$f":"(DmYear!$K$33*(Unit!L$16/100)/DB!Q$3)*(Unit!K69/100)*1000","v":0},{"$f":"(DmYear!$K$33*(Unit!M$16/100)/DB!R$3)*(Unit!L69/100)*1000","v":0},{"$f":"(DmYear!$K$33*(Unit!N$16/100)/DB!S$3)*(Unit!M69/100)*1000","v":0},"-",null,6,{"$f":"(DmYear!$K$33*(Unit!C$17/100)/DB!H$4)*(Unit!P69/100)*1000","v":0},{"$f":"(DmYear!$K$33*(Unit!D$17/100)/DB!I$4)*(Unit!Q69/100)*1000","v":0},{"$f":"(DmYear!$K$33*(Unit!E$17/100)/DB!J$4)*(Unit!R69/100)*1000","v":0},{"$f":"(DmYear!$K$33*(Unit!F$17/100)/DB!K$4)*(Unit!S69/100)*1000","v":0},{"$f":"(DmYear!$K$33*(Unit!G$17/100)/DB!L$4)*(Unit!T69/100)*1000","v":0},{"$f":"(DmYear!$K$33*(Unit!H$17/100)/DB!M$4)*(Unit!U69/100)*1000","v":0},{"$f":"(DmYear!$K$33*(Unit!I$17/100)/DB!N$4)*(Unit!V69/100)*1000","v":0},{"$f":"(DmYear!$K$33*(Unit!J$17/100)/DB!O$4)*(Unit!W69/100)*1000","v":0},{"$f":"(DmYear!$K$33*(Unit!K$17/100)/DB!P$4)*(Unit!X69/100)*1000","v":0},{"$f":"(DmYear!$K$33*(Unit!L$17/100)/DB!Q$4)*(Unit!Y69/100)*1000","v":0},{"$f":"(DmYear!$K$33*(Unit!M$17/100)/DB!R$4)*(Unit!Z69/100)*1000","v":0},{"$f":"(DmYear!$K$33*(Unit!N$17/100)/DB!S$4)*(Unit!AA69/100)*1000","v":0},"-",null,6,{"$f":"(DmYear!$K$33*(Unit!C$18/100)/DB!H$5)*(Unit!AD69/100)*1000","v":0},{"$f":"(DmYear!$K$33*(Unit!D$18/100)/DB!I$5)*(Unit!AE69/100)*1000","v":0},{"$f":"(DmYear!$K$33*(Unit!E$18/100)/DB!J$5)*(Unit!AF69/100)*1000","v":0},{"$f":"(DmYear!$K$33*(Unit!F$18/100)/DB!K$5)*(Unit!AG69/100)*1000","v":0},{"$f":"(DmYear!$K$33*(Unit!G$18/100)/DB!L$5)*(Unit!AH69/100)*1000","v":0},{"$f":"(DmYear!$K$33*(Unit!H$18/100)/DB!M$5)*(Unit!AI69/100)*1000","v":0},{"$f":"(DmYear!$K$33*(Unit!I$18/100)/DB!N$5)*(Unit!AJ69/100)*1000","v":0},{"$f":"(DmYear!$K$33*(Unit!J$18/100)/DB!O$5)*(Unit!AK69/100)*1000","v":0},{"$f":"(DmYear!$K$33*(Unit!K$18/100)/DB!P$5)*(Unit!AL69/100)*1000","v":0},{"$f":"(DmYear!$K$33*(Unit!L$18/100)/DB!Q$5)*(Unit!AM69/100)*1000","v":0},{"$f":"(DmYear!$K$33*(Unit!M$18/100)/DB!R$5)*(Unit!AN69/100)*1000","v":0},{"$f":"(DmYear!$K$33*(Unit!N$18/100)/DB!S$5)*(Unit!AO69/100)*1000","v":0},"-",null,null,6,0,0,0,0,0,0,0,0,0,0,0,0,null,null,6,0,0,0,0,0,0,0,0,0,0,0,0,null,null,6,0,0,0,0,0,0,0,0,0,0,0,0]
[null,7,{"$f":"(DmYear!$K$6*(Unit!C$16/100)/DB!H$3)*(Unit!B70/100)*1000","v":0},{"$f":"(DmYear!$K$6*(Unit!D$16/100)/DB!I$3)*(Unit!C70/100)*1000","v":0},{"$f":"(DmYear!$K$6*(Unit!E$16/100)/DB!J$3)*(Unit!D70/100)*1000","v":0},{"$f":"(DmYear!$K$6*(Unit!F$16/100)/DB!K$3)*(Unit!E70/100)*1000","v":0},{"$f":"(DmYear!$K$6*(Unit!G$16/100)/DB!L$3)*(Unit!F70/100)*1000","v":0},{"$f":"(DmYear!$K$6*(Unit!H$16/100)/DB!M$3)*(Unit!G70/100)*1000","v":0},{"$f":"(DmYear!$K$6*(Unit!I$16/100)/DB!N$3)*(Unit!H70/100)*1000","v":0},{"$f":"(DmYear!$K$6*(Unit!J$16/100)/DB!O$3)*(Unit!I70/100)*1000","v":0},{"$f":"(DmYear!$K$6*(Unit!K$16/100)/DB!P$3)*(Unit!J70/100)*1000","v":0},{"$f":"(DmYear!$K$6*(Unit!L$16/100)/DB!Q$3)*(Unit!K70/100)*1000","v":0},{"$f":"(DmYear!$K$6*(Unit!M$16/100)/DB!R$3)*(Unit!L70/100)*1000","v":0},{"$f":"(DmYear!$K$6*(Unit!N$16/100)/DB!S$3)*(Unit!M70/100)*1000","v":0},"-",null,7,{"$f":"(DmYear!$K$6*(Unit!C$17/100)/DB!H$4)*(Unit!P70/100)*1000","v":0},{"$f":"(DmYear!$K$6*(Unit!D$17/100)/DB!I$4)*(Unit!Q70/100)*1000","v":0},{"$f":"(DmYear!$K$6*(Unit!E$17/100)/DB!J$4)*(Unit!R70/100)*1000","v":0},{"$f":"(DmYear!$K$6*(Unit!F$17/100)/DB!K$4)*(Unit!S70/100)*1000","v":0},{"$f":"(DmYear!$K$6*(Unit!G$17/100)/DB!L$4)*(Unit!T70/100)*1000","v":0},{"$f":"(DmYear!$K$6*(Unit!H$17/100)/DB!M$4)*(Unit!U70/100)*1000","v":0},{"$f":"(DmYear!$K$6*(Unit!I$17/100)/DB!N$4)*(Unit!V70/100)*1000","v":0},{"$f":"(DmYear!$K$6*(Unit!J$17/100)/DB!O$4)*(Unit!W70/100)*1000","v":0},{"$f":"(DmYear!$K$6*(Unit!K$17/100)/DB!P$4)*(Unit!X70/100)*1000","v":0},{"$f":"(DmYear!$K$6*(Unit!L$17/100)/DB!Q$4)*(Unit!Y70/100)*1000","v":0},{"$f":"(DmYear!$K$6*(Unit!M$17/100)/DB!R$4)*(Unit!Z70/100)*1000","v":0},{"$f":"(DmYear!$K$6*(Unit!N$17/100)/DB!S$4)*(Unit!AA70/100)*1000","v":0},"-",null,7,{"$f":"(DmYear!$K$6*(Unit!C$18/100)/DB!H$5)*(Unit!AD70/100)*1000","v":0},{"$f":"(DmYear!$K$6*(Unit!D$18/100)/DB!I$5)*(Unit!AE70/100)*1000","v":0},{"$f":"(DmYear!$K$6*(Unit!E$18/100)/DB!J$5)*(Unit!AF70/100)*1000","v":0},{"$f":"(DmYear!$K$6*(Unit!F$18/100)/DB!K$5)*(Unit!AG70/100)*1000","v":0},{"$f":"(DmYear!$K$6*(Unit!G$18/100)/DB!L$5)*(Unit!AH70/100)*1000","v":0},{"$f":"(DmYear!$K$6*(Unit!H$18/100)/DB!M$5)*(Unit!AI70/100)*1000","v":0},{"$f":"(DmYear!$K$6*(Unit!I$18/100)/DB!N$5)*(Unit!AJ70/100)*1000","v":0},{"$f":"(DmYear!$K$6*(Unit!J$18/100)/DB!O$5)*(Unit!AK70/100)*1000","v":0},{"$f":"(DmYear!$K$6*(Unit!K$18/100)/DB!P$5)*(Unit!AL70/100)*1000","v":0},{"$f":"(DmYear!$K$6*(Unit!L$18/100)/DB!Q$5)*(Unit!AM70/100)*1000","v":0},{"$f":"(DmYear!$K$6*(Unit!M$18/100)/DB!R$5)*(Unit!AN70/100)*1000","v":0},{"$f":"(DmYear!$K$6*(Unit!N$18/100)/DB!S$5)*(Unit!AO70/100)*1000","v":0},"-",null,null,7,0,0,0,0,0,0,0,0,0,0,0,0,null,null,7,0,0,0,0,0,0,0,0,0,0,0,0,null,null,7,0,0,0,0,0,0,0,0,0,0,0,0,null,null,null,null,7,{"$f":"(DmYear!$K$33*(Unit!C$16/100)/DB!H$3)*(Unit!B70/100)*1000","v":0},{"$f":"(DmYear!$K$33*(Unit!D$16/100)/DB!I$3)*(Unit!C70/100)*1000","v":0},{"$f":"(DmYear!$K$33*(Unit!E$16/100)/DB!J$3)*(Unit!D70/100)*1000","v":0},{"$f":"(DmYear!$K$33*(Unit!F$16/100)/DB!K$3)*(Unit!E70/100)*1000","v":0},{"$f":"(DmYear!$K$33*(Unit!G$16/100)/DB!L$3)*(Unit!F70/100)*1000","v":0},{"$f":"(DmYear!$K$33*(Unit!H$16/100)/DB!M$3)*(Unit!G70/100)*1000","v":0},{"$f":"(DmYear!$K$33*(Unit!I$16/100)/DB!N$3)*(Unit!H70/100)*1000","v":0},{"$f":"(DmYear!$K$33*(Unit!J$16/100)/DB!O$3)*(Unit!I70/100)*1000","v":0},{"$f":"(DmYear!$K$33*(Unit!K$16/100)/DB!P$3)*(Unit!J70/100)*1000","v":0},{"$f":"(DmYear!$K$33*(Unit!L$16/100)/DB!Q$3)*(Unit!K70/100)*1000","v":0},{"$f":"(DmYear!$K$33*(Unit!M$16/100)/DB!R$3)*(Unit!L70/100)*1000","v":0},{"$f":"(DmYear!$K$33*(Unit!N$16/100)/DB!S$3)*(Unit!M70/100)*1000","v":0},"-",null,7,{"$f":"(DmYear!$K$33*(Unit!C$17/100)/DB!H$4)*(Unit!P70/100)*1000","v":0},{"$f":"(DmYear!$K$33*(Unit!D$17/100)/DB!I$4)*(Unit!Q70/100)*1000","v":0},{"$f":"(DmYear!$K$33*(Unit!E$17/100)/DB!J$4)*(Unit!R70/100)*1000","v":0},{"$f":"(DmYear!$K$33*(Unit!F$17/100)/DB!K$4)*(Unit!S70/100)*1000","v":0},{"$f":"(DmYear!$K$33*(Unit!G$17/100)/DB!L$4)*(Unit!T70/100)*1000","v":0},{"$f":"(DmYear!$K$33*(Unit!H$17/100)/DB!M$4)*(Unit!U70/100)*1000","v":0},{"$f":"(DmYear!$K$33*(Unit!I$17/100)/DB!N$4)*(Unit!V70/100)*1000","v":0},{"$f":"(DmYear!$K$33*(Unit!J$17/100)/DB!O$4)*(Unit!W70/100)*1000","v":0},{"$f":"(DmYear!$K$33*(Unit!K$17/100)/DB!P$4)*(Unit!X70/100)*1000","v":0},{"$f":"(DmYear!$K$33*(Unit!L$17/100)/DB!Q$4)*(Unit!Y70/100)*1000","v":0},{"$f":"(DmYear!$K$33*(Unit!M$17/100)/DB!R$4)*(Unit!Z70/100)*1000","v":0},{"$f":"(DmYear!$K$33*(Unit!N$17/100)/DB!S$4)*(Unit!AA70/100)*1000","v":0},"-",null,7,{"$f":"(DmYear!$K$33*(Unit!C$18/100)/DB!H$5)*(Unit!AD70/100)*1000","v":0},{"$f":"(DmYear!$K$33*(Unit!D$18/100)/DB!I$5)*(Unit!AE70/100)*1000","v":0},{"$f":"(DmYear!$K$33*(Unit!E$18/100)/DB!J$5)*(Unit!AF70/100)*1000","v":0},{"$f":"(DmYear!$K$33*(Unit!F$18/100)/DB!K$5)*(Unit!AG70/100)*1000","v":0},{"$f":"(DmYear!$K$33*(Unit!G$18/100)/DB!L$5)*(Unit!AH70/100)*1000","v":0},{"$f":"(DmYear!$K$33*(Unit!H$18/100)/DB!M$5)*(Unit!AI70/100)*1000","v":0},{"$f":"(DmYear!$K$33*(Unit!I$18/100)/DB!N$5)*(Unit!AJ70/100)*1000","v":0},{"$f":"(DmYear!$K$33*(Unit!J$18/100)/DB!O$5)*(Unit!AK70/100)*1000","v":0},{"$f":"(DmYear!$K$33*(Unit!K$18/100)/DB!P$5)*(Unit!AL70/100)*1000","v":0},{"$f":"(DmYear!$K$33*(Unit!L$18/100)/DB!Q$5)*(Unit!AM70/100)*1000","v":0},{"$f":"(DmYear!$K$33*(Unit!M$18/100)/DB!R$5)*(Unit!AN70/100)*1000","v":0},{"$f":"(DmYear!$K$33*(Unit!N$18/100)/DB!S$5)*(Unit!AO70/100)*1000","v":0},"-",null,null,7,0,0,0,0,0,0,0,0,0,0,0,0,null,null,7,0,0,0,0,0,0,0,0,0,0,0,0,null,null,7,0,0,0,0,0,0,0,0,0,0,0,0]
[null,8,{"$f":"(DmYear!$K$6*(Unit!C$16/100)/DB!H$3)*(Unit!B71/100)*1000","v":0},{"$f":"(DmYear!$K$6*(Unit!D$16/100)/DB!I$3)*(Unit!C71/100)*1000","v":0},{"$f":"(DmYear!$K$6*(Unit!E$16/100)/DB!J$3)*(Unit!D71/100)*1000","v":0},{"$f":"(DmYear!$K$6*(Unit!F$16/100)/DB!K$3)*(Unit!E71/100)*1000","v":0},{"$f":"(DmYear!$K$6*(Unit!G$16/100)/DB!L$3)*(Unit!F71/100)*1000","v":0},{"$f":"(DmYear!$K$6*(Unit!H$16/100)/DB!M$3)*(Unit!G71/100)*1000","v":0},{"$f":"(DmYear!$K$6*(Unit!I$16/100)/DB!N$3)*(Unit!H71/100)*1000","v":0},{"$f":"(DmYear!$K$6*(Unit!J$16/100)/DB!O$3)*(Unit!I71/100)*1000","v":0},{"$f":"(DmYear!$K$6*(Unit!K$16/100)/DB!P$3)*(Unit!J71/100)*1000","v":0},{"$f":"(DmYear!$K$6*(Unit!L$16/100)/DB!Q$3)*(Unit!K71/100)*1000","v":0},{"$f":"(DmYear!$K$6*(Unit!M$16/100)/DB!R$3)*(Unit!L71/100)*1000","v":0},{"$f":"(DmYear!$K$6*(Unit!N$16/100)/DB!S$3)*(Unit!M71/100)*1000","v":0},"-",null,8,{"$f":"(DmYear!$K$6*(Unit!C$17/100)/DB!H$4)*(Unit!P71/100)*1000","v":0},{"$f":"(DmYear!$K$6*(Unit!D$17/100)/DB!I$4)*(Unit!Q71/100)*1000","v":0},{"$f":"(DmYear!$K$6*(Unit!E$17/100)/DB!J$4)*(Unit!R71/100)*1000","v":0},{"$f":"(DmYear!$K$6*(Unit!F$17/100)/DB!K$4)*(Unit!S71/100)*1000","v":0},{"$f":"(DmYear!$K$6*(Unit!G$17/100)/DB!L$4)*(Unit!T71/100)*1000","v":0},{"$f":"(DmYear!$K$6*(Unit!H$17/100)/DB!M$4)*(Unit!U71/100)*1000","v":0},{"$f":"(DmYear!$K$6*(Unit!I$17/100)/DB!N$4)*(Unit!V71/100)*1000","v":0},{"$f":"(DmYear!$K$6*(Unit!J$17/100)/DB!O$4)*(Unit!W71/100)*1000","v":0},{"$f":"(DmYear!$K$6*(Unit!K$17/100)/DB!P$4)*(Unit!X71/100)*1000","v":0},{"$f":"(DmYear!$K$6*(Unit!L$17/100)/DB!Q$4)*(Unit!Y71/100)*1000","v":0},{"$f":"(DmYear!$K$6*(Unit!M$17/100)/DB!R$4)*(Unit!Z71/100)*1000","v":0},{"$f":"(DmYear!$K$6*(Unit!N$17/100)/DB!S$4)*(Unit!AA71/100)*1000","v":0},"-",null,8,{"$f":"(DmYear!$K$6*(Unit!C$18/100)/DB!H$5)*(Unit!AD71/100)*1000","v":0},{"$f":"(DmYear!$K$6*(Unit!D$18/100)/DB!I$5)*(Unit!AE71/100)*1000","v":0},{"$f":"(DmYear!$K$6*(Unit!E$18/100)/DB!J$5)*(Unit!AF71/100)*1000","v":0},{"$f":"(DmYear!$K$6*(Unit!F$18/100)/DB!K$5)*(Unit!AG71/100)*1000","v":0},{"$f":"(DmYear!$K$6*(Unit!G$18/100)/DB!L$5)*(Unit!AH71/100)*1000","v":0},{"$f":"(DmYear!$K$6*(Unit!H$18/100)/DB!M$5)*(Unit!AI71/100)*1000","v":0},{"$f":"(DmYear!$K$6*(Unit!I$18/100)/DB!N$5)*(Unit!AJ71/100)*1000","v":0},{"$f":"(DmYear!$K$6*(Unit!J$18/100)/DB!O$5)*(Unit!AK71/100)*1000","v":0},{"$f":"(DmYear!$K$6*(Unit!K$18/100)/DB!P$5)*(Unit!AL71/100)*1000","v":0},{"$f":"(DmYear!$K$6*(Unit!L$18/100)/DB!Q$5)*(Unit!AM71/100)*1000","v":0},{"$f":"(DmYear!$K$6*(Unit!M$18/100)/DB!R$5)*(Unit!AN71/100)*1000","v":0},{"$f":"(DmYear!$K$6*(Unit!N$18/100)/DB!S$5)*(Unit!AO71/100)*1000","v":0},"-",null,null,8,0,0,0,0,0,0,0,0,0,0,0,0,null,null,8,0,0,0,0,0,0,0,0,0,0,0,0,null,null,8,0,0,0,0,0,0,0,0,0,0,0,0,null,null,null,null,8,{"$f":"(DmYear!$K$33*(Unit!C$16/100)/DB!H$3)*(Unit!B71/100)*1000","v":0},{"$f":"(DmYear!$K$33*(Unit!D$16/100)/DB!I$3)*(Unit!C71/100)*1000","v":0},{"$f":"(DmYear!$K$33*(Unit!E$16/100)/DB!J$3)*(Unit!D71/100)*1000","v":0},{"$f":"(DmYear!$K$33*(Unit!F$16/100)/DB!K$3)*(Unit!E71/100)*1000","v":0},{"$f":"(DmYear!$K$33*(Unit!G$16/100)/DB!L$3)*(Unit!F71/100)*1000","v":0},{"$f":"(DmYear!$K$33*(Unit!H$16/100)/DB!M$3)*(Unit!G71/100)*1000","v":0},{"$f":"(DmYear!$K$33*(Unit!I$16/100)/DB!N$3)*(Unit!H71/100)*1000","v":0},{"$f":"(DmYear!$K$33*(Unit!J$16/100)/DB!O$3)*(Unit!I71/100)*1000","v":0},{"$f":"(DmYear!$K$33*(Unit!K$16/100)/DB!P$3)*(Unit!J71/100)*1000","v":0},{"$f":"(DmYear!$K$33*(Unit!L$16/100)/DB!Q$3)*(Unit!K71/100)*1000","v":0},{"$f":"(DmYear!$K$33*(Unit!M$16/100)/DB!R$3)*(Unit!L71/100)*1000","v":0},{"$f":"(DmYear!$K$33*(Unit!N$16/100)/DB!S$3)*(Unit!M71/100)*1000","v":0},"-",null,8,{"$f":"(DmYear!$K$33*(Unit!C$17/100)/DB!H$4)*(Unit!P71/100)*1000","v":0},{"$f":"(DmYear!$K$33*(Unit!D$17/100)/DB!I$4)*(Unit!Q71/100)*1000","v":0},{"$f":"(DmYear!$K$33*(Unit!E$17/100)/DB!J$4)*(Unit!R71/100)*1000","v":0},{"$f":"(DmYear!$K$33*(Unit!F$17/100)/DB!K$4)*(Unit!S71/100)*1000","v":0},{"$f":"(DmYear!$K$33*(Unit!G$17/100)/DB!L$4)*(Unit!T71/100)*1000","v":0},{"$f":"(DmYear!$K$33*(Unit!H$17/100)/DB!M$4)*(Unit!U71/100)*1000","v":0},{"$f":"(DmYear!$K$33*(Unit!I$17/100)/DB!N$4)*(Unit!V71/100)*1000","v":0},{"$f":"(DmYear!$K$33*(Unit!J$17/100)/DB!O$4)*(Unit!W71/100)*1000","v":0},{"$f":"(DmYear!$K$33*(Unit!K$17/100)/DB!P$4)*(Unit!X71/100)*1000","v":0},{"$f":"(DmYear!$K$33*(Unit!L$17/100)/DB!Q$4)*(Unit!Y71/100)*1000","v":0},{"$f":"(DmYear!$K$33*(Unit!M$17/100)/DB!R$4)*(Unit!Z71/100)*1000","v":0},{"$f":"(DmYear!$K$33*(Unit!N$17/100)/DB!S$4)*(Unit!AA71/100)*1000","v":0},"-",null,8,{"$f":"(DmYear!$K$33*(Unit!C$18/100)/DB!H$5)*(Unit!AD71/100)*1000","v":0},{"$f":"(DmYear!$K$33*(Unit!D$18/100)/DB!I$5)*(Unit!AE71/100)*1000","v":0},{"$f":"(DmYear!$K$33*(Unit!E$18/100)/DB!J$5)*(Unit!AF71/100)*1000","v":0},{"$f":"(DmYear!$K$33*(Unit!F$18/100)/DB!K$5)*(Unit!AG71/100)*1000","v":0},{"$f":"(DmYear!$K$33*(Unit!G$18/100)/DB!L$5)*(Unit!AH71/100)*1000","v":0},{"$f":"(DmYear!$K$33*(Unit!H$18/100)/DB!M$5)*(Unit!AI71/100)*1000","v":0},{"$f":"(DmYear!$K$33*(Unit!I$18/100)/DB!N$5)*(Unit!AJ71/100)*1000","v":0},{"$f":"(DmYear!$K$33*(Unit!J$18/100)/DB!O$5)*(Unit!AK71/100)*1000","v":0},{"$f":"(DmYear!$K$33*(Unit!K$18/100)/DB!P$5)*(Unit!AL71/100)*1000","v":0},{"$f":"(DmYear!$K$33*(Unit!L$18/100)/DB!Q$5)*(Unit!AM71/100)*1000","v":0},{"$f":"(DmYear!$K$33*(Unit!M$18/100)/DB!R$5)*(Unit!AN71/100)*1000","v":0},{"$f":"(DmYear!$K$33*(Unit!N$18/100)/DB!S$5)*(Unit!AO71/100)*1000","v":0},"-",null,null,8,0,0,0,0,0,0,0,0,0,0,0,0,null,null,8,0,0,0,0,0,0,0,0,0,0,0,0,null,null,8,0,0,0,0,0,0,0,0,0,0,0,0]
[null,9,{"$f":"(DmYear!$K$6*(Unit!C$16/100)/DB!H$3)*(Unit!B72/100)*1000","v":0},{"$f":"(DmYear!$K$6*(Unit!D$16/100)/DB!I$3)*(Unit!C72/100)*1000","v":0},{"$f":"(DmYear!$K$6*(Unit!E$16/100)/DB!J$3)*(Unit!D72/100)*1000","v":0},{"$f":"(DmYear!$K$6*(Unit!F$16/100)/DB!K$3)*(Unit!E72/100)*1000","v":0},{"$f":"(DmYear!$K$6*(Unit!G$16/100)/DB!L$3)*(Unit!F72/100)*1000","v":0},{"$f":"(DmYear!$K$6*(Unit!H$16/100)/DB!M$3)*(Unit!G72/100)*1000","v":0},{"$f":"(DmYear!$K$6*(Unit!I$16/100)/DB!N$3)*(Unit!H72/100)*1000","v":0},{"$f":"(DmYear!$K$6*(Unit!J$16/100)/DB!O$3)*(Unit!I72/100)*1000","v":0},{"$f":"(DmYear!$K$6*(Unit!K$16/100)/DB!P$3)*(Unit!J72/100)*1000","v":0},{"$f":"(DmYear!$K$6*(Unit!L$16/100)/DB!Q$3)*(Unit!K72/100)*1000","v":0},{"$f":"(DmYear!$K$6*(Unit!M$16/100)/DB!R$3)*(Unit!L72/100)*1000","v":0},{"$f":"(DmYear!$K$6*(Unit!N$16/100)/DB!S$3)*(Unit!M72/100)*1000","v":0},"-",null,9,{"$f":"(DmYear!$K$6*(Unit!C$17/100)/DB!H$4)*(Unit!P72/100)*1000","v":0},{"$f":"(DmYear!$K$6*(Unit!D$17/100)/DB!I$4)*(Unit!Q72/100)*1000","v":0},{"$f":"(DmYear!$K$6*(Unit!E$17/100)/DB!J$4)*(Unit!R72/100)*1000","v":0},{"$f":"(DmYear!$K$6*(Unit!F$17/100)/DB!K$4)*(Unit!S72/100)*1000","v":0},{"$f":"(DmYear!$K$6*(Unit!G$17/100)/DB!L$4)*(Unit!T72/100)*1000","v":0},{"$f":"(DmYear!$K$6*(Unit!H$17/100)/DB!M$4)*(Unit!U72/100)*1000","v":0},{"$f":"(DmYear!$K$6*(Unit!I$17/100)/DB!N$4)*(Unit!V72/100)*1000","v":0},{"$f":"(DmYear!$K$6*(Unit!J$17/100)/DB!O$4)*(Unit!W72/100)*1000","v":0},{"$f":"(DmYear!$K$6*(Unit!K$17/100)/DB!P$4)*(Unit!X72/100)*1000","v":0},{"$f":"(DmYear!$K$6*(Unit!L$17/100)/DB!Q$4)*(Unit!Y72/100)*1000","v":0},{"$f":"(DmYear!$K$6*(Unit!M$17/100)/DB!R$4)*(Unit!Z72/100)*1000","v":0},{"$f":"(DmYear!$K$6*(Unit!N$17/100)/DB!S$4)*(Unit!AA72/100)*1000","v":0},"-",null,9,{"$f":"(DmYear!$K$6*(Unit!C$18/100)/DB!H$5)*(Unit!AD72/100)*1000","v":0},{"$f":"(DmYear!$K$6*(Unit!D$18/100)/DB!I$5)*(Unit!AE72/100)*1000","v":0},{"$f":"(DmYear!$K$6*(Unit!E$18/100)/DB!J$5)*(Unit!AF72/100)*1000","v":0},{"$f":"(DmYear!$K$6*(Unit!F$18/100)/DB!K$5)*(Unit!AG72/100)*1000","v":0},{"$f":"(DmYear!$K$6*(Unit!G$18/100)/DB!L$5)*(Unit!AH72/100)*1000","v":0},{"$f":"(DmYear!$K$6*(Unit!H$18/100)/DB!M$5)*(Unit!AI72/100)*1000","v":0},{"$f":"(DmYear!$K$6*(Unit!I$18/100)/DB!N$5)*(Unit!AJ72/100)*1000","v":0},{"$f":"(DmYear!$K$6*(Unit!J$18/100)/DB!O$5)*(Unit!AK72/100)*1000","v":0},{"$f":"(DmYear!$K$6*(Unit!K$18/100)/DB!P$5)*(Unit!AL72/100)*1000","v":0},{"$f":"(DmYear!$K$6*(Unit!L$18/100)/DB!Q$5)*(Unit!AM72/100)*1000","v":0},{"$f":"(DmYear!$K$6*(Unit!M$18/100)/DB!R$5)*(Unit!AN72/100)*1000","v":0},{"$f":"(DmYear!$K$6*(Unit!N$18/100)/DB!S$5)*(Unit!AO72/100)*1000","v":0},"-",null,null,9,0,0,0,0,0,0,0,0,0,0,0,0,null,null,9,0,0,0,0,0,0,0,0,0,0,0,0,null,null,9,0,0,0,0,0,0,0,0,0,0,0,0,null,null,null,null,9,{"$f":"(DmYear!$K$33*(Unit!C$16/100)/DB!H$3)*(Unit!B72/100)*1000","v":0},{"$f":"(DmYear!$K$33*(Unit!D$16/100)/DB!I$3)*(Unit!C72/100)*1000","v":0},{"$f":"(DmYear!$K$33*(Unit!E$16/100)/DB!J$3)*(Unit!D72/100)*1000","v":0},{"$f":"(DmYear!$K$33*(Unit!F$16/100)/DB!K$3)*(Unit!E72/100)*1000","v":0},{"$f":"(DmYear!$K$33*(Unit!G$16/100)/DB!L$3)*(Unit!F72/100)*1000","v":0},{"$f":"(DmYear!$K$33*(Unit!H$16/100)/DB!M$3)*(Unit!G72/100)*1000","v":0},{"$f":"(DmYear!$K$33*(Unit!I$16/100)/DB!N$3)*(Unit!H72/100)*1000","v":0},{"$f":"(DmYear!$K$33*(Unit!J$16/100)/DB!O$3)*(Unit!I72/100)*1000","v":0},{"$f":"(DmYear!$K$33*(Unit!K$16/100)/DB!P$3)*(Unit!J72/100)*1000","v":0},{"$f":"(DmYear!$K$33*(Unit!L$16/100)/DB!Q$3)*(Unit!K72/100)*1000","v":0},{"$f":"(DmYear!$K$33*(Unit!M$16/100)/DB!R$3)*(Unit!L72/100)*1000","v":0},{"$f":"(DmYear!$K$33*(Unit!N$16/100)/DB!S$3)*(Unit!M72/100)*1000","v":0},"-",null,9,{"$f":"(DmYear!$K$33*(Unit!C$17/100)/DB!H$4)*(Unit!P72/100)*1000","v":0},{"$f":"(DmYear!$K$33*(Unit!D$17/100)/DB!I$4)*(Unit!Q72/100)*1000","v":0},{"$f":"(DmYear!$K$33*(Unit!E$17/100)/DB!J$4)*(Unit!R72/100)*1000","v":0},{"$f":"(DmYear!$K$33*(Unit!F$17/100)/DB!K$4)*(Unit!S72/100)*1000","v":0},{"$f":"(DmYear!$K$33*(Unit!G$17/100)/DB!L$4)*(Unit!T72/100)*1000","v":0},{"$f":"(DmYear!$K$33*(Unit!H$17/100)/DB!M$4)*(Unit!U72/100)*1000","v":0},{"$f":"(DmYear!$K$33*(Unit!I$17/100)/DB!N$4)*(Unit!V72/100)*1000","v":0},{"$f":"(DmYear!$K$33*(Unit!J$17/100)/DB!O$4)*(Unit!W72/100)*1000","v":0},{"$f":"(DmYear!$K$33*(Unit!K$17/100)/DB!P$4)*(Unit!X72/100)*1000","v":0},{"$f":"(DmYear!$K$33*(Unit!L$17/100)/DB!Q$4)*(Unit!Y72/100)*1000","v":0},{"$f":"(DmYear!$K$33*(Unit!M$17/100)/DB!R$4)*(Unit!Z72/100)*1000","v":0},{"$f":"(DmYear!$K$33*(Unit!N$17/100)/DB!S$4)*(Unit!AA72/100)*1000","v":0},"-",null,9,{"$f":"(DmYear!$K$33*(Unit!C$18/100)/DB!H$5)*(Unit!AD72/100)*1000","v":0},{"$f":"(DmYear!$K$33*(Unit!D$18/100)/DB!I$5)*(Unit!AE72/100)*1000","v":0},{"$f":"(DmYear!$K$33*(Unit!E$18/100)/DB!J$5)*(Unit!AF72/100)*1000","v":0},{"$f":"(DmYear!$K$33*(Unit!F$18/100)/DB!K$5)*(Unit!AG72/100)*1000","v":0},{"$f":"(DmYear!$K$33*(Unit!G$18/100)/DB!L$5)*(Unit!AH72/100)*1000","v":0},{"$f":"(DmYear!$K$33*(Unit!H$18/100)/DB!M$5)*(Unit!AI72/100)*1000","v":0},{"$f":"(DmYear!$K$33*(Unit!I$18/100)/DB!N$5)*(Unit!AJ72/100)*1000","v":0},{"$f":"(DmYear!$K$33*(Unit!J$18/100)/DB!O$5)*(Unit!AK72/100)*1000","v":0},{"$f":"(DmYear!$K$33*(Unit!K$18/100)/DB!P$5)*(Unit!AL72/100)*1000","v":0},{"$f":"(DmYear!$K$33*(Unit!L$18/100)/DB!Q$5)*(Unit!AM72/100)*1000","v":0},{"$f":"(DmYear!$K$33*(Unit!M$18/100)/DB!R$5)*(Unit!AN72/100)*1000","v":0},{"$f":"(DmYear!$K$33*(Unit!N$18/100)/DB!S$5)*(Unit!AO72/100)*1000","v":0},"-",null,null,9,0,0,0,0,0,0,0,0,0,0,0,0,null,null,9,0,0,0,0,0,0,0,0,0,0,0,0,null,null,9,0,0,0,0,0,0,0,0,0,0,0,0]
[null,10,{"$f":"(DmYear!$K$6*(Unit!C$16/100)/DB!H$3)*(Unit!B73/100)*1000","v":0},{"$f":"(DmYear!$K$6*(Unit!D$16/100)/DB!I$3)*(Unit!C73/100)*1000","v":0},{"$f":"(DmYear!$K$6*(Unit!E$16/100)/DB!J$3)*(Unit!D73/100)*1000","v":0},{"$f":"(DmYear!$K$6*(Unit!F$16/100)/DB!K$3)*(Unit!E73/100)*1000","v":0},{"$f":"(DmYear!$K$6*(Unit!G$16/100)/DB!L$3)*(Unit!F73/100)*1000","v":0},{"$f":"(DmYear!$K$6*(Unit!H$16/100)/DB!M$3)*(Unit!G73/100)*1000","v":0},{"$f":"(DmYear!$K$6*(Unit!I$16/100)/DB!N$3)*(Unit!H73/100)*1000","v":0},{"$f":"(DmYear!$K$6*(Unit!J$16/100)/DB!O$3)*(Unit!I73/100)*1000","v":0},{"$f":"(DmYear!$K$6*(Unit!K$16/100)/DB!P$3)*(Unit!J73/100)*1000","v":0},{"$f":"(DmYear!$K$6*(Unit!L$16/100)/DB!Q$3)*(Unit!K73/100)*1000","v":0},{"$f":"(DmYear!$K$6*(Unit!M$16/100)/DB!R$3)*(Unit!L73/100)*1000","v":0},{"$f":"(DmYear!$K$6*(Unit!N$16/100)/DB!S$3)*(Unit!M73/100)*1000","v":0},"-",null,10,{"$f":"(DmYear!$K$6*(Unit!C$17/100)/DB!H$4)*(Unit!P73/100)*1000","v":0},{"$f":"(DmYear!$K$6*(Unit!D$17/100)/DB!I$4)*(Unit!Q73/100)*1000","v":0},{"$f":"(DmYear!$K$6*(Unit!E$17/100)/DB!J$4)*(Unit!R73/100)*1000","v":0},{"$f":"(DmYear!$K$6*(Unit!F$17/100)/DB!K$4)*(Unit!S73/100)*1000","v":0},{"$f":"(DmYear!$K$6*(Unit!G$17/100)/DB!L$4)*(Unit!T73/100)*1000","v":0},{"$f":"(DmYear!$K$6*(Unit!H$17/100)/DB!M$4)*(Unit!U73/100)*1000","v":0},{"$f":"(DmYear!$K$6*(Unit!I$17/100)/DB!N$4)*(Unit!V73/100)*1000","v":0},{"$f":"(DmYear!$K$6*(Unit!J$17/100)/DB!O$4)*(Unit!W73/100)*1000","v":0},{"$f":"(DmYear!$K$6*(Unit!K$17/100)/DB!P$4)*(Unit!X73/100)*1000","v":0},{"$f":"(DmYear!$K$6*(Unit!L$17/100)/DB!Q$4)*(Unit!Y73/100)*1000","v":0},{"$f":"(DmYear!$K$6*(Unit!M$17/100)/DB!R$4)*(Unit!Z73/100)*1000","v":0},{"$f":"(DmYear!$K$6*(Unit!N$17/100)/DB!S$4)*(Unit!AA73/100)*1000","v":0},"-",null,10,{"$f":"(DmYear!$K$6*(Unit!C$18/100)/DB!H$5)*(Unit!AD73/100)*1000","v":0},{"$f":"(DmYear!$K$6*(Unit!D$18/100)/DB!I$5)*(Unit!AE73/100)*1000","v":0},{"$f":"(DmYear!$K$6*(Unit!E$18/100)/DB!J$5)*(Unit!AF73/100)*1000","v":0},{"$f":"(DmYear!$K$6*(Unit!F$18/100)/DB!K$5)*(Unit!AG73/100)*1000","v":0},{"$f":"(DmYear!$K$6*(Unit!G$18/100)/DB!L$5)*(Unit!AH73/100)*1000","v":0},{"$f":"(DmYear!$K$6*(Unit!H$18/100)/DB!M$5)*(Unit!AI73/100)*1000","v":0},{"$f":"(DmYear!$K$6*(Unit!I$18/100)/DB!N$5)*(Unit!AJ73/100)*1000","v":0},{"$f":"(DmYear!$K$6*(Unit!J$18/100)/DB!O$5)*(Unit!AK73/100)*1000","v":0},{"$f":"(DmYear!$K$6*(Unit!K$18/100)/DB!P$5)*(Unit!AL73/100)*1000","v":0},{"$f":"(DmYear!$K$6*(Unit!L$18/100)/DB!Q$5)*(Unit!AM73/100)*1000","v":0},{"$f":"(DmYear!$K$6*(Unit!M$18/100)/DB!R$5)*(Unit!AN73/100)*1000","v":0},{"$f":"(DmYear!$K$6*(Unit!N$18/100)/DB!S$5)*(Unit!AO73/100)*1000","v":0},"-",null,null,10,0,0,0,0,0,0,0,0,0,0,0,0,null,null,10,0,0,0,0,0,0,0,0,0,0,0,0,null,null,10,0,0,0,0,0,0,0,0,0,0,0,0,null,null,null,null,10,{"$f":"(DmYear!$K$33*(Unit!C$16/100)/DB!H$3)*(Unit!B73/100)*1000","v":0},{"$f":"(DmYear!$K$33*(Unit!D$16/100)/DB!I$3)*(Unit!C73/100)*1000","v":0},{"$f":"(DmYear!$K$33*(Unit!E$16/100)/DB!J$3)*(Unit!D73/100)*1000","v":0},{"$f":"(DmYear!$K$33*(Unit!F$16/100)/DB!K$3)*(Unit!E73/100)*1000","v":0},{"$f":"(DmYear!$K$33*(Unit!G$16/100)/DB!L$3)*(Unit!F73/100)*1000","v":0},{"$f":"(DmYear!$K$33*(Unit!H$16/100)/DB!M$3)*(Unit!G73/100)*1000","v":0},{"$f":"(DmYear!$K$33*(Unit!I$16/100)/DB!N$3)*(Unit!H73/100)*1000","v":0},{"$f":"(DmYear!$K$33*(Unit!J$16/100)/DB!O$3)*(Unit!I73/100)*1000","v":0},{"$f":"(DmYear!$K$33*(Unit!K$16/100)/DB!P$3)*(Unit!J73/100)*1000","v":0},{"$f":"(DmYear!$K$33*(Unit!L$16/100)/DB!Q$3)*(Unit!K73/100)*1000","v":0},{"$f":"(DmYear!$K$33*(Unit!M$16/100)/DB!R$3)*(Unit!L73/100)*1000","v":0},{"$f":"(DmYear!$K$33*(Unit!N$16/100)/DB!S$3)*(Unit!M73/100)*1000","v":0},"-",null,10,{"$f":"(DmYear!$K$33*(Unit!C$17/100)/DB!H$4)*(Unit!P73/100)*1000","v":0},{"$f":"(DmYear!$K$33*(Unit!D$17/100)/DB!I$4)*(Unit!Q73/100)*1000","v":0},{"$f":"(DmYear!$K$33*(Unit!E$17/100)/DB!J$4)*(Unit!R73/100)*1000","v":0},{"$f":"(DmYear!$K$33*(Unit!F$17/100)/DB!K$4)*(Unit!S73/100)*1000","v":0},{"$f":"(DmYear!$K$33*(Unit!G$17/100)/DB!L$4)*(Unit!T73/100)*1000","v":0},{"$f":"(DmYear!$K$33*(Unit!H$17/100)/DB!M$4)*(Unit!U73/100)*1000","v":0},{"$f":"(DmYear!$K$33*(Unit!I$17/100)/DB!N$4)*(Unit!V73/100)*1000","v":0},{"$f":"(DmYear!$K$33*(Unit!J$17/100)/DB!O$4)*(Unit!W73/100)*1000","v":0},{"$f":"(DmYear!$K$33*(Unit!K$17/100)/DB!P$4)*(Unit!X73/100)*1000","v":0},{"$f":"(DmYear!$K$33*(Unit!L$17/100)/DB!Q$4)*(Unit!Y73/100)*1000","v":0},{"$f":"(DmYear!$K$33*(Unit!M$17/100)/DB!R$4)*(Unit!Z73/100)*1000","v":0},{"$f":"(DmYear!$K$33*(Unit!N$17/100)/DB!S$4)*(Unit!AA73/100)*1000","v":0},"-",null,10,{"$f":"(DmYear!$K$33*(Unit!C$18/100)/DB!H$5)*(Unit!AD73/100)*1000","v":0},{"$f":"(DmYear!$K$33*(Unit!D$18/100)/DB!I$5)*(Unit!AE73/100)*1000","v":0},{"$f":"(DmYear!$K$33*(Unit!E$18/100)/DB!J$5)*(Unit!AF73/100)*1000","v":0},{"$f":"(DmYear!$K$33*(Unit!F$18/100)/DB!K$5)*(Unit!AG73/100)*1000","v":0},{"$f":"(DmYear!$K$33*(Unit!G$18/100)/DB!L$5)*(Unit!AH73/100)*1000","v":0},{"$f":"(DmYear!$K$33*(Unit!H$18/100)/DB!M$5)*(Unit!AI73/100)*1000","v":0},{"$f":"(DmYear!$K$33*(Unit!I$18/100)/DB!N$5)*(Unit!AJ73/100)*1000","v":0},{"$f":"(DmYear!$K$33*(Unit!J$18/100)/DB!O$5)*(Unit!AK73/100)*1000","v":0},{"$f":"(DmYear!$K$33*(Unit!K$18/100)/DB!P$5)*(Unit!AL73/100)*1000","v":0},{"$f":"(DmYear!$K$33*(Unit!L$18/100)/DB!Q$5)*(Unit!AM73/100)*1000","v":0},{"$f":"(DmYear!$K$33*(Unit!M$18/100)/DB!R$5)*(Unit!AN73/100)*1000","v":0},{"$f":"(DmYear!$K$33*(Unit!N$18/100)/DB!S$5)*(Unit!AO73/100)*1000","v":0},"-",null,null,10,0,0,0,0,0,0,0,0,0,0,0,0,null,null,10,0,0,0,0,0,0,0,0,0,0,0,0,null,null,10,0,0,0,0,0,0,0,0,0,0,0,0]
[null,11,{"$f":"(DmYear!$K$6*(Unit!C$16/100)/DB!H$3)*(Unit!B74/100)*1000","v":0},{"$f":"(DmYear!$K$6*(Unit!D$16/100)/DB!I$3)*(Unit!C74/100)*1000","v":0},{"$f":"(DmYear!$K$6*(Unit!E$16/100)/DB!J$3)*(Unit!D74/100)*1000","v":0},{"$f":"(DmYear!$K$6*(Unit!F$16/100)/DB!K$3)*(Unit!E74/100)*1000","v":0},{"$f":"(DmYear!$K$6*(Unit!G$16/100)/DB!L$3)*(Unit!F74/100)*1000","v":0},{"$f":"(DmYear!$K$6*(Unit!H$16/100)/DB!M$3)*(Unit!G74/100)*1000","v":0},{"$f":"(DmYear!$K$6*(Unit!I$16/100)/DB!N$3)*(Unit!H74/100)*1000","v":0},{"$f":"(DmYear!$K$6*(Unit!J$16/100)/DB!O$3)*(Unit!I74/100)*1000","v":0},{"$f":"(DmYear!$K$6*(Unit!K$16/100)/DB!P$3)*(Unit!J74/100)*1000","v":0},{"$f":"(DmYear!$K$6*(Unit!L$16/100)/DB!Q$3)*(Unit!K74/100)*1000","v":0},{"$f":"(DmYear!$K$6*(Unit!M$16/100)/DB!R$3)*(Unit!L74/100)*1000","v":0},{"$f":"(DmYear!$K$6*(Unit!N$16/100)/DB!S$3)*(Unit!M74/100)*1000","v":0},"-",null,11,{"$f":"(DmYear!$K$6*(Unit!C$17/100)/DB!H$4)*(Unit!P74/100)*1000","v":0},{"$f":"(DmYear!$K$6*(Unit!D$17/100)/DB!I$4)*(Unit!Q74/100)*1000","v":0},{"$f":"(DmYear!$K$6*(Unit!E$17/100)/DB!J$4)*(Unit!R74/100)*1000","v":0},{"$f":"(DmYear!$K$6*(Unit!F$17/100)/DB!K$4)*(Unit!S74/100)*1000","v":0},{"$f":"(DmYear!$K$6*(Unit!G$17/100)/DB!L$4)*(Unit!T74/100)*1000","v":0},{"$f":"(DmYear!$K$6*(Unit!H$17/100)/DB!M$4)*(Unit!U74/100)*1000","v":0},{"$f":"(DmYear!$K$6*(Unit!I$17/100)/DB!N$4)*(Unit!V74/100)*1000","v":0},{"$f":"(DmYear!$K$6*(Unit!J$17/100)/DB!O$4)*(Unit!W74/100)*1000","v":0},{"$f":"(DmYear!$K$6*(Unit!K$17/100)/DB!P$4)*(Unit!X74/100)*1000","v":0},{"$f":"(DmYear!$K$6*(Unit!L$17/100)/DB!Q$4)*(Unit!Y74/100)*1000","v":0},{"$f":"(DmYear!$K$6*(Unit!M$17/100)/DB!R$4)*(Unit!Z74/100)*1000","v":0},{"$f":"(DmYear!$K$6*(Unit!N$17/100)/DB!S$4)*(Unit!AA74/100)*1000","v":0},"-",null,11,{"$f":"(DmYear!$K$6*(Unit!C$18/100)/DB!H$5)*(Unit!AD74/100)*1000","v":0},{"$f":"(DmYear!$K$6*(Unit!D$18/100)/DB!I$5)*(Unit!AE74/100)*1000","v":0},{"$f":"(DmYear!$K$6*(Unit!E$18/100)/DB!J$5)*(Unit!AF74/100)*1000","v":0},{"$f":"(DmYear!$K$6*(Unit!F$18/100)/DB!K$5)*(Unit!AG74/100)*1000","v":0},{"$f":"(DmYear!$K$6*(Unit!G$18/100)/DB!L$5)*(Unit!AH74/100)*1000","v":0},{"$f":"(DmYear!$K$6*(Unit!H$18/100)/DB!M$5)*(Unit!AI74/100)*1000","v":0},{"$f":"(DmYear!$K$6*(Unit!I$18/100)/DB!N$5)*(Unit!AJ74/100)*1000","v":0},{"$f":"(DmYear!$K$6*(Unit!J$18/100)/DB!O$5)*(Unit!AK74/100)*1000","v":0},{"$f":"(DmYear!$K$6*(Unit!K$18/100)/DB!P$5)*(Unit!AL74/100)*1000","v":0},{"$f":"(DmYear!$K$6*(Unit!L$18/100)/DB!Q$5)*(Unit!AM74/100)*1000","v":0},{"$f":"(DmYear!$K$6*(Unit!M$18/100)/DB!R$5)*(Unit!AN74/100)*1000","v":0},{"$f":"(DmYear!$K$6*(Unit!N$18/100)/DB!S$5)*(Unit!AO74/100)*1000","v":0},"-",null,null,11,0,0,0,0,0,0,0,0,0,0,0,0,null,null,11,0,0,0,0,0,0,0,0,0,0,0,0,null,null,11,0,0,0,0,0,0,0,0,0,0,0,0,null,null,null,null,11,{"$f":"(DmYear!$K$33*(Unit!C$16/100)/DB!H$3)*(Unit!B74/100)*1000","v":0},{"$f":"(DmYear!$K$33*(Unit!D$16/100)/DB!I$3)*(Unit!C74/100)*1000","v":0},{"$f":"(DmYear!$K$33*(Unit!E$16/100)/DB!J$3)*(Unit!D74/100)*1000","v":0},{"$f":"(DmYear!$K$33*(Unit!F$16/100)/DB!K$3)*(Unit!E74/100)*1000","v":0},{"$f":"(DmYear!$K$33*(Unit!G$16/100)/DB!L$3)*(Unit!F74/100)*1000","v":0},{"$f":"(DmYear!$K$33*(Unit!H$16/100)/DB!M$3)*(Unit!G74/100)*1000","v":0},{"$f":"(DmYear!$K$33*(Unit!I$16/100)/DB!N$3)*(Unit!H74/100)*1000","v":0},{"$f":"(DmYear!$K$33*(Unit!J$16/100)/DB!O$3)*(Unit!I74/100)*1000","v":0},{"$f":"(DmYear!$K$33*(Unit!K$16/100)/DB!P$3)*(Unit!J74/100)*1000","v":0},{"$f":"(DmYear!$K$33*(Unit!L$16/100)/DB!Q$3)*(Unit!K74/100)*1000","v":0},{"$f":"(DmYear!$K$33*(Unit!M$16/100)/DB!R$3)*(Unit!L74/100)*1000","v":0},{"$f":"(DmYear!$K$33*(Unit!N$16/100)/DB!S$3)*(Unit!M74/100)*1000","v":0},"-",null,11,{"$f":"(DmYear!$K$33*(Unit!C$17/100)/DB!H$4)*(Unit!P74/100)*1000","v":0},{"$f":"(DmYear!$K$33*(Unit!D$17/100)/DB!I$4)*(Unit!Q74/100)*1000","v":0},{"$f":"(DmYear!$K$33*(Unit!E$17/100)/DB!J$4)*(Unit!R74/100)*1000","v":0},{"$f":"(DmYear!$K$33*(Unit!F$17/100)/DB!K$4)*(Unit!S74/100)*1000","v":0},{"$f":"(DmYear!$K$33*(Unit!G$17/100)/DB!L$4)*(Unit!T74/100)*1000","v":0},{"$f":"(DmYear!$K$33*(Unit!H$17/100)/DB!M$4)*(Unit!U74/100)*1000","v":0},{"$f":"(DmYear!$K$33*(Unit!I$17/100)/DB!N$4)*(Unit!V74/100)*1000","v":0},{"$f":"(DmYear!$K$33*(Unit!J$17/100)/DB!O$4)*(Unit!W74/100)*1000","v":0},{"$f":"(DmYear!$K$33*(Unit!K$17/100)/DB!P$4)*(Unit!X74/100)*1000","v":0},{"$f":"(DmYear!$K$33*(Unit!L$17/100)/DB!Q$4)*(Unit!Y74/100)*1000","v":0},{"$f":"(DmYear!$K$33*(Unit!M$17/100)/DB!R$4)*(Unit!Z74/100)*1000","v":0},{"$f":"(DmYear!$K$33*(Unit!N$17/100)/DB!S$4)*(Unit!AA74/100)*1000","v":0},"-",null,11,{"$f":"(DmYear!$K$33*(Unit!C$18/100)/DB!H$5)*(Unit!AD74/100)*1000","v":0},{"$f":"(DmYear!$K$33*(Unit!D$18/100)/DB!I$5)*(Unit!AE74/100)*1000","v":0},{"$f":"(DmYear!$K$33*(Unit!E$18/100)/DB!J$5)*(Unit!AF74/100)*1000","v":0},{"$f":"(DmYear!$K$33*(Unit!F$18/100)/DB!K$5)*(Unit!AG74/100)*1000","v":0},{"$f":"(DmYear!$K$33*(Unit!G$18/100)/DB!L$5)*(Unit!AH74/100)*1000","v":0},{"$f":"(DmYear!$K$33*(Unit!H$18/100)/DB!M$5)*(Unit!AI74/100)*1000","v":0},{"$f":"(DmYear!$K$33*(Unit!I$18/100)/DB!N$5)*(Unit!AJ74/100)*1000","v":0},{"$f":"(DmYear!$K$33*(Unit!J$18/100)/DB!O$5)*(Unit!AK74/100)*1000","v":0},{"$f":"(DmYear!$K$33*(Unit!K$18/100)/DB!P$5)*(Unit!AL74/100)*1000","v":0},{"$f":"(DmYear!$K$33*(Unit!L$18/100)/DB!Q$5)*(Unit!AM74/100)*1000","v":0},{"$f":"(DmYear!$K$33*(Unit!M$18/100)/DB!R$5)*(Unit!AN74/100)*1000","v":0},{"$f":"(DmYear!$K$33*(Unit!N$18/100)/DB!S$5)*(Unit!AO74/100)*1000","v":0},"-",null,null,11,0,0,0,0,0,0,0,0,0,0,0,0,null,null,11,0,0,0,0,0,0,0,0,0,0,0,0,null,null,11,0,0,0,0,0,0,0,0,0,0,0,0]
[null,12,{"$f":"(DmYear!$K$6*(Unit!C$16/100)/DB!H$3)*(Unit!B75/100)*1000","v":0},{"$f":"(DmYear!$K$6*(Unit!D$16/100)/DB!I$3)*(Unit!C75/100)*1000","v":0},{"$f":"(DmYear!$K$6*(Unit!E$16/100)/DB!J$3)*(Unit!D75/100)*1000","v":0},{"$f":"(DmYear!$K$6*(Unit!F$16/100)/DB!K$3)*(Unit!E75/100)*1000","v":0},{"$f":"(DmYear!$K$6*(Unit!G$16/100)/DB!L$3)*(Unit!F75/100)*1000","v":0},{"$f":"(DmYear!$K$6*(Unit!H$16/100)/DB!M$3)*(Unit!G75/100)*1000","v":0},{"$f":"(DmYear!$K$6*(Unit!I$16/100)/DB!N$3)*(Unit!H75/100)*1000","v":0},{"$f":"(DmYear!$K$6*(Unit!J$16/100)/DB!O$3)*(Unit!I75/100)*1000","v":0},{"$f":"(DmYear!$K$6*(Unit!K$16/100)/DB!P$3)*(Unit!J75/100)*1000","v":0},{"$f":"(DmYear!$K$6*(Unit!L$16/100)/DB!Q$3)*(Unit!K75/100)*1000","v":0},{"$f":"(DmYear!$K$6*(Unit!M$16/100)/DB!R$3)*(Unit!L75/100)*1000","v":0},{"$f":"(DmYear!$K$6*(Unit!N$16/100)/DB!S$3)*(Unit!M75/100)*1000","v":0},"-",null,12,{"$f":"(DmYear!$K$6*(Unit!C$17/100)/DB!H$4)*(Unit!P75/100)*1000","v":0},{"$f":"(DmYear!$K$6*(Unit!D$17/100)/DB!I$4)*(Unit!Q75/100)*1000","v":0},{"$f":"(DmYear!$K$6*(Unit!E$17/100)/DB!J$4)*(Unit!R75/100)*1000","v":0},{"$f":"(DmYear!$K$6*(Unit!F$17/100)/DB!K$4)*(Unit!S75/100)*1000","v":0},{"$f":"(DmYear!$K$6*(Unit!G$17/100)/DB!L$4)*(Unit!T75/100)*1000","v":0},{"$f":"(DmYear!$K$6*(Unit!H$17/100)/DB!M$4)*(Unit!U75/100)*1000","v":0},{"$f":"(DmYear!$K$6*(Unit!I$17/100)/DB!N$4)*(Unit!V75/100)*1000","v":0},{"$f":"(DmYear!$K$6*(Unit!J$17/100)/DB!O$4)*(Unit!W75/100)*1000","v":0},{"$f":"(DmYear!$K$6*(Unit!K$17/100)/DB!P$4)*(Unit!X75/100)*1000","v":0},{"$f":"(DmYear!$K$6*(Unit!L$17/100)/DB!Q$4)*(Unit!Y75/100)*1000","v":0},{"$f":"(DmYear!$K$6*(Unit!M$17/100)/DB!R$4)*(Unit!Z75/100)*1000","v":0},{"$f":"(DmYear!$K$6*(Unit!N$17/100)/DB!S$4)*(Unit!AA75/100)*1000","v":0},"-",null,12,{"$f":"(DmYear!$K$6*(Unit!C$18/100)/DB!H$5)*(Unit!AD75/100)*1000","v":0},{"$f":"(DmYear!$K$6*(Unit!D$18/100)/DB!I$5)*(Unit!AE75/100)*1000","v":0},{"$f":"(DmYear!$K$6*(Unit!E$18/100)/DB!J$5)*(Unit!AF75/100)*1000","v":0},{"$f":"(DmYear!$K$6*(Unit!F$18/100)/DB!K$5)*(Unit!AG75/100)*1000","v":0},{"$f":"(DmYear!$K$6*(Unit!G$18/100)/DB!L$5)*(Unit!AH75/100)*1000","v":0},{"$f":"(DmYear!$K$6*(Unit!H$18/100)/DB!M$5)*(Unit!AI75/100)*1000","v":0},{"$f":"(DmYear!$K$6*(Unit!I$18/100)/DB!N$5)*(Unit!AJ75/100)*1000","v":0},{"$f":"(DmYear!$K$6*(Unit!J$18/100)/DB!O$5)*(Unit!AK75/100)*1000","v":0},{"$f":"(DmYear!$K$6*(Unit!K$18/100)/DB!P$5)*(Unit!AL75/100)*1000","v":0},{"$f":"(DmYear!$K$6*(Unit!L$18/100)/DB!Q$5)*(Unit!AM75/100)*1000","v":0},{"$f":"(DmYear!$K$6*(Unit!M$18/100)/DB!R$5)*(Unit!AN75/100)*1000","v":0},{"$f":"(DmYear!$K$6*(Unit!N$18/100)/DB!S$5)*(Unit!AO75/100)*1000","v":0},"-",null,null,12,0,0,0,0,0,0,0,0,0,0,0,0,null,null,12,0,0,0,0,0,0,0,0,0,0,0,0,null,null,12,0,0,0,0,0,0,0,0,0,0,0,0,null,null,null,null,12,{"$f":"(DmYear!$K$33*(Unit!C$16/100)/DB!H$3)*(Unit!B75/100)*1000","v":0},{"$f":"(DmYear!$K$33*(Unit!D$16/100)/DB!I$3)*(Unit!C75/100)*1000","v":0},{"$f":"(DmYear!$K$33*(Unit!E$16/100)/DB!J$3)*(Unit!D75/100)*1000","v":0},{"$f":"(DmYear!$K$33*(Unit!F$16/100)/DB!K$3)*(Unit!E75/100)*1000","v":0},{"$f":"(DmYear!$K$33*(Unit!G$16/100)/DB!L$3)*(Unit!F75/100)*1000","v":0},{"$f":"(DmYear!$K$33*(Unit!H$16/100)/DB!M$3)*(Unit!G75/100)*1000","v":0},{"$f":"(DmYear!$K$33*(Unit!I$16/100)/DB!N$3)*(Unit!H75/100)*1000","v":0},{"$f":"(DmYear!$K$33*(Unit!J$16/100)/DB!O$3)*(Unit!I75/100)*1000","v":0},{"$f":"(DmYear!$K$33*(Unit!K$16/100)/DB!P$3)*(Unit!J75/100)*1000","v":0},{"$f":"(DmYear!$K$33*(Unit!L$16/100)/DB!Q$3)*(Unit!K75/100)*1000","v":0},{"$f":"(DmYear!$K$33*(Unit!M$16/100)/DB!R$3)*(Unit!L75/100)*1000","v":0},{"$f":"(DmYear!$K$33*(Unit!N$16/100)/DB!S$3)*(Unit!M75/100)*1000","v":0},"-",null,12,{"$f":"(DmYear!$K$33*(Unit!C$17/100)/DB!H$4)*(Unit!P75/100)*1000","v":0},{"$f":"(DmYear!$K$33*(Unit!D$17/100)/DB!I$4)*(Unit!Q75/100)*1000","v":0},{"$f":"(DmYear!$K$33*(Unit!E$17/100)/DB!J$4)*(Unit!R75/100)*1000","v":0},{"$f":"(DmYear!$K$33*(Unit!F$17/100)/DB!K$4)*(Unit!S75/100)*1000","v":0},{"$f":"(DmYear!$K$33*(Unit!G$17/100)/DB!L$4)*(Unit!T75/100)*1000","v":0},{"$f":"(DmYear!$K$33*(Unit!H$17/100)/DB!M$4)*(Unit!U75/100)*1000","v":0},{"$f":"(DmYear!$K$33*(Unit!I$17/100)/DB!N$4)*(Unit!V75/100)*1000","v":0},{"$f":"(DmYear!$K$33*(Unit!J$17/100)/DB!O$4)*(Unit!W75/100)*1000","v":0},{"$f":"(DmYear!$K$33*(Unit!K$17/100)/DB!P$4)*(Unit!X75/100)*1000","v":0},{"$f":"(DmYear!$K$33*(Unit!L$17/100)/DB!Q$4)*(Unit!Y75/100)*1000","v":0},{"$f":"(DmYear!$K$33*(Unit!M$17/100)/DB!R$4)*(Unit!Z75/100)*1000","v":0},{"$f":"(DmYear!$K$33*(Unit!N$17/100)/DB!S$4)*(Unit!AA75/100)*1000","v":0},"-",null,12,{"$f":"(DmYear!$K$33*(Unit!C$18/100)/DB!H$5)*(Unit!AD75/100)*1000","v":0},{"$f":"(DmYear!$K$33*(Unit!D$18/100)/DB!I$5)*(Unit!AE75/100)*1000","v":0},{"$f":"(DmYear!$K$33*(Unit!E$18/100)/DB!J$5)*(Unit!AF75/100)*1000","v":0},{"$f":"(DmYear!$K$33*(Unit!F$18/100)/DB!K$5)*(Unit!AG75/100)*1000","v":0},{"$f":"(DmYear!$K$33*(Unit!G$18/100)/DB!L$5)*(Unit!AH75/100)*1000","v":0},{"$f":"(DmYear!$K$33*(Unit!H$18/100)/DB!M$5)*(Unit!AI75/100)*1000","v":0},{"$f":"(DmYear!$K$33*(Unit!I$18/100)/DB!N$5)*(Unit!AJ75/100)*1000","v":0},{"$f":"(DmYear!$K$33*(Unit!J$18/100)/DB!O$5)*(Unit!AK75/100)*1000","v":0},{"$f":"(DmYear!$K$33*(Unit!K$18/100)/DB!P$5)*(Unit!AL75/100)*1000","v":0},{"$f":"(DmYear!$K$33*(Unit!L$18/100)/DB!Q$5)*(Unit!AM75/100)*1000","v":0},{"$f":"(DmYear!$K$33*(Unit!M$18/100)/DB!R$5)*(Unit!AN75/100)*1000","v":0},{"$f":"(DmYear!$K$33*(Unit!N$18/100)/DB!S$5)*(Unit!AO75/100)*1000","v":0},"-",null,null,12,0,0,0,0,0,0,0,0,0,0,0,0,null,null,12,0,0,0,0,0,0,0,0,0,0,0,0,null,null,12,0,0,0,0,0,0,0,0,0,0,0,0]
[null,13,{"$f":"(DmYear!$K$6*(Unit!C$16/100)/DB!H$3)*(Unit!B76/100)*1000","v":0},{"$f":"(DmYear!$K$6*(Unit!D$16/100)/DB!I$3)*(Unit!C76/100)*1000","v":0},{"$f":"(DmYear!$K$6*(Unit!E$16/100)/DB!J$3)*(Unit!D76/100)*1000","v":0},{"$f":"(DmYear!$K$6*(Unit!F$16/100)/DB!K$3)*(Unit!E76/100)*1000","v":0},{"$f":"(DmYear!$K$6*(Unit!G$16/100)/DB!L$3)*(Unit!F76/100)*1000","v":0},{"$f":"(DmYear!$K$6*(Unit!H$16/100)/DB!M$3)*(Unit!G76/100)*1000","v":0},{"$f":"(DmYear!$K$6*(Unit!I$16/100)/DB!N$3)*(Unit!H76/100)*1000","v":0},{"$f":"(DmYear!$K$6*(Unit!J$16/100)/DB!O$3)*(Unit!I76/100)*1000","v":0},{"$f":"(DmYear!$K$6*(Unit!K$16/100)/DB!P$3)*(Unit!J76/100)*1000","v":0},{"$f":"(DmYear!$K$6*(Unit!L$16/100)/DB!Q$3)*(Unit!K76/100)*1000","v":0},{"$f":"(DmYear!$K$6*(Unit!M$16/100)/DB!R$3)*(Unit!L76/100)*1000","v":0},{"$f":"(DmYear!$K$6*(Unit!N$16/100)/DB!S$3)*(Unit!M76/100)*1000","v":0},"-",null,13,{"$f":"(DmYear!$K$6*(Unit!C$17/100)/DB!H$4)*(Unit!P76/100)*1000","v":0},{"$f":"(DmYear!$K$6*(Unit!D$17/100)/DB!I$4)*(Unit!Q76/100)*1000","v":0},{"$f":"(DmYear!$K$6*(Unit!E$17/100)/DB!J$4)*(Unit!R76/100)*1000","v":0},{"$f":"(DmYear!$K$6*(Unit!F$17/100)/DB!K$4)*(Unit!S76/100)*1000","v":0},{"$f":"(DmYear!$K$6*(Unit!G$17/100)/DB!L$4)*(Unit!T76/100)*1000","v":0},{"$f":"(DmYear!$K$6*(Unit!H$17/100)/DB!M$4)*(Unit!U76/100)*1000","v":0},{"$f":"(DmYear!$K$6*(Unit!I$17/100)/DB!N$4)*(Unit!V76/100)*1000","v":0},{"$f":"(DmYear!$K$6*(Unit!J$17/100)/DB!O$4)*(Unit!W76/100)*1000","v":0},{"$f":"(DmYear!$K$6*(Unit!K$17/100)/DB!P$4)*(Unit!X76/100)*1000","v":0},{"$f":"(DmYear!$K$6*(Unit!L$17/100)/DB!Q$4)*(Unit!Y76/100)*1000","v":0},{"$f":"(DmYear!$K$6*(Unit!M$17/100)/DB!R$4)*(Unit!Z76/100)*1000","v":0},{"$f":"(DmYear!$K$6*(Unit!N$17/100)/DB!S$4)*(Unit!AA76/100)*1000","v":0},"-",null,13,{"$f":"(DmYear!$K$6*(Unit!C$18/100)/DB!H$5)*(Unit!AD76/100)*1000","v":0},{"$f":"(DmYear!$K$6*(Unit!D$18/100)/DB!I$5)*(Unit!AE76/100)*1000","v":0},{"$f":"(DmYear!$K$6*(Unit!E$18/100)/DB!J$5)*(Unit!AF76/100)*1000","v":0},{"$f":"(DmYear!$K$6*(Unit!F$18/100)/DB!K$5)*(Unit!AG76/100)*1000","v":0},{"$f":"(DmYear!$K$6*(Unit!G$18/100)/DB!L$5)*(Unit!AH76/100)*1000","v":0},{"$f":"(DmYear!$K$6*(Unit!H$18/100)/DB!M$5)*(Unit!AI76/100)*1000","v":0},{"$f":"(DmYear!$K$6*(Unit!I$18/100)/DB!N$5)*(Unit!AJ76/100)*1000","v":0},{"$f":"(DmYear!$K$6*(Unit!J$18/100)/DB!O$5)*(Unit!AK76/100)*1000","v":0},{"$f":"(DmYear!$K$6*(Unit!K$18/100)/DB!P$5)*(Unit!AL76/100)*1000","v":0},{"$f":"(DmYear!$K$6*(Unit!L$18/100)/DB!Q$5)*(Unit!AM76/100)*1000","v":0},{"$f":"(DmYear!$K$6*(Unit!M$18/100)/DB!R$5)*(Unit!AN76/100)*1000","v":0},{"$f":"(DmYear!$K$6*(Unit!N$18/100)/DB!S$5)*(Unit!AO76/100)*1000","v":0},"-",null,null,13,0,0,0,0,0,0,0,0,0,0,0,0,null,null,13,0,0,0,0,0,0,0,0,0,0,0,0,null,null,13,0,0,0,0,0,0,0,0,0,0,0,0,null,null,null,null,13,{"$f":"(DmYear!$K$33*(Unit!C$16/100)/DB!H$3)*(Unit!B76/100)*1000","v":0},{"$f":"(DmYear!$K$33*(Unit!D$16/100)/DB!I$3)*(Unit!C76/100)*1000","v":0},{"$f":"(DmYear!$K$33*(Unit!E$16/100)/DB!J$3)*(Unit!D76/100)*1000","v":0},{"$f":"(DmYear!$K$33*(Unit!F$16/100)/DB!K$3)*(Unit!E76/100)*1000","v":0},{"$f":"(DmYear!$K$33*(Unit!G$16/100)/DB!L$3)*(Unit!F76/100)*1000","v":0},{"$f":"(DmYear!$K$33*(Unit!H$16/100)/DB!M$3)*(Unit!G76/100)*1000","v":0},{"$f":"(DmYear!$K$33*(Unit!I$16/100)/DB!N$3)*(Unit!H76/100)*1000","v":0},{"$f":"(DmYear!$K$33*(Unit!J$16/100)/DB!O$3)*(Unit!I76/100)*1000","v":0},{"$f":"(DmYear!$K$33*(Unit!K$16/100)/DB!P$3)*(Unit!J76/100)*1000","v":0},{"$f":"(DmYear!$K$33*(Unit!L$16/100)/DB!Q$3)*(Unit!K76/100)*1000","v":0},{"$f":"(DmYear!$K$33*(Unit!M$16/100)/DB!R$3)*(Unit!L76/100)*1000","v":0},{"$f":"(DmYear!$K$33*(Unit!N$16/100)/DB!S$3)*(Unit!M76/100)*1000","v":0},"-",null,13,{"$f":"(DmYear!$K$33*(Unit!C$17/100)/DB!H$4)*(Unit!P76/100)*1000","v":0},{"$f":"(DmYear!$K$33*(Unit!D$17/100)/DB!I$4)*(Unit!Q76/100)*1000","v":0},{"$f":"(DmYear!$K$33*(Unit!E$17/100)/DB!J$4)*(Unit!R76/100)*1000","v":0},{"$f":"(DmYear!$K$33*(Unit!F$17/100)/DB!K$4)*(Unit!S76/100)*1000","v":0},{"$f":"(DmYear!$K$33*(Unit!G$17/100)/DB!L$4)*(Unit!T76/100)*1000","v":0},{"$f":"(DmYear!$K$33*(Unit!H$17/100)/DB!M$4)*(Unit!U76/100)*1000","v":0},{"$f":"(DmYear!$K$33*(Unit!I$17/100)/DB!N$4)*(Unit!V76/100)*1000","v":0},{"$f":"(DmYear!$K$33*(Unit!J$17/100)/DB!O$4)*(Unit!W76/100)*1000","v":0},{"$f":"(DmYear!$K$33*(Unit!K$17/100)/DB!P$4)*(Unit!X76/100)*1000","v":0},{"$f":"(DmYear!$K$33*(Unit!L$17/100)/DB!Q$4)*(Unit!Y76/100)*1000","v":0},{"$f":"(DmYear!$K$33*(Unit!M$17/100)/DB!R$4)*(Unit!Z76/100)*1000","v":0},{"$f":"(DmYear!$K$33*(Unit!N$17/100)/DB!S$4)*(Unit!AA76/100)*1000","v":0},"-",null,13,{"$f":"(DmYear!$K$33*(Unit!C$18/100)/DB!H$5)*(Unit!AD76/100)*1000","v":0},{"$f":"(DmYear!$K$33*(Unit!D$18/100)/DB!I$5)*(Unit!AE76/100)*1000","v":0},{"$f":"(DmYear!$K$33*(Unit!E$18/100)/DB!J$5)*(Unit!AF76/100)*1000","v":0},{"$f":"(DmYear!$K$33*(Unit!F$18/100)/DB!K$5)*(Unit!AG76/100)*1000","v":0},{"$f":"(DmYear!$K$33*(Unit!G$18/100)/DB!L$5)*(Unit!AH76/100)*1000","v":0},{"$f":"(DmYear!$K$33*(Unit!H$18/100)/DB!M$5)*(Unit!AI76/100)*1000","v":0},{"$f":"(DmYear!$K$33*(Unit!I$18/100)/DB!N$5)*(Unit!AJ76/100)*1000","v":0},{"$f":"(DmYear!$K$33*(Unit!J$18/100)/DB!O$5)*(Unit!AK76/100)*1000","v":0},{"$f":"(DmYear!$K$33*(Unit!K$18/100)/DB!P$5)*(Unit!AL76/100)*1000","v":0},{"$f":"(DmYear!$K$33*(Unit!L$18/100)/DB!Q$5)*(Unit!AM76/100)*1000","v":0},{"$f":"(DmYear!$K$33*(Unit!M$18/100)/DB!R$5)*(Unit!AN76/100)*1000","v":0},{"$f":"(DmYear!$K$33*(Unit!N$18/100)/DB!S$5)*(Unit!AO76/100)*1000","v":0},"-",null,null,13,0,0,0,0,0,0,0,0,0,0,0,0,null,null,13,0,0,0,0,0,0,0,0,0,0,0,0,null,null,13,0,0,0,0,0,0,0,0,0,0,0,0]
[null,14,{"$f":"(DmYear!$K$6*(Unit!C$16/100)/DB!H$3)*(Unit!B77/100)*1000","v":0},{"$f":"(DmYear!$K$6*(Unit!D$16/100)/DB!I$3)*(Unit!C77/100)*1000","v":0},{"$f":"(DmYear!$K$6*(Unit!E$16/100)/DB!J$3)*(Unit!D77/100)*1000","v":0},{"$f":"(DmYear!$K$6*(Unit!F$16/100)/DB!K$3)*(Unit!E77/100)*1000","v":0},{"$f":"(DmYear!$K$6*(Unit!G$16/100)/DB!L$3)*(Unit!F77/100)*1000","v":0},{"$f":"(DmYear!$K$6*(Unit!H$16/100)/DB!M$3)*(Unit!G77/100)*1000","v":0},{"$f":"(DmYear!$K$6*(Unit!I$16/100)/DB!N$3)*(Unit!H77/100)*1000","v":0},{"$f":"(DmYear!$K$6*(Unit!J$16/100)/DB!O$3)*(Unit!I77/100)*1000","v":0},{"$f":"(DmYear!$K$6*(Unit!K$16/100)/DB!P$3)*(Unit!J77/100)*1000","v":0},{"$f":"(DmYear!$K$6*(Unit!L$16/100)/DB!Q$3)*(Unit!K77/100)*1000","v":0},{"$f":"(DmYear!$K$6*(Unit!M$16/100)/DB!R$3)*(Unit!L77/100)*1000","v":0},{"$f":"(DmYear!$K$6*(Unit!N$16/100)/DB!S$3)*(Unit!M77/100)*1000","v":0},"-",null,14,{"$f":"(DmYear!$K$6*(Unit!C$17/100)/DB!H$4)*(Unit!P77/100)*1000","v":0},{"$f":"(DmYear!$K$6*(Unit!D$17/100)/DB!I$4)*(Unit!Q77/100)*1000","v":0},{"$f":"(DmYear!$K$6*(Unit!E$17/100)/DB!J$4)*(Unit!R77/100)*1000","v":0},{"$f":"(DmYear!$K$6*(Unit!F$17/100)/DB!K$4)*(Unit!S77/100)*1000","v":0},{"$f":"(DmYear!$K$6*(Unit!G$17/100)/DB!L$4)*(Unit!T77/100)*1000","v":0},{"$f":"(DmYear!$K$6*(Unit!H$17/100)/DB!M$4)*(Unit!U77/100)*1000","v":0},{"$f":"(DmYear!$K$6*(Unit!I$17/100)/DB!N$4)*(Unit!V77/100)*1000","v":0},{"$f":"(DmYear!$K$6*(Unit!J$17/100)/DB!O$4)*(Unit!W77/100)*1000","v":0},{"$f":"(DmYear!$K$6*(Unit!K$17/100)/DB!P$4)*(Unit!X77/100)*1000","v":0},{"$f":"(DmYear!$K$6*(Unit!L$17/100)/DB!Q$4)*(Unit!Y77/100)*1000","v":0},{"$f":"(DmYear!$K$6*(Unit!M$17/100)/DB!R$4)*(Unit!Z77/100)*1000","v":0},{"$f":"(DmYear!$K$6*(Unit!N$17/100)/DB!S$4)*(Unit!AA77/100)*1000","v":0},"-",null,14,{"$f":"(DmYear!$K$6*(Unit!C$18/100)/DB!H$5)*(Unit!AD77/100)*1000","v":0},{"$f":"(DmYear!$K$6*(Unit!D$18/100)/DB!I$5)*(Unit!AE77/100)*1000","v":0},{"$f":"(DmYear!$K$6*(Unit!E$18/100)/DB!J$5)*(Unit!AF77/100)*1000","v":0},{"$f":"(DmYear!$K$6*(Unit!F$18/100)/DB!K$5)*(Unit!AG77/100)*1000","v":0},{"$f":"(DmYear!$K$6*(Unit!G$18/100)/DB!L$5)*(Unit!AH77/100)*1000","v":0},{"$f":"(DmYear!$K$6*(Unit!H$18/100)/DB!M$5)*(Unit!AI77/100)*1000","v":0},{"$f":"(DmYear!$K$6*(Unit!I$18/100)/DB!N$5)*(Unit!AJ77/100)*1000","v":0},{"$f":"(DmYear!$K$6*(Unit!J$18/100)/DB!O$5)*(Unit!AK77/100)*1000","v":0},{"$f":"(DmYear!$K$6*(Unit!K$18/100)/DB!P$5)*(Unit!AL77/100)*1000","v":0},{"$f":"(DmYear!$K$6*(Unit!L$18/100)/DB!Q$5)*(Unit!AM77/100)*1000","v":0},{"$f":"(DmYear!$K$6*(Unit!M$18/100)/DB!R$5)*(Unit!AN77/100)*1000","v":0},{"$f":"(DmYear!$K$6*(Unit!N$18/100)/DB!S$5)*(Unit!AO77/100)*1000","v":0},"-",null,null,14,0,0,0,0,0,0,0,0,0,0,0,0,null,null,14,0,0,0,0,0,0,0,0,0,0,0,0,null,null,14,0,0,0,0,0,0,0,0,0,0,0,0,null,null,null,null,14,{"$f":"(DmYear!$K$33*(Unit!C$16/100)/DB!H$3)*(Unit!B77/100)*1000","v":0},{"$f":"(DmYear!$K$33*(Unit!D$16/100)/DB!I$3)*(Unit!C77/100)*1000","v":0},{"$f":"(DmYear!$K$33*(Unit!E$16/100)/DB!J$3)*(Unit!D77/100)*1000","v":0},{"$f":"(DmYear!$K$33*(Unit!F$16/100)/DB!K$3)*(Unit!E77/100)*1000","v":0},{"$f":"(DmYear!$K$33*(Unit!G$16/100)/DB!L$3)*(Unit!F77/100)*1000","v":0},{"$f":"(DmYear!$K$33*(Unit!H$16/100)/DB!M$3)*(Unit!G77/100)*1000","v":0},{"$f":"(DmYear!$K$33*(Unit!I$16/100)/DB!N$3)*(Unit!H77/100)*1000","v":0},{"$f":"(DmYear!$K$33*(Unit!J$16/100)/DB!O$3)*(Unit!I77/100)*1000","v":0},{"$f":"(DmYear!$K$33*(Unit!K$16/100)/DB!P$3)*(Unit!J77/100)*1000","v":0},{"$f":"(DmYear!$K$33*(Unit!L$16/100)/DB!Q$3)*(Unit!K77/100)*1000","v":0},{"$f":"(DmYear!$K$33*(Unit!M$16/100)/DB!R$3)*(Unit!L77/100)*1000","v":0},{"$f":"(DmYear!$K$33*(Unit!N$16/100)/DB!S$3)*(Unit!M77/100)*1000","v":0},"-",null,14,{"$f":"(DmYear!$K$33*(Unit!C$17/100)/DB!H$4)*(Unit!P77/100)*1000","v":0},{"$f":"(DmYear!$K$33*(Unit!D$17/100)/DB!I$4)*(Unit!Q77/100)*1000","v":0},{"$f":"(DmYear!$K$33*(Unit!E$17/100)/DB!J$4)*(Unit!R77/100)*1000","v":0},{"$f":"(DmYear!$K$33*(Unit!F$17/100)/DB!K$4)*(Unit!S77/100)*1000","v":0},{"$f":"(DmYear!$K$33*(Unit!G$17/100)/DB!L$4)*(Unit!T77/100)*1000","v":0},{"$f":"(DmYear!$K$33*(Unit!H$17/100)/DB!M$4)*(Unit!U77/100)*1000","v":0},{"$f":"(DmYear!$K$33*(Unit!I$17/100)/DB!N$4)*(Unit!V77/100)*1000","v":0},{"$f":"(DmYear!$K$33*(Unit!J$17/100)/DB!O$4)*(Unit!W77/100)*1000","v":0},{"$f":"(DmYear!$K$33*(Unit!K$17/100)/DB!P$4)*(Unit!X77/100)*1000","v":0},{"$f":"(DmYear!$K$33*(Unit!L$17/100)/DB!Q$4)*(Unit!Y77/100)*1000","v":0},{"$f":"(DmYear!$K$33*(Unit!M$17/100)/DB!R$4)*(Unit!Z77/100)*1000","v":0},{"$f":"(DmYear!$K$33*(Unit!N$17/100)/DB!S$4)*(Unit!AA77/100)*1000","v":0},"-",null,14,{"$f":"(DmYear!$K$33*(Unit!C$18/100)/DB!H$5)*(Unit!AD77/100)*1000","v":0},{"$f":"(DmYear!$K$33*(Unit!D$18/100)/DB!I$5)*(Unit!AE77/100)*1000","v":0},{"$f":"(DmYear!$K$33*(Unit!E$18/100)/DB!J$5)*(Unit!AF77/100)*1000","v":0},{"$f":"(DmYear!$K$33*(Unit!F$18/100)/DB!K$5)*(Unit!AG77/100)*1000","v":0},{"$f":"(DmYear!$K$33*(Unit!G$18/100)/DB!L$5)*(Unit!AH77/100)*1000","v":0},{"$f":"(DmYear!$K$33*(Unit!H$18/100)/DB!M$5)*(Unit!AI77/100)*1000","v":0},{"$f":"(DmYear!$K$33*(Unit!I$18/100)/DB!N$5)*(Unit!AJ77/100)*1000","v":0},{"$f":"(DmYear!$K$33*(Unit!J$18/100)/DB!O$5)*(Unit!AK77/100)*1000","v":0},{"$f":"(DmYear!$K$33*(Unit!K$18/100)/DB!P$5)*(Unit!AL77/100)*1000","v":0},{"$f":"(DmYear!$K$33*(Unit!L$18/100)/DB!Q$5)*(Unit!AM77/100)*1000","v":0},{"$f":"(DmYear!$K$33*(Unit!M$18/100)/DB!R$5)*(Unit!AN77/100)*1000","v":0},{"$f":"(DmYear!$K$33*(Unit!N$18/100)/DB!S$5)*(Unit!AO77/100)*1000","v":0},"-",null,null,14,0,0,0,0,0,0,0,0,0,0,0,0,null,null,14,0,0,0,0,0,0,0,0,0,0,0,0,null,null,14,0,0,0,0,0,0,0,0,0,0,0,0]
[null,15,{"$f":"(DmYear!$K$6*(Unit!C$16/100)/DB!H$3)*(Unit!B78/100)*1000","v":0},{"$f":"(DmYear!$K$6*(Unit!D$16/100)/DB!I$3)*(Unit!C78/100)*1000","v":0},{"$f":"(DmYear!$K$6*(Unit!E$16/100)/DB!J$3)*(Unit!D78/100)*1000","v":0},{"$f":"(DmYear!$K$6*(Unit!F$16/100)/DB!K$3)*(Unit!E78/100)*1000","v":0},{"$f":"(DmYear!$K$6*(Unit!G$16/100)/DB!L$3)*(Unit!F78/100)*1000","v":0},{"$f":"(DmYear!$K$6*(Unit!H$16/100)/DB!M$3)*(Unit!G78/100)*1000","v":0},{"$f":"(DmYear!$K$6*(Unit!I$16/100)/DB!N$3)*(Unit!H78/100)*1000","v":0},{"$f":"(DmYear!$K$6*(Unit!J$16/100)/DB!O$3)*(Unit!I78/100)*1000","v":0},{"$f":"(DmYear!$K$6*(Unit!K$16/100)/DB!P$3)*(Unit!J78/100)*1000","v":0},{"$f":"(DmYear!$K$6*(Unit!L$16/100)/DB!Q$3)*(Unit!K78/100)*1000","v":0},{"$f":"(DmYear!$K$6*(Unit!M$16/100)/DB!R$3)*(Unit!L78/100)*1000","v":0},{"$f":"(DmYear!$K$6*(Unit!N$16/100)/DB!S$3)*(Unit!M78/100)*1000","v":0},"-",null,15,{"$f":"(DmYear!$K$6*(Unit!C$17/100)/DB!H$4)*(Unit!P78/100)*1000","v":0},{"$f":"(DmYear!$K$6*(Unit!D$17/100)/DB!I$4)*(Unit!Q78/100)*1000","v":0},{"$f":"(DmYear!$K$6*(Unit!E$17/100)/DB!J$4)*(Unit!R78/100)*1000","v":0},{"$f":"(DmYear!$K$6*(Unit!F$17/100)/DB!K$4)*(Unit!S78/100)*1000","v":0},{"$f":"(DmYear!$K$6*(Unit!G$17/100)/DB!L$4)*(Unit!T78/100)*1000","v":0},{"$f":"(DmYear!$K$6*(Unit!H$17/100)/DB!M$4)*(Unit!U78/100)*1000","v":0},{"$f":"(DmYear!$K$6*(Unit!I$17/100)/DB!N$4)*(Unit!V78/100)*1000","v":0},{"$f":"(DmYear!$K$6*(Unit!J$17/100)/DB!O$4)*(Unit!W78/100)*1000","v":0},{"$f":"(DmYear!$K$6*(Unit!K$17/100)/DB!P$4)*(Unit!X78/100)*1000","v":0},{"$f":"(DmYear!$K$6*(Unit!L$17/100)/DB!Q$4)*(Unit!Y78/100)*1000","v":0},{"$f":"(DmYear!$K$6*(Unit!M$17/100)/DB!R$4)*(Unit!Z78/100)*1000","v":0},{"$f":"(DmYear!$K$6*(Unit!N$17/100)/DB!S$4)*(Unit!AA78/100)*1000","v":0},"-",null,15,{"$f":"(DmYear!$K$6*(Unit!C$18/100)/DB!H$5)*(Unit!AD78/100)*1000","v":0},{"$f":"(DmYear!$K$6*(Unit!D$18/100)/DB!I$5)*(Unit!AE78/100)*1000","v":0},{"$f":"(DmYear!$K$6*(Unit!E$18/100)/DB!J$5)*(Unit!AF78/100)*1000","v":0},{"$f":"(DmYear!$K$6*(Unit!F$18/100)/DB!K$5)*(Unit!AG78/100)*1000","v":0},{"$f":"(DmYear!$K$6*(Unit!G$18/100)/DB!L$5)*(Unit!AH78/100)*1000","v":0},{"$f":"(DmYear!$K$6*(Unit!H$18/100)/DB!M$5)*(Unit!AI78/100)*1000","v":0},{"$f":"(DmYear!$K$6*(Unit!I$18/100)/DB!N$5)*(Unit!AJ78/100)*1000","v":0},{"$f":"(DmYear!$K$6*(Unit!J$18/100)/DB!O$5)*(Unit!AK78/100)*1000","v":0},{"$f":"(DmYear!$K$6*(Unit!K$18/100)/DB!P$5)*(Unit!AL78/100)*1000","v":0},{"$f":"(DmYear!$K$6*(Unit!L$18/100)/DB!Q$5)*(Unit!AM78/100)*1000","v":0},{"$f":"(DmYear!$K$6*(Unit!M$18/100)/DB!R$5)*(Unit!AN78/100)*1000","v":0},{"$f":"(DmYear!$K$6*(Unit!N$18/100)/DB!S$5)*(Unit!AO78/100)*1000","v":0},"-",null,null,15,0,0,0,0,0,0,0,0,0,0,0,0,null,null,15,0,0,0,0,0,0,0,0,0,0,0,0,null,null,15,0,0,0,0,0,0,0,0,0,0,0,0,null,null,null,null,15,{"$f":"(DmYear!$K$33*(Unit!C$16/100)/DB!H$3)*(Unit!B78/100)*1000","v":0},{"$f":"(DmYear!$K$33*(Unit!D$16/100)/DB!I$3)*(Unit!C78/100)*1000","v":0},{"$f":"(DmYear!$K$33*(Unit!E$16/100)/DB!J$3)*(Unit!D78/100)*1000","v":0},{"$f":"(DmYear!$K$33*(Unit!F$16/100)/DB!K$3)*(Unit!E78/100)*1000","v":0},{"$f":"(DmYear!$K$33*(Unit!G$16/100)/DB!L$3)*(Unit!F78/100)*1000","v":0},{"$f":"(DmYear!$K$33*(Unit!H$16/100)/DB!M$3)*(Unit!G78/100)*1000","v":0},{"$f":"(DmYear!$K$33*(Unit!I$16/100)/DB!N$3)*(Unit!H78/100)*1000","v":0},{"$f":"(DmYear!$K$33*(Unit!J$16/100)/DB!O$3)*(Unit!I78/100)*1000","v":0},{"$f":"(DmYear!$K$33*(Unit!K$16/100)/DB!P$3)*(Unit!J78/100)*1000","v":0},{"$f":"(DmYear!$K$33*(Unit!L$16/100)/DB!Q$3)*(Unit!K78/100)*1000","v":0},{"$f":"(DmYear!$K$33*(Unit!M$16/100)/DB!R$3)*(Unit!L78/100)*1000","v":0},{"$f":"(DmYear!$K$33*(Unit!N$16/100)/DB!S$3)*(Unit!M78/100)*1000","v":0},"-",null,15,{"$f":"(DmYear!$K$33*(Unit!C$17/100)/DB!H$4)*(Unit!P78/100)*1000","v":0},{"$f":"(DmYear!$K$33*(Unit!D$17/100)/DB!I$4)*(Unit!Q78/100)*1000","v":0},{"$f":"(DmYear!$K$33*(Unit!E$17/100)/DB!J$4)*(Unit!R78/100)*1000","v":0},{"$f":"(DmYear!$K$33*(Unit!F$17/100)/DB!K$4)*(Unit!S78/100)*1000","v":0},{"$f":"(DmYear!$K$33*(Unit!G$17/100)/DB!L$4)*(Unit!T78/100)*1000","v":0},{"$f":"(DmYear!$K$33*(Unit!H$17/100)/DB!M$4)*(Unit!U78/100)*1000","v":0},{"$f":"(DmYear!$K$33*(Unit!I$17/100)/DB!N$4)*(Unit!V78/100)*1000","v":0},{"$f":"(DmYear!$K$33*(Unit!J$17/100)/DB!O$4)*(Unit!W78/100)*1000","v":0},{"$f":"(DmYear!$K$33*(Unit!K$17/100)/DB!P$4)*(Unit!X78/100)*1000","v":0},{"$f":"(DmYear!$K$33*(Unit!L$17/100)/DB!Q$4)*(Unit!Y78/100)*1000","v":0},{"$f":"(DmYear!$K$33*(Unit!M$17/100)/DB!R$4)*(Unit!Z78/100)*1000","v":0},{"$f":"(DmYear!$K$33*(Unit!N$17/100)/DB!S$4)*(Unit!AA78/100)*1000","v":0},"-",null,15,{"$f":"(DmYear!$K$33*(Unit!C$18/100)/DB!H$5)*(Unit!AD78/100)*1000","v":0},{"$f":"(DmYear!$K$33*(Unit!D$18/100)/DB!I$5)*(Unit!AE78/100)*1000","v":0},{"$f":"(DmYear!$K$33*(Unit!E$18/100)/DB!J$5)*(Unit!AF78/100)*1000","v":0},{"$f":"(DmYear!$K$33*(Unit!F$18/100)/DB!K$5)*(Unit!AG78/100)*1000","v":0},{"$f":"(DmYear!$K$33*(Unit!G$18/100)/DB!L$5)*(Unit!AH78/100)*1000","v":0},{"$f":"(DmYear!$K$33*(Unit!H$18/100)/DB!M$5)*(Unit!AI78/100)*1000","v":0},{"$f":"(DmYear!$K$33*(Unit!I$18/100)/DB!N$5)*(Unit!AJ78/100)*1000","v":0},{"$f":"(DmYear!$K$33*(Unit!J$18/100)/DB!O$5)*(Unit!AK78/100)*1000","v":0},{"$f":"(DmYear!$K$33*(Unit!K$18/100)/DB!P$5)*(Unit!AL78/100)*1000","v":0},{"$f":"(DmYear!$K$33*(Unit!L$18/100)/DB!Q$5)*(Unit!AM78/100)*1000","v":0},{"$f":"(DmYear!$K$33*(Unit!M$18/100)/DB!R$5)*(Unit!AN78/100)*1000","v":0},{"$f":"(DmYear!$K$33*(Unit!N$18/100)/DB!S$5)*(Unit!AO78/100)*1000","v":0},"-",null,null,15,0,0,0,0,0,0,0,0,0,0,0,0,null,null,15,0,0,0,0,0,0,0,0,0,0,0,0,null,null,15,0,0,0,0,0,0,0,0,0,0,0,0]
[null,16,{"$f":"(DmYear!$K$6*(Unit!C$16/100)/DB!H$3)*(Unit!B79/100)*1000","v":0},{"$f":"(DmYear!$K$6*(Unit!D$16/100)/DB!I$3)*(Unit!C79/100)*1000","v":0},{"$f":"(DmYear!$K$6*(Unit!E$16/100)/DB!J$3)*(Unit!D79/100)*1000","v":0},{"$f":"(DmYear!$K$6*(Unit!F$16/100)/DB!K$3)*(Unit!E79/100)*1000","v":0},{"$f":"(DmYear!$K$6*(Unit!G$16/100)/DB!L$3)*(Unit!F79/100)*1000","v":0},{"$f":"(DmYear!$K$6*(Unit!H$16/100)/DB!M$3)*(Unit!G79/100)*1000","v":0},{"$f":"(DmYear!$K$6*(Unit!I$16/100)/DB!N$3)*(Unit!H79/100)*1000","v":0},{"$f":"(DmYear!$K$6*(Unit!J$16/100)/DB!O$3)*(Unit!I79/100)*1000","v":0},{"$f":"(DmYear!$K$6*(Unit!K$16/100)/DB!P$3)*(Unit!J79/100)*1000","v":0},{"$f":"(DmYear!$K$6*(Unit!L$16/100)/DB!Q$3)*(Unit!K79/100)*1000","v":0},{"$f":"(DmYear!$K$6*(Unit!M$16/100)/DB!R$3)*(Unit!L79/100)*1000","v":0},{"$f":"(DmYear!$K$6*(Unit!N$16/100)/DB!S$3)*(Unit!M79/100)*1000","v":0},"-",null,16,{"$f":"(DmYear!$K$6*(Unit!C$17/100)/DB!H$4)*(Unit!P79/100)*1000","v":0},{"$f":"(DmYear!$K$6*(Unit!D$17/100)/DB!I$4)*(Unit!Q79/100)*1000","v":0},{"$f":"(DmYear!$K$6*(Unit!E$17/100)/DB!J$4)*(Unit!R79/100)*1000","v":0},{"$f":"(DmYear!$K$6*(Unit!F$17/100)/DB!K$4)*(Unit!S79/100)*1000","v":0},{"$f":"(DmYear!$K$6*(Unit!G$17/100)/DB!L$4)*(Unit!T79/100)*1000","v":0},{"$f":"(DmYear!$K$6*(Unit!H$17/100)/DB!M$4)*(Unit!U79/100)*1000","v":0},{"$f":"(DmYear!$K$6*(Unit!I$17/100)/DB!N$4)*(Unit!V79/100)*1000","v":0},{"$f":"(DmYear!$K$6*(Unit!J$17/100)/DB!O$4)*(Unit!W79/100)*1000","v":0},{"$f":"(DmYear!$K$6*(Unit!K$17/100)/DB!P$4)*(Unit!X79/100)*1000","v":0},{"$f":"(DmYear!$K$6*(Unit!L$17/100)/DB!Q$4)*(Unit!Y79/100)*1000","v":0},{"$f":"(DmYear!$K$6*(Unit!M$17/100)/DB!R$4)*(Unit!Z79/100)*1000","v":0},{"$f":"(DmYear!$K$6*(Unit!N$17/100)/DB!S$4)*(Unit!AA79/100)*1000","v":0},"-",null,16,{"$f":"(DmYear!$K$6*(Unit!C$18/100)/DB!H$5)*(Unit!AD79/100)*1000","v":0},{"$f":"(DmYear!$K$6*(Unit!D$18/100)/DB!I$5)*(Unit!AE79/100)*1000","v":0},{"$f":"(DmYear!$K$6*(Unit!E$18/100)/DB!J$5)*(Unit!AF79/100)*1000","v":0},{"$f":"(DmYear!$K$6*(Unit!F$18/100)/DB!K$5)*(Unit!AG79/100)*1000","v":0},{"$f":"(DmYear!$K$6*(Unit!G$18/100)/DB!L$5)*(Unit!AH79/100)*1000","v":0},{"$f":"(DmYear!$K$6*(Unit!H$18/100)/DB!M$5)*(Unit!AI79/100)*1000","v":0},{"$f":"(DmYear!$K$6*(Unit!I$18/100)/DB!N$5)*(Unit!AJ79/100)*1000","v":0},{"$f":"(DmYear!$K$6*(Unit!J$18/100)/DB!O$5)*(Unit!AK79/100)*1000","v":0},{"$f":"(DmYear!$K$6*(Unit!K$18/100)/DB!P$5)*(Unit!AL79/100)*1000","v":0},{"$f":"(DmYear!$K$6*(Unit!L$18/100)/DB!Q$5)*(Unit!AM79/100)*1000","v":0},{"$f":"(DmYear!$K$6*(Unit!M$18/100)/DB!R$5)*(Unit!AN79/100)*1000","v":0},{"$f":"(DmYear!$K$6*(Unit!N$18/100)/DB!S$5)*(Unit!AO79/100)*1000","v":0},"-",null,null,16,0,0,0,0,0,0,0,0,0,0,0,0,null,null,16,0,0,0,0,0,0,0,0,0,0,0,0,null,null,16,0,0,0,0,0,0,0,0,0,0,0,0,null,null,null,null,16,{"$f":"(DmYear!$K$33*(Unit!C$16/100)/DB!H$3)*(Unit!B79/100)*1000","v":0},{"$f":"(DmYear!$K$33*(Unit!D$16/100)/DB!I$3)*(Unit!C79/100)*1000","v":0},{"$f":"(DmYear!$K$33*(Unit!E$16/100)/DB!J$3)*(Unit!D79/100)*1000","v":0},{"$f":"(DmYear!$K$33*(Unit!F$16/100)/DB!K$3)*(Unit!E79/100)*1000","v":0},{"$f":"(DmYear!$K$33*(Unit!G$16/100)/DB!L$3)*(Unit!F79/100)*1000","v":0},{"$f":"(DmYear!$K$33*(Unit!H$16/100)/DB!M$3)*(Unit!G79/100)*1000","v":0},{"$f":"(DmYear!$K$33*(Unit!I$16/100)/DB!N$3)*(Unit!H79/100)*1000","v":0},{"$f":"(DmYear!$K$33*(Unit!J$16/100)/DB!O$3)*(Unit!I79/100)*1000","v":0},{"$f":"(DmYear!$K$33*(Unit!K$16/100)/DB!P$3)*(Unit!J79/100)*1000","v":0},{"$f":"(DmYear!$K$33*(Unit!L$16/100)/DB!Q$3)*(Unit!K79/100)*1000","v":0},{"$f":"(DmYear!$K$33*(Unit!M$16/100)/DB!R$3)*(Unit!L79/100)*1000","v":0},{"$f":"(DmYear!$K$33*(Unit!N$16/100)/DB!S$3)*(Unit!M79/100)*1000","v":0},"-",null,16,{"$f":"(DmYear!$K$33*(Unit!C$17/100)/DB!H$4)*(Unit!P79/100)*1000","v":0},{"$f":"(DmYear!$K$33*(Unit!D$17/100)/DB!I$4)*(Unit!Q79/100)*1000","v":0},{"$f":"(DmYear!$K$33*(Unit!E$17/100)/DB!J$4)*(Unit!R79/100)*1000","v":0},{"$f":"(DmYear!$K$33*(Unit!F$17/100)/DB!K$4)*(Unit!S79/100)*1000","v":0},{"$f":"(DmYear!$K$33*(Unit!G$17/100)/DB!L$4)*(Unit!T79/100)*1000","v":0},{"$f":"(DmYear!$K$33*(Unit!H$17/100)/DB!M$4)*(Unit!U79/100)*1000","v":0},{"$f":"(DmYear!$K$33*(Unit!I$17/100)/DB!N$4)*(Unit!V79/100)*1000","v":0},{"$f":"(DmYear!$K$33*(Unit!J$17/100)/DB!O$4)*(Unit!W79/100)*1000","v":0},{"$f":"(DmYear!$K$33*(Unit!K$17/100)/DB!P$4)*(Unit!X79/100)*1000","v":0},{"$f":"(DmYear!$K$33*(Unit!L$17/100)/DB!Q$4)*(Unit!Y79/100)*1000","v":0},{"$f":"(DmYear!$K$33*(Unit!M$17/100)/DB!R$4)*(Unit!Z79/100)*1000","v":0},{"$f":"(DmYear!$K$33*(Unit!N$17/100)/DB!S$4)*(Unit!AA79/100)*1000","v":0},"-",null,16,{"$f":"(DmYear!$K$33*(Unit!C$18/100)/DB!H$5)*(Unit!AD79/100)*1000","v":0},{"$f":"(DmYear!$K$33*(Unit!D$18/100)/DB!I$5)*(Unit!AE79/100)*1000","v":0},{"$f":"(DmYear!$K$33*(Unit!E$18/100)/DB!J$5)*(Unit!AF79/100)*1000","v":0},{"$f":"(DmYear!$K$33*(Unit!F$18/100)/DB!K$5)*(Unit!AG79/100)*1000","v":0},{"$f":"(DmYear!$K$33*(Unit!G$18/100)/DB!L$5)*(Unit!AH79/100)*1000","v":0},{"$f":"(DmYear!$K$33*(Unit!H$18/100)/DB!M$5)*(Unit!AI79/100)*1000","v":0},{"$f":"(DmYear!$K$33*(Unit!I$18/100)/DB!N$5)*(Unit!AJ79/100)*1000","v":0},{"$f":"(DmYear!$K$33*(Unit!J$18/100)/DB!O$5)*(Unit!AK79/100)*1000","v":0},{"$f":"(DmYear!$K$33*(Unit!K$18/100)/DB!P$5)*(Unit!AL79/100)*1000","v":0},{"$f":"(DmYear!$K$33*(Unit!L$18/100)/DB!Q$5)*(Unit!AM79/100)*1000","v":0},{"$f":"(DmYear!$K$33*(Unit!M$18/100)/DB!R$5)*(Unit!AN79/100)*1000","v":0},{"$f":"(DmYear!$K$33*(Unit!N$18/100)/DB!S$5)*(Unit!AO79/100)*1000","v":0},"-",null,null,16,0,0,0,0,0,0,0,0,0,0,0,0,null,null,16,0,0,0,0,0,0,0,0,0,0,0,0,null,null,16,0,0,0,0,0,0,0,0,0,0,0,0]
[null,17,{"$f":"(DmYear!$K$6*(Unit!C$16/100)/DB!H$3)*(Unit!B80/100)*1000","v":0},{"$f":"(DmYear!$K$6*(Unit!D$16/100)/DB!I$3)*(Unit!C80/100)*1000","v":0},{"$f":"(DmYear!$K$6*(Unit!E$16/100)/DB!J$3)*(Unit!D80/100)*1000","v":0},{"$f":"(DmYear!$K$6*(Unit!F$16/100)/DB!K$3)*(Unit!E80/100)*1000","v":0},{"$f":"(DmYear!$K$6*(Unit!G$16/100)/DB!L$3)*(Unit!F80/100)*1000","v":0},{"$f":"(DmYear!$K$6*(Unit!H$16/100)/DB!M$3)*(Unit!G80/100)*1000","v":0},{"$f":"(DmYear!$K$6*(Unit!I$16/100)/DB!N$3)*(Unit!H80/100)*1000","v":0},{"$f":"(DmYear!$K$6*(Unit!J$16/100)/DB!O$3)*(Unit!I80/100)*1000","v":0},{"$f":"(DmYear!$K$6*(Unit!K$16/100)/DB!P$3)*(Unit!J80/100)*1000","v":0},{"$f":"(DmYear!$K$6*(Unit!L$16/100)/DB!Q$3)*(Unit!K80/100)*1000","v":0},{"$f":"(DmYear!$K$6*(Unit!M$16/100)/DB!R$3)*(Unit!L80/100)*1000","v":0},{"$f":"(DmYear!$K$6*(Unit!N$16/100)/DB!S$3)*(Unit!M80/100)*1000","v":0},"-",null,17,{"$f":"(DmYear!$K$6*(Unit!C$17/100)/DB!H$4)*(Unit!P80/100)*1000","v":0},{"$f":"(DmYear!$K$6*(Unit!D$17/100)/DB!I$4)*(Unit!Q80/100)*1000","v":0},{"$f":"(DmYear!$K$6*(Unit!E$17/100)/DB!J$4)*(Unit!R80/100)*1000","v":0},{"$f":"(DmYear!$K$6*(Unit!F$17/100)/DB!K$4)*(Unit!S80/100)*1000","v":0},{"$f":"(DmYear!$K$6*(Unit!G$17/100)/DB!L$4)*(Unit!T80/100)*1000","v":0},{"$f":"(DmYear!$K$6*(Unit!H$17/100)/DB!M$4)*(Unit!U80/100)*1000","v":0},{"$f":"(DmYear!$K$6*(Unit!I$17/100)/DB!N$4)*(Unit!V80/100)*1000","v":0},{"$f":"(DmYear!$K$6*(Unit!J$17/100)/DB!O$4)*(Unit!W80/100)*1000","v":0},{"$f":"(DmYear!$K$6*(Unit!K$17/100)/DB!P$4)*(Unit!X80/100)*1000","v":0},{"$f":"(DmYear!$K$6*(Unit!L$17/100)/DB!Q$4)*(Unit!Y80/100)*1000","v":0},{"$f":"(DmYear!$K$6*(Unit!M$17/100)/DB!R$4)*(Unit!Z80/100)*1000","v":0},{"$f":"(DmYear!$K$6*(Unit!N$17/100)/DB!S$4)*(Unit!AA80/100)*1000","v":0},"-",null,17,{"$f":"(DmYear!$K$6*(Unit!C$18/100)/DB!H$5)*(Unit!AD80/100)*1000","v":0},{"$f":"(DmYear!$K$6*(Unit!D$18/100)/DB!I$5)*(Unit!AE80/100)*1000","v":0},{"$f":"(DmYear!$K$6*(Unit!E$18/100)/DB!J$5)*(Unit!AF80/100)*1000","v":0},{"$f":"(DmYear!$K$6*(Unit!F$18/100)/DB!K$5)*(Unit!AG80/100)*1000","v":0},{"$f":"(DmYear!$K$6*(Unit!G$18/100)/DB!L$5)*(Unit!AH80/100)*1000","v":0},{"$f":"(DmYear!$K$6*(Unit!H$18/100)/DB!M$5)*(Unit!AI80/100)*1000","v":0},{"$f":"(DmYear!$K$6*(Unit!I$18/100)/DB!N$5)*(Unit!AJ80/100)*1000","v":0},{"$f":"(DmYear!$K$6*(Unit!J$18/100)/DB!O$5)*(Unit!AK80/100)*1000","v":0},{"$f":"(DmYear!$K$6*(Unit!K$18/100)/DB!P$5)*(Unit!AL80/100)*1000","v":0},{"$f":"(DmYear!$K$6*(Unit!L$18/100)/DB!Q$5)*(Unit!AM80/100)*1000","v":0},{"$f":"(DmYear!$K$6*(Unit!M$18/100)/DB!R$5)*(Unit!AN80/100)*1000","v":0},{"$f":"(DmYear!$K$6*(Unit!N$18/100)/DB!S$5)*(Unit!AO80/100)*1000","v":0},"-",null,null,17,0,0,0,0,0,0,0,0,0,0,0,0,null,null,17,0,0,0,0,0,0,0,0,0,0,0,0,null,null,17,0,0,0,0,0,0,0,0,0,0,0,0,null,null,null,null,17,{"$f":"(DmYear!$K$33*(Unit!C$16/100)/DB!H$3)*(Unit!B80/100)*1000","v":0},{"$f":"(DmYear!$K$33*(Unit!D$16/100)/DB!I$3)*(Unit!C80/100)*1000","v":0},{"$f":"(DmYear!$K$33*(Unit!E$16/100)/DB!J$3)*(Unit!D80/100)*1000","v":0},{"$f":"(DmYear!$K$33*(Unit!F$16/100)/DB!K$3)*(Unit!E80/100)*1000","v":0},{"$f":"(DmYear!$K$33*(Unit!G$16/100)/DB!L$3)*(Unit!F80/100)*1000","v":0},{"$f":"(DmYear!$K$33*(Unit!H$16/100)/DB!M$3)*(Unit!G80/100)*1000","v":0},{"$f":"(DmYear!$K$33*(Unit!I$16/100)/DB!N$3)*(Unit!H80/100)*1000","v":0},{"$f":"(DmYear!$K$33*(Unit!J$16/100)/DB!O$3)*(Unit!I80/100)*1000","v":0},{"$f":"(DmYear!$K$33*(Unit!K$16/100)/DB!P$3)*(Unit!J80/100)*1000","v":0},{"$f":"(DmYear!$K$33*(Unit!L$16/100)/DB!Q$3)*(Unit!K80/100)*1000","v":0},{"$f":"(DmYear!$K$33*(Unit!M$16/100)/DB!R$3)*(Unit!L80/100)*1000","v":0},{"$f":"(DmYear!$K$33*(Unit!N$16/100)/DB!S$3)*(Unit!M80/100)*1000","v":0},"-",null,17,{"$f":"(DmYear!$K$33*(Unit!C$17/100)/DB!H$4)*(Unit!P80/100)*1000","v":0},{"$f":"(DmYear!$K$33*(Unit!D$17/100)/DB!I$4)*(Unit!Q80/100)*1000","v":0},{"$f":"(DmYear!$K$33*(Unit!E$17/100)/DB!J$4)*(Unit!R80/100)*1000","v":0},{"$f":"(DmYear!$K$33*(Unit!F$17/100)/DB!K$4)*(Unit!S80/100)*1000","v":0},{"$f":"(DmYear!$K$33*(Unit!G$17/100)/DB!L$4)*(Unit!T80/100)*1000","v":0},{"$f":"(DmYear!$K$33*(Unit!H$17/100)/DB!M$4)*(Unit!U80/100)*1000","v":0},{"$f":"(DmYear!$K$33*(Unit!I$17/100)/DB!N$4)*(Unit!V80/100)*1000","v":0},{"$f":"(DmYear!$K$33*(Unit!J$17/100)/DB!O$4)*(Unit!W80/100)*1000","v":0},{"$f":"(DmYear!$K$33*(Unit!K$17/100)/DB!P$4)*(Unit!X80/100)*1000","v":0},{"$f":"(DmYear!$K$33*(Unit!L$17/100)/DB!Q$4)*(Unit!Y80/100)*1000","v":0},{"$f":"(DmYear!$K$33*(Unit!M$17/100)/DB!R$4)*(Unit!Z80/100)*1000","v":0},{"$f":"(DmYear!$K$33*(Unit!N$17/100)/DB!S$4)*(Unit!AA80/100)*1000","v":0},"-",null,17,{"$f":"(DmYear!$K$33*(Unit!C$18/100)/DB!H$5)*(Unit!AD80/100)*1000","v":0},{"$f":"(DmYear!$K$33*(Unit!D$18/100)/DB!I$5)*(Unit!AE80/100)*1000","v":0},{"$f":"(DmYear!$K$33*(Unit!E$18/100)/DB!J$5)*(Unit!AF80/100)*1000","v":0},{"$f":"(DmYear!$K$33*(Unit!F$18/100)/DB!K$5)*(Unit!AG80/100)*1000","v":0},{"$f":"(DmYear!$K$33*(Unit!G$18/100)/DB!L$5)*(Unit!AH80/100)*1000","v":0},{"$f":"(DmYear!$K$33*(Unit!H$18/100)/DB!M$5)*(Unit!AI80/100)*1000","v":0},{"$f":"(DmYear!$K$33*(Unit!I$18/100)/DB!N$5)*(Unit!AJ80/100)*1000","v":0},{"$f":"(DmYear!$K$33*(Unit!J$18/100)/DB!O$5)*(Unit!AK80/100)*1000","v":0},{"$f":"(DmYear!$K$33*(Unit!K$18/100)/DB!P$5)*(Unit!AL80/100)*1000","v":0},{"$f":"(DmYear!$K$33*(Unit!L$18/100)/DB!Q$5)*(Unit!AM80/100)*1000","v":0},{"$f":"(DmYear!$K$33*(Unit!M$18/100)/DB!R$5)*(Unit!AN80/100)*1000","v":0},{"$f":"(DmYear!$K$33*(Unit!N$18/100)/DB!S$5)*(Unit!AO80/100)*1000","v":0},"-",null,null,17,0,0,0,0,0,0,0,0,0,0,0,0,null,null,17,0,0,0,0,0,0,0,0,0,0,0,0,null,null,17,0,0,0,0,0,0,0,0,0,0,0,0]
[null,18,{"$f":"(DmYear!$K$6*(Unit!C$16/100)/DB!H$3)*(Unit!B81/100)*1000","v":0},{"$f":"(DmYear!$K$6*(Unit!D$16/100)/DB!I$3)*(Unit!C81/100)*1000","v":0},{"$f":"(DmYear!$K$6*(Unit!E$16/100)/DB!J$3)*(Unit!D81/100)*1000","v":0},{"$f":"(DmYear!$K$6*(Unit!F$16/100)/DB!K$3)*(Unit!E81/100)*1000","v":0},{"$f":"(DmYear!$K$6*(Unit!G$16/100)/DB!L$3)*(Unit!F81/100)*1000","v":0},{"$f":"(DmYear!$K$6*(Unit!H$16/100)/DB!M$3)*(Unit!G81/100)*1000","v":0},{"$f":"(DmYear!$K$6*(Unit!I$16/100)/DB!N$3)*(Unit!H81/100)*1000","v":0},{"$f":"(DmYear!$K$6*(Unit!J$16/100)/DB!O$3)*(Unit!I81/100)*1000","v":0},{"$f":"(DmYear!$K$6*(Unit!K$16/100)/DB!P$3)*(Unit!J81/100)*1000","v":0},{"$f":"(DmYear!$K$6*(Unit!L$16/100)/DB!Q$3)*(Unit!K81/100)*1000","v":0},{"$f":"(DmYear!$K$6*(Unit!M$16/100)/DB!R$3)*(Unit!L81/100)*1000","v":0},{"$f":"(DmYear!$K$6*(Unit!N$16/100)/DB!S$3)*(Unit!M81/100)*1000","v":0},"-",null,18,{"$f":"(DmYear!$K$6*(Unit!C$17/100)/DB!H$4)*(Unit!P81/100)*1000","v":0},{"$f":"(DmYear!$K$6*(Unit!D$17/100)/DB!I$4)*(Unit!Q81/100)*1000","v":0},{"$f":"(DmYear!$K$6*(Unit!E$17/100)/DB!J$4)*(Unit!R81/100)*1000","v":0},{"$f":"(DmYear!$K$6*(Unit!F$17/100)/DB!K$4)*(Unit!S81/100)*1000","v":0},{"$f":"(DmYear!$K$6*(Unit!G$17/100)/DB!L$4)*(Unit!T81/100)*1000","v":0},{"$f":"(DmYear!$K$6*(Unit!H$17/100)/DB!M$4)*(Unit!U81/100)*1000","v":0},{"$f":"(DmYear!$K$6*(Unit!I$17/100)/DB!N$4)*(Unit!V81/100)*1000","v":0},{"$f":"(DmYear!$K$6*(Unit!J$17/100)/DB!O$4)*(Unit!W81/100)*1000","v":0},{"$f":"(DmYear!$K$6*(Unit!K$17/100)/DB!P$4)*(Unit!X81/100)*1000","v":0},{"$f":"(DmYear!$K$6*(Unit!L$17/100)/DB!Q$4)*(Unit!Y81/100)*1000","v":0},{"$f":"(DmYear!$K$6*(Unit!M$17/100)/DB!R$4)*(Unit!Z81/100)*1000","v":0},{"$f":"(DmYear!$K$6*(Unit!N$17/100)/DB!S$4)*(Unit!AA81/100)*1000","v":0},"-",null,18,{"$f":"(DmYear!$K$6*(Unit!C$18/100)/DB!H$5)*(Unit!AD81/100)*1000","v":0},{"$f":"(DmYear!$K$6*(Unit!D$18/100)/DB!I$5)*(Unit!AE81/100)*1000","v":0},{"$f":"(DmYear!$K$6*(Unit!E$18/100)/DB!J$5)*(Unit!AF81/100)*1000","v":0},{"$f":"(DmYear!$K$6*(Unit!F$18/100)/DB!K$5)*(Unit!AG81/100)*1000","v":0},{"$f":"(DmYear!$K$6*(Unit!G$18/100)/DB!L$5)*(Unit!AH81/100)*1000","v":0},{"$f":"(DmYear!$K$6*(Unit!H$18/100)/DB!M$5)*(Unit!AI81/100)*1000","v":0},{"$f":"(DmYear!$K$6*(Unit!I$18/100)/DB!N$5)*(Unit!AJ81/100)*1000","v":0},{"$f":"(DmYear!$K$6*(Unit!J$18/100)/DB!O$5)*(Unit!AK81/100)*1000","v":0},{"$f":"(DmYear!$K$6*(Unit!K$18/100)/DB!P$5)*(Unit!AL81/100)*1000","v":0},{"$f":"(DmYear!$K$6*(Unit!L$18/100)/DB!Q$5)*(Unit!AM81/100)*1000","v":0},{"$f":"(DmYear!$K$6*(Unit!M$18/100)/DB!R$5)*(Unit!AN81/100)*1000","v":0},{"$f":"(DmYear!$K$6*(Unit!N$18/100)/DB!S$5)*(Unit!AO81/100)*1000","v":0},"-",null,null,18,0,0,0,0,0,0,0,0,0,0,0,0,null,null,18,0,0,0,0,0,0,0,0,0,0,0,0,null,null,18,0,0,0,0,0,0,0,0,0,0,0,0,null,null,null,null,18,{"$f":"(DmYear!$K$33*(Unit!C$16/100)/DB!H$3)*(Unit!B81/100)*1000","v":0},{"$f":"(DmYear!$K$33*(Unit!D$16/100)/DB!I$3)*(Unit!C81/100)*1000","v":0},{"$f":"(DmYear!$K$33*(Unit!E$16/100)/DB!J$3)*(Unit!D81/100)*1000","v":0},{"$f":"(DmYear!$K$33*(Unit!F$16/100)/DB!K$3)*(Unit!E81/100)*1000","v":0},{"$f":"(DmYear!$K$33*(Unit!G$16/100)/DB!L$3)*(Unit!F81/100)*1000","v":0},{"$f":"(DmYear!$K$33*(Unit!H$16/100)/DB!M$3)*(Unit!G81/100)*1000","v":0},{"$f":"(DmYear!$K$33*(Unit!I$16/100)/DB!N$3)*(Unit!H81/100)*1000","v":0},{"$f":"(DmYear!$K$33*(Unit!J$16/100)/DB!O$3)*(Unit!I81/100)*1000","v":0},{"$f":"(DmYear!$K$33*(Unit!K$16/100)/DB!P$3)*(Unit!J81/100)*1000","v":0},{"$f":"(DmYear!$K$33*(Unit!L$16/100)/DB!Q$3)*(Unit!K81/100)*1000","v":0},{"$f":"(DmYear!$K$33*(Unit!M$16/100)/DB!R$3)*(Unit!L81/100)*1000","v":0},{"$f":"(DmYear!$K$33*(Unit!N$16/100)/DB!S$3)*(Unit!M81/100)*1000","v":0},"-",null,18,{"$f":"(DmYear!$K$33*(Unit!C$17/100)/DB!H$4)*(Unit!P81/100)*1000","v":0},{"$f":"(DmYear!$K$33*(Unit!D$17/100)/DB!I$4)*(Unit!Q81/100)*1000","v":0},{"$f":"(DmYear!$K$33*(Unit!E$17/100)/DB!J$4)*(Unit!R81/100)*1000","v":0},{"$f":"(DmYear!$K$33*(Unit!F$17/100)/DB!K$4)*(Unit!S81/100)*1000","v":0},{"$f":"(DmYear!$K$33*(Unit!G$17/100)/DB!L$4)*(Unit!T81/100)*1000","v":0},{"$f":"(DmYear!$K$33*(Unit!H$17/100)/DB!M$4)*(Unit!U81/100)*1000","v":0},{"$f":"(DmYear!$K$33*(Unit!I$17/100)/DB!N$4)*(Unit!V81/100)*1000","v":0},{"$f":"(DmYear!$K$33*(Unit!J$17/100)/DB!O$4)*(Unit!W81/100)*1000","v":0},{"$f":"(DmYear!$K$33*(Unit!K$17/100)/DB!P$4)*(Unit!X81/100)*1000","v":0},{"$f":"(DmYear!$K$33*(Unit!L$17/100)/DB!Q$4)*(Unit!Y81/100)*1000","v":0},{"$f":"(DmYear!$K$33*(Unit!M$17/100)/DB!R$4)*(Unit!Z81/100)*1000","v":0},{"$f":"(DmYear!$K$33*(Unit!N$17/100)/DB!S$4)*(Unit!AA81/100)*1000","v":0},"-",null,18,{"$f":"(DmYear!$K$33*(Unit!C$18/100)/DB!H$5)*(Unit!AD81/100)*1000","v":0},{"$f":"(DmYear!$K$33*(Unit!D$18/100)/DB!I$5)*(Unit!AE81/100)*1000","v":0},{"$f":"(DmYear!$K$33*(Unit!E$18/100)/DB!J$5)*(Unit!AF81/100)*1000","v":0},{"$f":"(DmYear!$K$33*(Unit!F$18/100)/DB!K$5)*(Unit!AG81/100)*1000","v":0},{"$f":"(DmYear!$K$33*(Unit!G$18/100)/DB!L$5)*(Unit!AH81/100)*1000","v":0},{"$f":"(DmYear!$K$33*(Unit!H$18/100)/DB!M$5)*(Unit!AI81/100)*1000","v":0},{"$f":"(DmYear!$K$33*(Unit!I$18/100)/DB!N$5)*(Unit!AJ81/100)*1000","v":0},{"$f":"(DmYear!$K$33*(Unit!J$18/100)/DB!O$5)*(Unit!AK81/100)*1000","v":0},{"$f":"(DmYear!$K$33*(Unit!K$18/100)/DB!P$5)*(Unit!AL81/100)*1000","v":0},{"$f":"(DmYear!$K$33*(Unit!L$18/100)/DB!Q$5)*(Unit!AM81/100)*1000","v":0},{"$f":"(DmYear!$K$33*(Unit!M$18/100)/DB!R$5)*(Unit!AN81/100)*1000","v":0},{"$f":"(DmYear!$K$33*(Unit!N$18/100)/DB!S$5)*(Unit!AO81/100)*1000","v":0},"-",null,null,18,0,0,0,0,0,0,0,0,0,0,0,0,null,null,18,0,0,0,0,0,0,0,0,0,0,0,0,null,null,18,0,0,0,0,0,0,0,0,0,0,0,0]
[null,19,{"$f":"(DmYear!$K$6*(Unit!C$16/100)/DB!H$3)*(Unit!B82/100)*1000","v":0},{"$f":"(DmYear!$K$6*(Unit!D$16/100)/DB!I$3)*(Unit!C82/100)*1000","v":0},{"$f":"(DmYear!$K$6*(Unit!E$16/100)/DB!J$3)*(Unit!D82/100)*1000","v":0},{"$f":"(DmYear!$K$6*(Unit!F$16/100)/DB!K$3)*(Unit!E82/100)*1000","v":0},{"$f":"(DmYear!$K$6*(Unit!G$16/100)/DB!L$3)*(Unit!F82/100)*1000","v":0},{"$f":"(DmYear!$K$6*(Unit!H$16/100)/DB!M$3)*(Unit!G82/100)*1000","v":0},{"$f":"(DmYear!$K$6*(Unit!I$16/100)/DB!N$3)*(Unit!H82/100)*1000","v":0},{"$f":"(DmYear!$K$6*(Unit!J$16/100)/DB!O$3)*(Unit!I82/100)*1000","v":0},{"$f":"(DmYear!$K$6*(Unit!K$16/100)/DB!P$3)*(Unit!J82/100)*1000","v":0},{"$f":"(DmYear!$K$6*(Unit!L$16/100)/DB!Q$3)*(Unit!K82/100)*1000","v":0},{"$f":"(DmYear!$K$6*(Unit!M$16/100)/DB!R$3)*(Unit!L82/100)*1000","v":0},{"$f":"(DmYear!$K$6*(Unit!N$16/100)/DB!S$3)*(Unit!M82/100)*1000","v":0},"-",null,19,{"$f":"(DmYear!$K$6*(Unit!C$17/100)/DB!H$4)*(Unit!P82/100)*1000","v":0},{"$f":"(DmYear!$K$6*(Unit!D$17/100)/DB!I$4)*(Unit!Q82/100)*1000","v":0},{"$f":"(DmYear!$K$6*(Unit!E$17/100)/DB!J$4)*(Unit!R82/100)*1000","v":0},{"$f":"(DmYear!$K$6*(Unit!F$17/100)/DB!K$4)*(Unit!S82/100)*1000","v":0},{"$f":"(DmYear!$K$6*(Unit!G$17/100)/DB!L$4)*(Unit!T82/100)*1000","v":0},{"$f":"(DmYear!$K$6*(Unit!H$17/100)/DB!M$4)*(Unit!U82/100)*1000","v":0},{"$f":"(DmYear!$K$6*(Unit!I$17/100)/DB!N$4)*(Unit!V82/100)*1000","v":0},{"$f":"(DmYear!$K$6*(Unit!J$17/100)/DB!O$4)*(Unit!W82/100)*1000","v":0},{"$f":"(DmYear!$K$6*(Unit!K$17/100)/DB!P$4)*(Unit!X82/100)*1000","v":0},{"$f":"(DmYear!$K$6*(Unit!L$17/100)/DB!Q$4)*(Unit!Y82/100)*1000","v":0},{"$f":"(DmYear!$K$6*(Unit!M$17/100)/DB!R$4)*(Unit!Z82/100)*1000","v":0},{"$f":"(DmYear!$K$6*(Unit!N$17/100)/DB!S$4)*(Unit!AA82/100)*1000","v":0},"-",null,19,{"$f":"(DmYear!$K$6*(Unit!C$18/100)/DB!H$5)*(Unit!AD82/100)*1000","v":0},{"$f":"(DmYear!$K$6*(Unit!D$18/100)/DB!I$5)*(Unit!AE82/100)*1000","v":0},{"$f":"(DmYear!$K$6*(Unit!E$18/100)/DB!J$5)*(Unit!AF82/100)*1000","v":0},{"$f":"(DmYear!$K$6*(Unit!F$18/100)/DB!K$5)*(Unit!AG82/100)*1000","v":0},{"$f":"(DmYear!$K$6*(Unit!G$18/100)/DB!L$5)*(Unit!AH82/100)*1000","v":0},{"$f":"(DmYear!$K$6*(Unit!H$18/100)/DB!M$5)*(Unit!AI82/100)*1000","v":0},{"$f":"(DmYear!$K$6*(Unit!I$18/100)/DB!N$5)*(Unit!AJ82/100)*1000","v":0},{"$f":"(DmYear!$K$6*(Unit!J$18/100)/DB!O$5)*(Unit!AK82/100)*1000","v":0},{"$f":"(DmYear!$K$6*(Unit!K$18/100)/DB!P$5)*(Unit!AL82/100)*1000","v":0},{"$f":"(DmYear!$K$6*(Unit!L$18/100)/DB!Q$5)*(Unit!AM82/100)*1000","v":0},{"$f":"(DmYear!$K$6*(Unit!M$18/100)/DB!R$5)*(Unit!AN82/100)*1000","v":0},{"$f":"(DmYear!$K$6*(Unit!N$18/100)/DB!S$5)*(Unit!AO82/100)*1000","v":0},"-",null,null,19,0,0,0,0,0,0,0,0,0,0,0,0,null,null,19,0,0,0,0,0,0,0,0,0,0,0,0,null,null,19,0,0,0,0,0,0,0,0,0,0,0,0,null,null,null,null,19,{"$f":"(DmYear!$K$33*(Unit!C$16/100)/DB!H$3)*(Unit!B82/100)*1000","v":0},{"$f":"(DmYear!$K$33*(Unit!D$16/100)/DB!I$3)*(Unit!C82/100)*1000","v":0},{"$f":"(DmYear!$K$33*(Unit!E$16/100)/DB!J$3)*(Unit!D82/100)*1000","v":0},{"$f":"(DmYear!$K$33*(Unit!F$16/100)/DB!K$3)*(Unit!E82/100)*1000","v":0},{"$f":"(DmYear!$K$33*(Unit!G$16/100)/DB!L$3)*(Unit!F82/100)*1000","v":0},{"$f":"(DmYear!$K$33*(Unit!H$16/100)/DB!M$3)*(Unit!G82/100)*1000","v":0},{"$f":"(DmYear!$K$33*(Unit!I$16/100)/DB!N$3)*(Unit!H82/100)*1000","v":0},{"$f":"(DmYear!$K$33*(Unit!J$16/100)/DB!O$3)*(Unit!I82/100)*1000","v":0},{"$f":"(DmYear!$K$33*(Unit!K$16/100)/DB!P$3)*(Unit!J82/100)*1000","v":0},{"$f":"(DmYear!$K$33*(Unit!L$16/100)/DB!Q$3)*(Unit!K82/100)*1000","v":0},{"$f":"(DmYear!$K$33*(Unit!M$16/100)/DB!R$3)*(Unit!L82/100)*1000","v":0},{"$f":"(DmYear!$K$33*(Unit!N$16/100)/DB!S$3)*(Unit!M82/100)*1000","v":0},"-",null,19,{"$f":"(DmYear!$K$33*(Unit!C$17/100)/DB!H$4)*(Unit!P82/100)*1000","v":0},{"$f":"(DmYear!$K$33*(Unit!D$17/100)/DB!I$4)*(Unit!Q82/100)*1000","v":0},{"$f":"(DmYear!$K$33*(Unit!E$17/100)/DB!J$4)*(Unit!R82/100)*1000","v":0},{"$f":"(DmYear!$K$33*(Unit!F$17/100)/DB!K$4)*(Unit!S82/100)*1000","v":0},{"$f":"(DmYear!$K$33*(Unit!G$17/100)/DB!L$4)*(Unit!T82/100)*1000","v":0},{"$f":"(DmYear!$K$33*(Unit!H$17/100)/DB!M$4)*(Unit!U82/100)*1000","v":0},{"$f":"(DmYear!$K$33*(Unit!I$17/100)/DB!N$4)*(Unit!V82/100)*1000","v":0},{"$f":"(DmYear!$K$33*(Unit!J$17/100)/DB!O$4)*(Unit!W82/100)*1000","v":0},{"$f":"(DmYear!$K$33*(Unit!K$17/100)/DB!P$4)*(Unit!X82/100)*1000","v":0},{"$f":"(DmYear!$K$33*(Unit!L$17/100)/DB!Q$4)*(Unit!Y82/100)*1000","v":0},{"$f":"(DmYear!$K$33*(Unit!M$17/100)/DB!R$4)*(Unit!Z82/100)*1000","v":0},{"$f":"(DmYear!$K$33*(Unit!N$17/100)/DB!S$4)*(Unit!AA82/100)*1000","v":0},"-",null,19,{"$f":"(DmYear!$K$33*(Unit!C$18/100)/DB!H$5)*(Unit!AD82/100)*1000","v":0},{"$f":"(DmYear!$K$33*(Unit!D$18/100)/DB!I$5)*(Unit!AE82/100)*1000","v":0},{"$f":"(DmYear!$K$33*(Unit!E$18/100)/DB!J$5)*(Unit!AF82/100)*1000","v":0},{"$f":"(DmYear!$K$33*(Unit!F$18/100)/DB!K$5)*(Unit!AG82/100)*1000","v":0},{"$f":"(DmYear!$K$33*(Unit!G$18/100)/DB!L$5)*(Unit!AH82/100)*1000","v":0},{"$f":"(DmYear!$K$33*(Unit!H$18/100)/DB!M$5)*(Unit!AI82/100)*1000","v":0},{"$f":"(DmYear!$K$33*(Unit!I$18/100)/DB!N$5)*(Unit!AJ82/100)*1000","v":0},{"$f":"(DmYear!$K$33*(Unit!J$18/100)/DB!O$5)*(Unit!AK82/100)*1000","v":0},{"$f":"(DmYear!$K$33*(Unit!K$18/100)/DB!P$5)*(Unit!AL82/100)*1000","v":0},{"$f":"(DmYear!$K$33*(Unit!L$18/100)/DB!Q$5)*(Unit!AM82/100)*1000","v":0},{"$f":"(DmYear!$K$33*(Unit!M$18/100)/DB!R$5)*(Unit!AN82/100)*1000","v":0},{"$f":"(DmYear!$K$33*(Unit!N$18/100)/DB!S$5)*(Unit!AO82/100)*1000","v":0},"-",null,null,19,0,0,0,0,0,0,0,0,0,0,0,0,null,null,19,0,0,0,0,0,0,0,0,0,0,0,0,null,null,19,0,0,0,0,0,0,0,0,0,0,0,0]
[null,20,{"$f":"(DmYear!$K$6*(Unit!C$16/100)/DB!H$3)*(Unit!B83/100)*1000","v":0},{"$f":"(DmYear!$K$6*(Unit!D$16/100)/DB!I$3)*(Unit!C83/100)*1000","v":0},{"$f":"(DmYear!$K$6*(Unit!E$16/100)/DB!J$3)*(Unit!D83/100)*1000","v":0},{"$f":"(DmYear!$K$6*(Unit!F$16/100)/DB!K$3)*(Unit!E83/100)*1000","v":0},{"$f":"(DmYear!$K$6*(Unit!G$16/100)/DB!L$3)*(Unit!F83/100)*1000","v":0},{"$f":"(DmYear!$K$6*(Unit!H$16/100)/DB!M$3)*(Unit!G83/100)*1000","v":0},{"$f":"(DmYear!$K$6*(Unit!I$16/100)/DB!N$3)*(Unit!H83/100)*1000","v":0},{"$f":"(DmYear!$K$6*(Unit!J$16/100)/DB!O$3)*(Unit!I83/100)*1000","v":0},{"$f":"(DmYear!$K$6*(Unit!K$16/100)/DB!P$3)*(Unit!J83/100)*1000","v":0},{"$f":"(DmYear!$K$6*(Unit!L$16/100)/DB!Q$3)*(Unit!K83/100)*1000","v":0},{"$f":"(DmYear!$K$6*(Unit!M$16/100)/DB!R$3)*(Unit!L83/100)*1000","v":0},{"$f":"(DmYear!$K$6*(Unit!N$16/100)/DB!S$3)*(Unit!M83/100)*1000","v":0},"-",null,20,{"$f":"(DmYear!$K$6*(Unit!C$17/100)/DB!H$4)*(Unit!P83/100)*1000","v":0},{"$f":"(DmYear!$K$6*(Unit!D$17/100)/DB!I$4)*(Unit!Q83/100)*1000","v":0},{"$f":"(DmYear!$K$6*(Unit!E$17/100)/DB!J$4)*(Unit!R83/100)*1000","v":0},{"$f":"(DmYear!$K$6*(Unit!F$17/100)/DB!K$4)*(Unit!S83/100)*1000","v":0},{"$f":"(DmYear!$K$6*(Unit!G$17/100)/DB!L$4)*(Unit!T83/100)*1000","v":0},{"$f":"(DmYear!$K$6*(Unit!H$17/100)/DB!M$4)*(Unit!U83/100)*1000","v":0},{"$f":"(DmYear!$K$6*(Unit!I$17/100)/DB!N$4)*(Unit!V83/100)*1000","v":0},{"$f":"(DmYear!$K$6*(Unit!J$17/100)/DB!O$4)*(Unit!W83/100)*1000","v":0},{"$f":"(DmYear!$K$6*(Unit!K$17/100)/DB!P$4)*(Unit!X83/100)*1000","v":0},{"$f":"(DmYear!$K$6*(Unit!L$17/100)/DB!Q$4)*(Unit!Y83/100)*1000","v":0},{"$f":"(DmYear!$K$6*(Unit!M$17/100)/DB!R$4)*(Unit!Z83/100)*1000","v":0},{"$f":"(DmYear!$K$6*(Unit!N$17/100)/DB!S$4)*(Unit!AA83/100)*1000","v":0},"-",null,20,{"$f":"(DmYear!$K$6*(Unit!C$18/100)/DB!H$5)*(Unit!AD83/100)*1000","v":0},{"$f":"(DmYear!$K$6*(Unit!D$18/100)/DB!I$5)*(Unit!AE83/100)*1000","v":0},{"$f":"(DmYear!$K$6*(Unit!E$18/100)/DB!J$5)*(Unit!AF83/100)*1000","v":0},{"$f":"(DmYear!$K$6*(Unit!F$18/100)/DB!K$5)*(Unit!AG83/100)*1000","v":0},{"$f":"(DmYear!$K$6*(Unit!G$18/100)/DB!L$5)*(Unit!AH83/100)*1000","v":0},{"$f":"(DmYear!$K$6*(Unit!H$18/100)/DB!M$5)*(Unit!AI83/100)*1000","v":0},{"$f":"(DmYear!$K$6*(Unit!I$18/100)/DB!N$5)*(Unit!AJ83/100)*1000","v":0},{"$f":"(DmYear!$K$6*(Unit!J$18/100)/DB!O$5)*(Unit!AK83/100)*1000","v":0},{"$f":"(DmYear!$K$6*(Unit!K$18/100)/DB!P$5)*(Unit!AL83/100)*1000","v":0},{"$f":"(DmYear!$K$6*(Unit!L$18/100)/DB!Q$5)*(Unit!AM83/100)*1000","v":0},{"$f":"(DmYear!$K$6*(Unit!M$18/100)/DB!R$5)*(Unit!AN83/100)*1000","v":0},{"$f":"(DmYear!$K$6*(Unit!N$18/100)/DB!S$5)*(Unit!AO83/100)*1000","v":0},"-",null,null,20,0,0,0,0,0,0,0,0,0,0,0,0,null,null,20,0,0,0,0,0,0,0,0,0,0,0,0,null,null,20,0,0,0,0,0,0,0,0,0,0,0,0,null,null,null,null,20,{"$f":"(DmYear!$K$33*(Unit!C$16/100)/DB!H$3)*(Unit!B83/100)*1000","v":0},{"$f":"(DmYear!$K$33*(Unit!D$16/100)/DB!I$3)*(Unit!C83/100)*1000","v":0},{"$f":"(DmYear!$K$33*(Unit!E$16/100)/DB!J$3)*(Unit!D83/100)*1000","v":0},{"$f":"(DmYear!$K$33*(Unit!F$16/100)/DB!K$3)*(Unit!E83/100)*1000","v":0},{"$f":"(DmYear!$K$33*(Unit!G$16/100)/DB!L$3)*(Unit!F83/100)*1000","v":0},{"$f":"(DmYear!$K$33*(Unit!H$16/100)/DB!M$3)*(Unit!G83/100)*1000","v":0},{"$f":"(DmYear!$K$33*(Unit!I$16/100)/DB!N$3)*(Unit!H83/100)*1000","v":0},{"$f":"(DmYear!$K$33*(Unit!J$16/100)/DB!O$3)*(Unit!I83/100)*1000","v":0},{"$f":"(DmYear!$K$33*(Unit!K$16/100)/DB!P$3)*(Unit!J83/100)*1000","v":0},{"$f":"(DmYear!$K$33*(Unit!L$16/100)/DB!Q$3)*(Unit!K83/100)*1000","v":0},{"$f":"(DmYear!$K$33*(Unit!M$16/100)/DB!R$3)*(Unit!L83/100)*1000","v":0},{"$f":"(DmYear!$K$33*(Unit!N$16/100)/DB!S$3)*(Unit!M83/100)*1000","v":0},"-",null,20,{"$f":"(DmYear!$K$33*(Unit!C$17/100)/DB!H$4)*(Unit!P83/100)*1000","v":0},{"$f":"(DmYear!$K$33*(Unit!D$17/100)/DB!I$4)*(Unit!Q83/100)*1000","v":0},{"$f":"(DmYear!$K$33*(Unit!E$17/100)/DB!J$4)*(Unit!R83/100)*1000","v":0},{"$f":"(DmYear!$K$33*(Unit!F$17/100)/DB!K$4)*(Unit!S83/100)*1000","v":0},{"$f":"(DmYear!$K$33*(Unit!G$17/100)/DB!L$4)*(Unit!T83/100)*1000","v":0},{"$f":"(DmYear!$K$33*(Unit!H$17/100)/DB!M$4)*(Unit!U83/100)*1000","v":0},{"$f":"(DmYear!$K$33*(Unit!I$17/100)/DB!N$4)*(Unit!V83/100)*1000","v":0},{"$f":"(DmYear!$K$33*(Unit!J$17/100)/DB!O$4)*(Unit!W83/100)*1000","v":0},{"$f":"(DmYear!$K$33*(Unit!K$17/100)/DB!P$4)*(Unit!X83/100)*1000","v":0},{"$f":"(DmYear!$K$33*(Unit!L$17/100)/DB!Q$4)*(Unit!Y83/100)*1000","v":0},{"$f":"(DmYear!$K$33*(Unit!M$17/100)/DB!R$4)*(Unit!Z83/100)*1000","v":0},{"$f":"(DmYear!$K$33*(Unit!N$17/100)/DB!S$4)*(Unit!AA83/100)*1000","v":0},"-",null,20,{"$f":"(DmYear!$K$33*(Unit!C$18/100)/DB!H$5)*(Unit!AD83/100)*1000","v":0},{"$f":"(DmYear!$K$33*(Unit!D$18/100)/DB!I$5)*(Unit!AE83/100)*1000","v":0},{"$f":"(DmYear!$K$33*(Unit!E$18/100)/DB!J$5)*(Unit!AF83/100)*1000","v":0},{"$f":"(DmYear!$K$33*(Unit!F$18/100)/DB!K$5)*(Unit!AG83/100)*1000","v":0},{"$f":"(DmYear!$K$33*(Unit!G$18/100)/DB!L$5)*(Unit!AH83/100)*1000","v":0},{"$f":"(DmYear!$K$33*(Unit!H$18/100)/DB!M$5)*(Unit!AI83/100)*1000","v":0},{"$f":"(DmYear!$K$33*(Unit!I$18/100)/DB!N$5)*(Unit!AJ83/100)*1000","v":0},{"$f":"(DmYear!$K$33*(Unit!J$18/100)/DB!O$5)*(Unit!AK83/100)*1000","v":0},{"$f":"(DmYear!$K$33*(Unit!K$18/100)/DB!P$5)*(Unit!AL83/100)*1000","v":0},{"$f":"(DmYear!$K$33*(Unit!L$18/100)/DB!Q$5)*(Unit!AM83/100)*1000","v":0},{"$f":"(DmYear!$K$33*(Unit!M$18/100)/DB!R$5)*(Unit!AN83/100)*1000","v":0},{"$f":"(DmYear!$K$33*(Unit!N$18/100)/DB!S$5)*(Unit!AO83/100)*1000","v":0},"-",null,null,20,0,0,0,0,0,0,0,0,0,0,0,0,null,null,20,0,0,0,0,0,0,0,0,0,0,0,0,null,null,20,0,0,0,0,0,0,0,0,0,0,0,0]
[null,21,{"$f":"(DmYear!$K$6*(Unit!C$16/100)/DB!H$3)*(Unit!B84/100)*1000","v":0},{"$f":"(DmYear!$K$6*(Unit!D$16/100)/DB!I$3)*(Unit!C84/100)*1000","v":0},{"$f":"(DmYear!$K$6*(Unit!E$16/100)/DB!J$3)*(Unit!D84/100)*1000","v":0},{"$f":"(DmYear!$K$6*(Unit!F$16/100)/DB!K$3)*(Unit!E84/100)*1000","v":0},{"$f":"(DmYear!$K$6*(Unit!G$16/100)/DB!L$3)*(Unit!F84/100)*1000","v":0},{"$f":"(DmYear!$K$6*(Unit!H$16/100)/DB!M$3)*(Unit!G84/100)*1000","v":0},{"$f":"(DmYear!$K$6*(Unit!I$16/100)/DB!N$3)*(Unit!H84/100)*1000","v":0},{"$f":"(DmYear!$K$6*(Unit!J$16/100)/DB!O$3)*(Unit!I84/100)*1000","v":0},{"$f":"(DmYear!$K$6*(Unit!K$16/100)/DB!P$3)*(Unit!J84/100)*1000","v":0},{"$f":"(DmYear!$K$6*(Unit!L$16/100)/DB!Q$3)*(Unit!K84/100)*1000","v":0},{"$f":"(DmYear!$K$6*(Unit!M$16/100)/DB!R$3)*(Unit!L84/100)*1000","v":0},{"$f":"(DmYear!$K$6*(Unit!N$16/100)/DB!S$3)*(Unit!M84/100)*1000","v":0},"-",null,21,{"$f":"(DmYear!$K$6*(Unit!C$17/100)/DB!H$4)*(Unit!P84/100)*1000","v":0},{"$f":"(DmYear!$K$6*(Unit!D$17/100)/DB!I$4)*(Unit!Q84/100)*1000","v":0},{"$f":"(DmYear!$K$6*(Unit!E$17/100)/DB!J$4)*(Unit!R84/100)*1000","v":0},{"$f":"(DmYear!$K$6*(Unit!F$17/100)/DB!K$4)*(Unit!S84/100)*1000","v":0},{"$f":"(DmYear!$K$6*(Unit!G$17/100)/DB!L$4)*(Unit!T84/100)*1000","v":0},{"$f":"(DmYear!$K$6*(Unit!H$17/100)/DB!M$4)*(Unit!U84/100)*1000","v":0},{"$f":"(DmYear!$K$6*(Unit!I$17/100)/DB!N$4)*(Unit!V84/100)*1000","v":0},{"$f":"(DmYear!$K$6*(Unit!J$17/100)/DB!O$4)*(Unit!W84/100)*1000","v":0},{"$f":"(DmYear!$K$6*(Unit!K$17/100)/DB!P$4)*(Unit!X84/100)*1000","v":0},{"$f":"(DmYear!$K$6*(Unit!L$17/100)/DB!Q$4)*(Unit!Y84/100)*1000","v":0},{"$f":"(DmYear!$K$6*(Unit!M$17/100)/DB!R$4)*(Unit!Z84/100)*1000","v":0},{"$f":"(DmYear!$K$6*(Unit!N$17/100)/DB!S$4)*(Unit!AA84/100)*1000","v":0},"-",null,21,{"$f":"(DmYear!$K$6*(Unit!C$18/100)/DB!H$5)*(Unit!AD84/100)*1000","v":0},{"$f":"(DmYear!$K$6*(Unit!D$18/100)/DB!I$5)*(Unit!AE84/100)*1000","v":0},{"$f":"(DmYear!$K$6*(Unit!E$18/100)/DB!J$5)*(Unit!AF84/100)*1000","v":0},{"$f":"(DmYear!$K$6*(Unit!F$18/100)/DB!K$5)*(Unit!AG84/100)*1000","v":0},{"$f":"(DmYear!$K$6*(Unit!G$18/100)/DB!L$5)*(Unit!AH84/100)*1000","v":0},{"$f":"(DmYear!$K$6*(Unit!H$18/100)/DB!M$5)*(Unit!AI84/100)*1000","v":0},{"$f":"(DmYear!$K$6*(Unit!I$18/100)/DB!N$5)*(Unit!AJ84/100)*1000","v":0},{"$f":"(DmYear!$K$6*(Unit!J$18/100)/DB!O$5)*(Unit!AK84/100)*1000","v":0},{"$f":"(DmYear!$K$6*(Unit!K$18/100)/DB!P$5)*(Unit!AL84/100)*1000","v":0},{"$f":"(DmYear!$K$6*(Unit!L$18/100)/DB!Q$5)*(Unit!AM84/100)*1000","v":0},{"$f":"(DmYear!$K$6*(Unit!M$18/100)/DB!R$5)*(Unit!AN84/100)*1000","v":0},{"$f":"(DmYear!$K$6*(Unit!N$18/100)/DB!S$5)*(Unit!AO84/100)*1000","v":0},"-",null,null,21,0,0,0,0,0,0,0,0,0,0,0,0,null,null,21,0,0,0,0,0,0,0,0,0,0,0,0,null,null,21,0,0,0,0,0,0,0,0,0,0,0,0,null,null,null,null,21,{"$f":"(DmYear!$K$33*(Unit!C$16/100)/DB!H$3)*(Unit!B84/100)*1000","v":0},{"$f":"(DmYear!$K$33*(Unit!D$16/100)/DB!I$3)*(Unit!C84/100)*1000","v":0},{"$f":"(DmYear!$K$33*(Unit!E$16/100)/DB!J$3)*(Unit!D84/100)*1000","v":0},{"$f":"(DmYear!$K$33*(Unit!F$16/100)/DB!K$3)*(Unit!E84/100)*1000","v":0},{"$f":"(DmYear!$K$33*(Unit!G$16/100)/DB!L$3)*(Unit!F84/100)*1000","v":0},{"$f":"(DmYear!$K$33*(Unit!H$16/100)/DB!M$3)*(Unit!G84/100)*1000","v":0},{"$f":"(DmYear!$K$33*(Unit!I$16/100)/DB!N$3)*(Unit!H84/100)*1000","v":0},{"$f":"(DmYear!$K$33*(Unit!J$16/100)/DB!O$3)*(Unit!I84/100)*1000","v":0},{"$f":"(DmYear!$K$33*(Unit!K$16/100)/DB!P$3)*(Unit!J84/100)*1000","v":0},{"$f":"(DmYear!$K$33*(Unit!L$16/100)/DB!Q$3)*(Unit!K84/100)*1000","v":0},{"$f":"(DmYear!$K$33*(Unit!M$16/100)/DB!R$3)*(Unit!L84/100)*1000","v":0},{"$f":"(DmYear!$K$33*(Unit!N$16/100)/DB!S$3)*(Unit!M84/100)*1000","v":0},"-",null,21,{"$f":"(DmYear!$K$33*(Unit!C$17/100)/DB!H$4)*(Unit!P84/100)*1000","v":0},{"$f":"(DmYear!$K$33*(Unit!D$17/100)/DB!I$4)*(Unit!Q84/100)*1000","v":0},{"$f":"(DmYear!$K$33*(Unit!E$17/100)/DB!J$4)*(Unit!R84/100)*1000","v":0},{"$f":"(DmYear!$K$33*(Unit!F$17/100)/DB!K$4)*(Unit!S84/100)*1000","v":0},{"$f":"(DmYear!$K$33*(Unit!G$17/100)/DB!L$4)*(Unit!T84/100)*1000","v":0},{"$f":"(DmYear!$K$33*(Unit!H$17/100)/DB!M$4)*(Unit!U84/100)*1000","v":0},{"$f":"(DmYear!$K$33*(Unit!I$17/100)/DB!N$4)*(Unit!V84/100)*1000","v":0},{"$f":"(DmYear!$K$33*(Unit!J$17/100)/DB!O$4)*(Unit!W84/100)*1000","v":0},{"$f":"(DmYear!$K$33*(Unit!K$17/100)/DB!P$4)*(Unit!X84/100)*1000","v":0},{"$f":"(DmYear!$K$33*(Unit!L$17/100)/DB!Q$4)*(Unit!Y84/100)*1000","v":0},{"$f":"(DmYear!$K$33*(Unit!M$17/100)/DB!R$4)*(Unit!Z84/100)*1000","v":0},{"$f":"(DmYear!$K$33*(Unit!N$17/100)/DB!S$4)*(Unit!AA84/100)*1000","v":0},"-",null,21,{"$f":"(DmYear!$K$33*(Unit!C$18/100)/DB!H$5)*(Unit!AD84/100)*1000","v":0},{"$f":"(DmYear!$K$33*(Unit!D$18/100)/DB!I$5)*(Unit!AE84/100)*1000","v":0},{"$f":"(DmYear!$K$33*(Unit!E$18/100)/DB!J$5)*(Unit!AF84/100)*1000","v":0},{"$f":"(DmYear!$K$33*(Unit!F$18/100)/DB!K$5)*(Unit!AG84/100)*1000","v":0},{"$f":"(DmYear!$K$33*(Unit!G$18/100)/DB!L$5)*(Unit!AH84/100)*1000","v":0},{"$f":"(DmYear!$K$33*(Unit!H$18/100)/DB!M$5)*(Unit!AI84/100)*1000","v":0},{"$f":"(DmYear!$K$33*(Unit!I$18/100)/DB!N$5)*(Unit!AJ84/100)*1000","v":0},{"$f":"(DmYear!$K$33*(Unit!J$18/100)/DB!O$5)*(Unit!AK84/100)*1000","v":0},{"$f":"(DmYear!$K$33*(Unit!K$18/100)/DB!P$5)*(Unit!AL84/100)*1000","v":0},{"$f":"(DmYear!$K$33*(Unit!L$18/100)/DB!Q$5)*(Unit!AM84/100)*1000","v":0},{"$f":"(DmYear!$K$33*(Unit!M$18/100)/DB!R$5)*(Unit!AN84/100)*1000","v":0},{"$f":"(DmYear!$K$33*(Unit!N$18/100)/DB!S$5)*(Unit!AO84/100)*1000","v":0},"-",null,null,21,0,0,0,0,0,0,0,0,0,0,0,0,null,null,21,0,0,0,0,0,0,0,0,0,0,0,0,null,null,21,0,0,0,0,0,0,0,0,0,0,0,0]
[null,22,{"$f":"(DmYear!$K$6*(Unit!C$16/100)/DB!H$3)*(Unit!B85/100)*1000","v":0},{"$f":"(DmYear!$K$6*(Unit!D$16/100)/DB!I$3)*(Unit!C85/100)*1000","v":0},{"$f":"(DmYear!$K$6*(Unit!E$16/100)/DB!J$3)*(Unit!D85/100)*1000","v":0},{"$f":"(DmYear!$K$6*(Unit!F$16/100)/DB!K$3)*(Unit!E85/100)*1000","v":0},{"$f":"(DmYear!$K$6*(Unit!G$16/100)/DB!L$3)*(Unit!F85/100)*1000","v":0},{"$f":"(DmYear!$K$6*(Unit!H$16/100)/DB!M$3)*(Unit!G85/100)*1000","v":0},{"$f":"(DmYear!$K$6*(Unit!I$16/100)/DB!N$3)*(Unit!H85/100)*1000","v":0},{"$f":"(DmYear!$K$6*(Unit!J$16/100)/DB!O$3)*(Unit!I85/100)*1000","v":0},{"$f":"(DmYear!$K$6*(Unit!K$16/100)/DB!P$3)*(Unit!J85/100)*1000","v":0},{"$f":"(DmYear!$K$6*(Unit!L$16/100)/DB!Q$3)*(Unit!K85/100)*1000","v":0},{"$f":"(DmYear!$K$6*(Unit!M$16/100)/DB!R$3)*(Unit!L85/100)*1000","v":0},{"$f":"(DmYear!$K$6*(Unit!N$16/100)/DB!S$3)*(Unit!M85/100)*1000","v":0},"-",null,22,{"$f":"(DmYear!$K$6*(Unit!C$17/100)/DB!H$4)*(Unit!P85/100)*1000","v":0},{"$f":"(DmYear!$K$6*(Unit!D$17/100)/DB!I$4)*(Unit!Q85/100)*1000","v":0},{"$f":"(DmYear!$K$6*(Unit!E$17/100)/DB!J$4)*(Unit!R85/100)*1000","v":0},{"$f":"(DmYear!$K$6*(Unit!F$17/100)/DB!K$4)*(Unit!S85/100)*1000","v":0},{"$f":"(DmYear!$K$6*(Unit!G$17/100)/DB!L$4)*(Unit!T85/100)*1000","v":0},{"$f":"(DmYear!$K$6*(Unit!H$17/100)/DB!M$4)*(Unit!U85/100)*1000","v":0},{"$f":"(DmYear!$K$6*(Unit!I$17/100)/DB!N$4)*(Unit!V85/100)*1000","v":0},{"$f":"(DmYear!$K$6*(Unit!J$17/100)/DB!O$4)*(Unit!W85/100)*1000","v":0},{"$f":"(DmYear!$K$6*(Unit!K$17/100)/DB!P$4)*(Unit!X85/100)*1000","v":0},{"$f":"(DmYear!$K$6*(Unit!L$17/100)/DB!Q$4)*(Unit!Y85/100)*1000","v":0},{"$f":"(DmYear!$K$6*(Unit!M$17/100)/DB!R$4)*(Unit!Z85/100)*1000","v":0},{"$f":"(DmYear!$K$6*(Unit!N$17/100)/DB!S$4)*(Unit!AA85/100)*1000","v":0},"-",null,22,{"$f":"(DmYear!$K$6*(Unit!C$18/100)/DB!H$5)*(Unit!AD85/100)*1000","v":0},{"$f":"(DmYear!$K$6*(Unit!D$18/100)/DB!I$5)*(Unit!AE85/100)*1000","v":0},{"$f":"(DmYear!$K$6*(Unit!E$18/100)/DB!J$5)*(Unit!AF85/100)*1000","v":0},{"$f":"(DmYear!$K$6*(Unit!F$18/100)/DB!K$5)*(Unit!AG85/100)*1000","v":0},{"$f":"(DmYear!$K$6*(Unit!G$18/100)/DB!L$5)*(Unit!AH85/100)*1000","v":0},{"$f":"(DmYear!$K$6*(Unit!H$18/100)/DB!M$5)*(Unit!AI85/100)*1000","v":0},{"$f":"(DmYear!$K$6*(Unit!I$18/100)/DB!N$5)*(Unit!AJ85/100)*1000","v":0},{"$f":"(DmYear!$K$6*(Unit!J$18/100)/DB!O$5)*(Unit!AK85/100)*1000","v":0},{"$f":"(DmYear!$K$6*(Unit!K$18/100)/DB!P$5)*(Unit!AL85/100)*1000","v":0},{"$f":"(DmYear!$K$6*(Unit!L$18/100)/DB!Q$5)*(Unit!AM85/100)*1000","v":0},{"$f":"(DmYear!$K$6*(Unit!M$18/100)/DB!R$5)*(Unit!AN85/100)*1000","v":0},{"$f":"(DmYear!$K$6*(Unit!N$18/100)/DB!S$5)*(Unit!AO85/100)*1000","v":0},"-",null,null,22,0,0,0,0,0,0,0,0,0,0,0,0,null,null,22,0,0,0,0,0,0,0,0,0,0,0,0,null,null,22,0,0,0,0,0,0,0,0,0,0,0,0,null,null,null,null,22,{"$f":"(DmYear!$K$33*(Unit!C$16/100)/DB!H$3)*(Unit!B85/100)*1000","v":0},{"$f":"(DmYear!$K$33*(Unit!D$16/100)/DB!I$3)*(Unit!C85/100)*1000","v":0},{"$f":"(DmYear!$K$33*(Unit!E$16/100)/DB!J$3)*(Unit!D85/100)*1000","v":0},{"$f":"(DmYear!$K$33*(Unit!F$16/100)/DB!K$3)*(Unit!E85/100)*1000","v":0},{"$f":"(DmYear!$K$33*(Unit!G$16/100)/DB!L$3)*(Unit!F85/100)*1000","v":0},{"$f":"(DmYear!$K$33*(Unit!H$16/100)/DB!M$3)*(Unit!G85/100)*1000","v":0},{"$f":"(DmYear!$K$33*(Unit!I$16/100)/DB!N$3)*(Unit!H85/100)*1000","v":0},{"$f":"(DmYear!$K$33*(Unit!J$16/100)/DB!O$3)*(Unit!I85/100)*1000","v":0},{"$f":"(DmYear!$K$33*(Unit!K$16/100)/DB!P$3)*(Unit!J85/100)*1000","v":0},{"$f":"(DmYear!$K$33*(Unit!L$16/100)/DB!Q$3)*(Unit!K85/100)*1000","v":0},{"$f":"(DmYear!$K$33*(Unit!M$16/100)/DB!R$3)*(Unit!L85/100)*1000","v":0},{"$f":"(DmYear!$K$33*(Unit!N$16/100)/DB!S$3)*(Unit!M85/100)*1000","v":0},"-",null,22,{"$f":"(DmYear!$K$33*(Unit!C$17/100)/DB!H$4)*(Unit!P85/100)*1000","v":0},{"$f":"(DmYear!$K$33*(Unit!D$17/100)/DB!I$4)*(Unit!Q85/100)*1000","v":0},{"$f":"(DmYear!$K$33*(Unit!E$17/100)/DB!J$4)*(Unit!R85/100)*1000","v":0},{"$f":"(DmYear!$K$33*(Unit!F$17/100)/DB!K$4)*(Unit!S85/100)*1000","v":0},{"$f":"(DmYear!$K$33*(Unit!G$17/100)/DB!L$4)*(Unit!T85/100)*1000","v":0},{"$f":"(DmYear!$K$33*(Unit!H$17/100)/DB!M$4)*(Unit!U85/100)*1000","v":0},{"$f":"(DmYear!$K$33*(Unit!I$17/100)/DB!N$4)*(Unit!V85/100)*1000","v":0},{"$f":"(DmYear!$K$33*(Unit!J$17/100)/DB!O$4)*(Unit!W85/100)*1000","v":0},{"$f":"(DmYear!$K$33*(Unit!K$17/100)/DB!P$4)*(Unit!X85/100)*1000","v":0},{"$f":"(DmYear!$K$33*(Unit!L$17/100)/DB!Q$4)*(Unit!Y85/100)*1000","v":0},{"$f":"(DmYear!$K$33*(Unit!M$17/100)/DB!R$4)*(Unit!Z85/100)*1000","v":0},{"$f":"(DmYear!$K$33*(Unit!N$17/100)/DB!S$4)*(Unit!AA85/100)*1000","v":0},"-",null,22,{"$f":"(DmYear!$K$33*(Unit!C$18/100)/DB!H$5)*(Unit!AD85/100)*1000","v":0},{"$f":"(DmYear!$K$33*(Unit!D$18/100)/DB!I$5)*(Unit!AE85/100)*1000","v":0},{"$f":"(DmYear!$K$33*(Unit!E$18/100)/DB!J$5)*(Unit!AF85/100)*1000","v":0},{"$f":"(DmYear!$K$33*(Unit!F$18/100)/DB!K$5)*(Unit!AG85/100)*1000","v":0},{"$f":"(DmYear!$K$33*(Unit!G$18/100)/DB!L$5)*(Unit!AH85/100)*1000","v":0},{"$f":"(DmYear!$K$33*(Unit!H$18/100)/DB!M$5)*(Unit!AI85/100)*1000","v":0},{"$f":"(DmYear!$K$33*(Unit!I$18/100)/DB!N$5)*(Unit!AJ85/100)*1000","v":0},{"$f":"(DmYear!$K$33*(Unit!J$18/100)/DB!O$5)*(Unit!AK85/100)*1000","v":0},{"$f":"(DmYear!$K$33*(Unit!K$18/100)/DB!P$5)*(Unit!AL85/100)*1000","v":0},{"$f":"(DmYear!$K$33*(Unit!L$18/100)/DB!Q$5)*(Unit!AM85/100)*1000","v":0},{"$f":"(DmYear!$K$33*(Unit!M$18/100)/DB!R$5)*(Unit!AN85/100)*1000","v":0},{"$f":"(DmYear!$K$33*(Unit!N$18/100)/DB!S$5)*(Unit!AO85/100)*1000","v":0},"-",null,null,22,0,0,0,0,0,0,0,0,0,0,0,0,null,null,22,0,0,0,0,0,0,0,0,0,0,0,0,null,null,22,0,0,0,0,0,0,0,0,0,0,0,0]
[null,23,{"$f":"(DmYear!$K$6*(Unit!C$16/100)/DB!H$3)*(Unit!B86/100)*1000","v":0},{"$f":"(DmYear!$K$6*(Unit!D$16/100)/DB!I$3)*(Unit!C86/100)*1000","v":0},{"$f":"(DmYear!$K$6*(Unit!E$16/100)/DB!J$3)*(Unit!D86/100)*1000","v":0},{"$f":"(DmYear!$K$6*(Unit!F$16/100)/DB!K$3)*(Unit!E86/100)*1000","v":0},{"$f":"(DmYear!$K$6*(Unit!G$16/100)/DB!L$3)*(Unit!F86/100)*1000","v":0},{"$f":"(DmYear!$K$6*(Unit!H$16/100)/DB!M$3)*(Unit!G86/100)*1000","v":0},{"$f":"(DmYear!$K$6*(Unit!I$16/100)/DB!N$3)*(Unit!H86/100)*1000","v":0},{"$f":"(DmYear!$K$6*(Unit!J$16/100)/DB!O$3)*(Unit!I86/100)*1000","v":0},{"$f":"(DmYear!$K$6*(Unit!K$16/100)/DB!P$3)*(Unit!J86/100)*1000","v":0},{"$f":"(DmYear!$K$6*(Unit!L$16/100)/DB!Q$3)*(Unit!K86/100)*1000","v":0},{"$f":"(DmYear!$K$6*(Unit!M$16/100)/DB!R$3)*(Unit!L86/100)*1000","v":0},{"$f":"(DmYear!$K$6*(Unit!N$16/100)/DB!S$3)*(Unit!M86/100)*1000","v":0},"-",null,23,{"$f":"(DmYear!$K$6*(Unit!C$17/100)/DB!H$4)*(Unit!P86/100)*1000","v":0},{"$f":"(DmYear!$K$6*(Unit!D$17/100)/DB!I$4)*(Unit!Q86/100)*1000","v":0},{"$f":"(DmYear!$K$6*(Unit!E$17/100)/DB!J$4)*(Unit!R86/100)*1000","v":0},{"$f":"(DmYear!$K$6*(Unit!F$17/100)/DB!K$4)*(Unit!S86/100)*1000","v":0},{"$f":"(DmYear!$K$6*(Unit!G$17/100)/DB!L$4)*(Unit!T86/100)*1000","v":0},{"$f":"(DmYear!$K$6*(Unit!H$17/100)/DB!M$4)*(Unit!U86/100)*1000","v":0},{"$f":"(DmYear!$K$6*(Unit!I$17/100)/DB!N$4)*(Unit!V86/100)*1000","v":0},{"$f":"(DmYear!$K$6*(Unit!J$17/100)/DB!O$4)*(Unit!W86/100)*1000","v":0},{"$f":"(DmYear!$K$6*(Unit!K$17/100)/DB!P$4)*(Unit!X86/100)*1000","v":0},{"$f":"(DmYear!$K$6*(Unit!L$17/100)/DB!Q$4)*(Unit!Y86/100)*1000","v":0},{"$f":"(DmYear!$K$6*(Unit!M$17/100)/DB!R$4)*(Unit!Z86/100)*1000","v":0},{"$f":"(DmYear!$K$6*(Unit!N$17/100)/DB!S$4)*(Unit!AA86/100)*1000","v":0},"-",null,23,{"$f":"(DmYear!$K$6*(Unit!C$18/100)/DB!H$5)*(Unit!AD86/100)*1000","v":0},{"$f":"(DmYear!$K$6*(Unit!D$18/100)/DB!I$5)*(Unit!AE86/100)*1000","v":0},{"$f":"(DmYear!$K$6*(Unit!E$18/100)/DB!J$5)*(Unit!AF86/100)*1000","v":0},{"$f":"(DmYear!$K$6*(Unit!F$18/100)/DB!K$5)*(Unit!AG86/100)*1000","v":0},{"$f":"(DmYear!$K$6*(Unit!G$18/100)/DB!L$5)*(Unit!AH86/100)*1000","v":0},{"$f":"(DmYear!$K$6*(Unit!H$18/100)/DB!M$5)*(Unit!AI86/100)*1000","v":0},{"$f":"(DmYear!$K$6*(Unit!I$18/100)/DB!N$5)*(Unit!AJ86/100)*1000","v":0},{"$f":"(DmYear!$K$6*(Unit!J$18/100)/DB!O$5)*(Unit!AK86/100)*1000","v":0},{"$f":"(DmYear!$K$6*(Unit!K$18/100)/DB!P$5)*(Unit!AL86/100)*1000","v":0},{"$f":"(DmYear!$K$6*(Unit!L$18/100)/DB!Q$5)*(Unit!AM86/100)*1000","v":0},{"$f":"(DmYear!$K$6*(Unit!M$18/100)/DB!R$5)*(Unit!AN86/100)*1000","v":0},{"$f":"(DmYear!$K$6*(Unit!N$18/100)/DB!S$5)*(Unit!AO86/100)*1000","v":0},"-",null,null,23,0,0,0,0,0,0,0,0,0,0,0,0,null,null,23,0,0,0,0,0,0,0,0,0,0,0,0,null,null,23,0,0,0,0,0,0,0,0,0,0,0,0,null,null,null,null,23,{"$f":"(DmYear!$K$33*(Unit!C$16/100)/DB!H$3)*(Unit!B86/100)*1000","v":0},{"$f":"(DmYear!$K$33*(Unit!D$16/100)/DB!I$3)*(Unit!C86/100)*1000","v":0},{"$f":"(DmYear!$K$33*(Unit!E$16/100)/DB!J$3)*(Unit!D86/100)*1000","v":0},{"$f":"(DmYear!$K$33*(Unit!F$16/100)/DB!K$3)*(Unit!E86/100)*1000","v":0},{"$f":"(DmYear!$K$33*(Unit!G$16/100)/DB!L$3)*(Unit!F86/100)*1000","v":0},{"$f":"(DmYear!$K$33*(Unit!H$16/100)/DB!M$3)*(Unit!G86/100)*1000","v":0},{"$f":"(DmYear!$K$33*(Unit!I$16/100)/DB!N$3)*(Unit!H86/100)*1000","v":0},{"$f":"(DmYear!$K$33*(Unit!J$16/100)/DB!O$3)*(Unit!I86/100)*1000","v":0},{"$f":"(DmYear!$K$33*(Unit!K$16/100)/DB!P$3)*(Unit!J86/100)*1000","v":0},{"$f":"(DmYear!$K$33*(Unit!L$16/100)/DB!Q$3)*(Unit!K86/100)*1000","v":0},{"$f":"(DmYear!$K$33*(Unit!M$16/100)/DB!R$3)*(Unit!L86/100)*1000","v":0},{"$f":"(DmYear!$K$33*(Unit!N$16/100)/DB!S$3)*(Unit!M86/100)*1000","v":0},"-",null,23,{"$f":"(DmYear!$K$33*(Unit!C$17/100)/DB!H$4)*(Unit!P86/100)*1000","v":0},{"$f":"(DmYear!$K$33*(Unit!D$17/100)/DB!I$4)*(Unit!Q86/100)*1000","v":0},{"$f":"(DmYear!$K$33*(Unit!E$17/100)/DB!J$4)*(Unit!R86/100)*1000","v":0},{"$f":"(DmYear!$K$33*(Unit!F$17/100)/DB!K$4)*(Unit!S86/100)*1000","v":0},{"$f":"(DmYear!$K$33*(Unit!G$17/100)/DB!L$4)*(Unit!T86/100)*1000","v":0},{"$f":"(DmYear!$K$33*(Unit!H$17/100)/DB!M$4)*(Unit!U86/100)*1000","v":0},{"$f":"(DmYear!$K$33*(Unit!I$17/100)/DB!N$4)*(Unit!V86/100)*1000","v":0},{"$f":"(DmYear!$K$33*(Unit!J$17/100)/DB!O$4)*(Unit!W86/100)*1000","v":0},{"$f":"(DmYear!$K$33*(Unit!K$17/100)/DB!P$4)*(Unit!X86/100)*1000","v":0},{"$f":"(DmYear!$K$33*(Unit!L$17/100)/DB!Q$4)*(Unit!Y86/100)*1000","v":0},{"$f":"(DmYear!$K$33*(Unit!M$17/100)/DB!R$4)*(Unit!Z86/100)*1000","v":0},{"$f":"(DmYear!$K$33*(Unit!N$17/100)/DB!S$4)*(Unit!AA86/100)*1000","v":0},"-",null,23,{"$f":"(DmYear!$K$33*(Unit!C$18/100)/DB!H$5)*(Unit!AD86/100)*1000","v":0},{"$f":"(DmYear!$K$33*(Unit!D$18/100)/DB!I$5)*(Unit!AE86/100)*1000","v":0},{"$f":"(DmYear!$K$33*(Unit!E$18/100)/DB!J$5)*(Unit!AF86/100)*1000","v":0},{"$f":"(DmYear!$K$33*(Unit!F$18/100)/DB!K$5)*(Unit!AG86/100)*1000","v":0},{"$f":"(DmYear!$K$33*(Unit!G$18/100)/DB!L$5)*(Unit!AH86/100)*1000","v":0},{"$f":"(DmYear!$K$33*(Unit!H$18/100)/DB!M$5)*(Unit!AI86/100)*1000","v":0},{"$f":"(DmYear!$K$33*(Unit!I$18/100)/DB!N$5)*(Unit!AJ86/100)*1000","v":0},{"$f":"(DmYear!$K$33*(Unit!J$18/100)/DB!O$5)*(Unit!AK86/100)*1000","v":0},{"$f":"(DmYear!$K$33*(Unit!K$18/100)/DB!P$5)*(Unit!AL86/100)*1000","v":0},{"$f":"(DmYear!$K$33*(Unit!L$18/100)/DB!Q$5)*(Unit!AM86/100)*1000","v":0},{"$f":"(DmYear!$K$33*(Unit!M$18/100)/DB!R$5)*(Unit!AN86/100)*1000","v":0},{"$f":"(DmYear!$K$33*(Unit!N$18/100)/DB!S$5)*(Unit!AO86/100)*1000","v":0},"-",null,null,23,0,0,0,0,0,0,0,0,0,0,0,0,null,null,23,0,0,0,0,0,0,0,0,0,0,0,0,null,null,23,0,0,0,0,0,0,0,0,0,0,0,0]
[null,"MJ/日",{"$f":"DmYear!$K$6*(Unit!C$16/100)/DB!H$3*1000","v":0},{"$f":"DmYear!$K$6*(Unit!D$16/100)/DB!I$3*1000","v":0},{"$f":"DmYear!$K$6*(Unit!E$16/100)/DB!J$3*1000","v":0},{"$f":"DmYear!$K$6*(Unit!F$16/100)/DB!K$3*1000","v":0},{"$f":"DmYear!$K$6*(Unit!G$16/100)/DB!L$3*1000","v":0},{"$f":"DmYear!$K$6*(Unit!H$16/100)/DB!M$3*1000","v":0},{"$f":"DmYear!$K$6*(Unit!I$16/100)/DB!N$3*1000","v":0},{"$f":"DmYear!$K$6*(Unit!J$16/100)/DB!O$3*1000","v":0},{"$f":"DmYear!$K$6*(Unit!K$16/100)/DB!P$3*1000","v":0},{"$f":"DmYear!$K$6*(Unit!L$16/100)/DB!Q$3*1000","v":0},{"$f":"DmYear!$K$6*(Unit!M$16/100)/DB!R$3*1000","v":0},{"$f":"DmYear!$K$6*(Unit!N$16/100)/DB!S$3*1000","v":0},"-",null,"MJ/日",{"$f":"DmYear!$K$6*(Unit!C$17/100)/DB!H$4*1000","v":0},{"$f":"DmYear!$K$6*(Unit!D$17/100)/DB!I$4*1000","v":0},{"$f":"DmYear!$K$6*(Unit!E$17/100)/DB!J$4*1000","v":0},{"$f":"DmYear!$K$6*(Unit!F$17/100)/DB!K$4*1000","v":0},{"$f":"DmYear!$K$6*(Unit!G$17/100)/DB!L$4*1000","v":0},{"$f":"DmYear!$K$6*(Unit!H$17/100)/DB!M$4*1000","v":0},{"$f":"DmYear!$K$6*(Unit!I$17/100)/DB!N$4*1000","v":0},{"$f":"DmYear!$K$6*(Unit!J$17/100)/DB!O$4*1000","v":0},{"$f":"DmYear!$K$6*(Unit!K$17/100)/DB!P$4*1000","v":0},{"$f":"DmYear!$K$6*(Unit!L$17/100)/DB!Q$4*1000","v":0},{"$f":"DmYear!$K$6*(Unit!M$17/100)/DB!R$4*1000","v":0},{"$f":"DmYear!$K$6*(Unit!N$17/100)/DB!S$4*1000","v":0},"-",null,"MJ/日",{"$f":"DmYear!$K$6*(Unit!C$18/100)/DB!H$5*1000","v":0},{"$f":"DmYear!$K$6*(Unit!D$18/100)/DB!I$5*1000","v":0},{"$f":"DmYear!$K$6*(Unit!E$18/100)/DB!J$5*1000","v":0},{"$f":"DmYear!$K$6*(Unit!F$18/100)/DB!K$5*1000","v":0},{"$f":"DmYear!$K$6*(Unit!G$18/100)/DB!L$5*1000","v":0},{"$f":"DmYear!$K$6*(Unit!H$18/100)/DB!M$5*1000","v":0},{"$f":"DmYear!$K$6*(Unit!I$18/100)/DB!N$5*1000","v":0},{"$f":"DmYear!$K$6*(Unit!J$18/100)/DB!O$5*1000","v":0},{"$f":"DmYear!$K$6*(Unit!K$18/100)/DB!P$5*1000","v":0},{"$f":"DmYear!$K$6*(Unit!L$18/100)/DB!Q$5*1000","v":0},{"$f":"DmYear!$K$6*(Unit!M$18/100)/DB!R$5*1000","v":0},{"$f":"DmYear!$K$6*(Unit!N$18/100)/DB!S$5*1000","v":0},"-",null,null,"MJ/日",{"$f":"SUM(AW63:AW86)","v":0},{"$f":"SUM(AX63:AX86)","v":0},{"$f":"SUM(AY63:AY86)","v":0},{"$f":"SUM(AZ63:AZ86)","v":0},{"$f":"SUM(BA63:BA86)","v":0},{"$f":"SUM(BB63:BB86)","v":0},{"$f":"SUM(BC63:BC86)","v":0},{"$f":"SUM(BD63:BD86)","v":0},{"$f":"SUM(BE63:BE86)","v":0},{"$f":"SUM(BF63:BF86)","v":0},{"$f":"SUM(BG63:BG86)","v":0},{"$f":"SUM(BH63:BH86)","v":0},null,null,"MJ/日",{"$f":"SUM(BL63:BL86)","v":0},{"$f":"SUM(BM63:BM86)","v":0},{"$f":"SUM(BN63:BN86)","v":0},{"$f":"SUM(BO63:BO86)","v":0},{"$f":"SUM(BP63:BP86)","v":0},{"$f":"SUM(BQ63:BQ86)","v":0},{"$f":"SUM(BR63:BR86)","v":0},{"$f":"SUM(BS63:BS86)","v":0},{"$f":"SUM(BT63:BT86)","v":0},{"$f":"SUM(BU63:BU86)","v":0},{"$f":"SUM(BV63:BV86)","v":0},{"$f":"SUM(BW63:BW86)","v":0},null,null,"MJ/日",{"$f":"SUM(CA63:CA86)","v":0},{"$f":"SUM(CB63:CB86)","v":0},{"$f":"SUM(CC63:CC86)","v":0},{"$f":"SUM(CD63:CD86)","v":0},{"$f":"SUM(CE63:CE86)","v":0},{"$f":"SUM(CF63:CF86)","v":0},{"$f":"SUM(CG63:CG86)","v":0},{"$f":"SUM(CH63:CH86)","v":0},{"$f":"SUM(CI63:CI86)","v":0},{"$f":"SUM(CJ63:CJ86)","v":0},{"$f":"SUM(CK63:CK86)","v":0},{"$f":"SUM(CL63:CL86)","v":0},null,null,null,null,"MJ/日",{"$f":"DmYear!$K$33*(Unit!C$16/100)/DB!H$3*1000","v":0},{"$f":"DmYear!$K$33*(Unit!D$16/100)/DB!I$3*1000","v":0},{"$f":"DmYear!$K$33*(Unit!E$16/100)/DB!J$3*1000","v":0},{"$f":"DmYear!$K$33*(Unit!F$16/100)/DB!K$3*1000","v":0},{"$f":"DmYear!$K$33*(Unit!G$16/100)/DB!L$3*1000","v":0},{"$f":"DmYear!$K$33*(Unit!H$16/100)/DB!M$3*1000","v":0},{"$f":"DmYear!$K$33*(Unit!I$16/100)/DB!N$3*1000","v":0},{"$f":"DmYear!$K$33*(Unit!J$16/100)/DB!O$3*1000","v":0},{"$f":"DmYear!$K$33*(Unit!K$16/100)/DB!P$3*1000","v":0},{"$f":"DmYear!$K$33*(Unit!L$16/100)/DB!Q$3*1000","v":0},{"$f":"DmYear!$K$33*(Unit!M$16/100)/DB!R$3*1000","v":0},{"$f":"DmYear!$K$33*(Unit!N$16/100)/DB!S$3*1000","v":0},"-",null,"MJ/日",{"$f":"DmYear!$K$33*(Unit!C$17/100)/DB!H$4*1000","v":0},{"$f":"DmYear!$K$33*(Unit!D$17/100)/DB!I$4*1000","v":0},{"$f":"DmYear!$K$33*(Unit!E$17/100)/DB!J$4*1000","v":0},{"$f":"DmYear!$K$33*(Unit!F$17/100)/DB!K$4*1000","v":0},{"$f":"DmYear!$K$33*(Unit!G$17/100)/DB!L$4*1000","v":0},{"$f":"DmYear!$K$33*(Unit!H$17/100)/DB!M$4*1000","v":0},{"$f":"DmYear!$K$33*(Unit!I$17/100)/DB!N$4*1000","v":0},{"$f":"DmYear!$K$33*(Unit!J$17/100)/DB!O$4*1000","v":0},{"$f":"DmYear!$K$33*(Unit!K$17/100)/DB!P$4*1000","v":0},{"$f":"DmYear!$K$33*(Unit!L$17/100)/DB!Q$4*1000","v":0},{"$f":"DmYear!$K$33*(Unit!M$17/100)/DB!R$4*1000","v":0},{"$f":"DmYear!$K$33*(Unit!N$17/100)/DB!S$4*1000","v":0},"-",null,"MJ/日",{"$f":"DmYear!$K$33*(Unit!C$18/100)/DB!H$5*1000","v":0},{"$f":"DmYear!$K$33*(Unit!D$18/100)/DB!I$5*1000","v":0},{"$f":"DmYear!$K$33*(Unit!E$18/100)/DB!J$5*1000","v":0},{"$f":"DmYear!$K$33*(Unit!F$18/100)/DB!K$5*1000","v":0},{"$f":"DmYear!$K$33*(Unit!G$18/100)/DB!L$5*1000","v":0},{"$f":"DmYear!$K$33*(Unit!H$18/100)/DB!M$5*1000","v":0},{"$f":"DmYear!$K$33*(Unit!I$18/100)/DB!N$5*1000","v":0},{"$f":"DmYear!$K$33*(Unit!J$18/100)/DB!O$5*1000","v":0},{"$f":"DmYear!$K$33*(Unit!K$18/100)/DB!P$5*1000","v":0},{"$f":"DmYear!$K$33*(Unit!L$18/100)/DB!Q$5*1000","v":0},{"$f":"DmYear!$K$33*(Unit!M$18/100)/DB!R$5*1000","v":0},{"$f":"DmYear!$K$33*(Unit!N$18/100)/DB!S$5*1000","v":0},"-",null,null,"MJ/日",{"$f":"SUM(EL63:EL86)","v":0},{"$f":"SUM(EM63:EM86)","v":0},{"$f":"SUM(EN63:EN86)","v":0},{"$f":"SUM(EO63:EO86)","v":0},{"$f":"SUM(EP63:EP86)","v":0},{"$f":"SUM(EQ63:EQ86)","v":0},{"$f":"SUM(ER63:ER86)","v":0},{"$f":"SUM(ES63:ES86)","v":0},{"$f":"SUM(ET63:ET86)","v":0},{"$f":"SUM(EU63:EU86)","v":0},{"$f":"SUM(EV63:EV86)","v":0},{"$f":"SUM(EW63:EW86)","v":0},null,null,"MJ/日",{"$f":"SUM(FA63:FA86)","v":0},{"$f":"SUM(FB63:FB86)","v":0},{"$f":"SUM(FC63:FC86)","v":0},{"$f":"SUM(FD63:FD86)","v":0},{"$f":"SUM(FE63:FE86)","v":0},{"$f":"SUM(FF63:FF86)","v":0},{"$f":"SUM(FG63:FG86)","v":0},{"$f":"SUM(FH63:FH86)","v":0},{"$f":"SUM(FI63:FI86)","v":0},{"$f":"SUM(FJ63:FJ86)","v":0},{"$f":"SUM(FK63:FK86)","v":0},{"$f":"SUM(FL63:FL86)","v":0},null,null,"MJ/日",{"$f":"SUM(FP63:FP86)","v":0},{"$f":"SUM(FQ63:FQ86)","v":0},{"$f":"SUM(FR63:FR86)","v":0},{"$f":"SUM(FS63:FS86)","v":0},{"$f":"SUM(FT63:FT86)","v":0},{"$f":"SUM(FU63:FU86)","v":0},{"$f":"SUM(FV63:FV86)","v":0},{"$f":"SUM(FW63:FW86)","v":0},{"$f":"SUM(FX63:FX86)","v":0},{"$f":"SUM(FY63:FY86)","v":0},{"$f":"SUM(FZ63:FZ86)","v":0},{"$f":"SUM(GA63:GA86)","v":0}]
[null,"日",{"$f":"DB!$H$3","v":20},{"$f":"DB!$I$3","v":20},{"$f":"DB!$J$3","v":22},{"$f":"DB!$K$3","v":20},{"$f":"DB!$L$3","v":20},{"$f":"DB!$M$3","v":22},{"$f":"DB!$N$3","v":20},{"$f":"DB!$O$3","v":23},{"$f":"DB!$P$3","v":20},{"$f":"DB!$Q$3","v":21},{"$f":"DB!$R$3","v":20},{"$f":"DB!$S$3","v":21},{"$f":"SUM(C88:N88)","v":249},null,"日",{"$f":"DB!$H$4","v":4},{"$f":"DB!$I$4","v":3},{"$f":"DB!$J$4","v":4},{"$f":"DB!$K$4","v":4},{"$f":"DB!$L$4","v":4},{"$f":"DB!$M$4","v":4},{"$f":"DB!$N$4","v":5},{"$f":"DB!$O$4","v":4},{"$f":"DB!$P$4","v":4},{"$f":"DB!$Q$4","v":4},{"$f":"DB!$R$4","v":4},{"$f":"DB!$S$4","v":4},{"$f":"SUM(R88:AC88)","v":48},null,"日",{"$f":"DB!$H$5","v":7},{"$f":"DB!$I$5","v":5},{"$f":"DB!$J$5","v":5},{"$f":"DB!$K$5","v":6},{"$f":"DB!$L$5","v":7},{"$f":"DB!$M$5","v":4},{"$f":"DB!$N$5","v":6},{"$f":"DB!$O$5","v":4},{"$f":"DB!$P$5","v":6},{"$f":"DB!$Q$5","v":6},{"$f":"DB!$R$5","v":6},{"$f":"DB!$S$5","v":6},{"$f":"SUM(AG88:AR88)","v":68},null,null,null,null,null,null,null,null,null,null,null,null,null,null,null,null,null,null,null,null,null,null,null,null,null,null,null,null,null,null,null,null,null,null,null,null,null,null,null,null,null,null,null,null,null,null,null,null,null,"日",{"$f":"DB!$H$3","v":20},{"$f":"DB!$I$3","v":20},{"$f":"DB!$J$3","v":22},{"$f":"DB!$K$3","v":20},{"$f":"DB!$L$3","v":20},{"$f":"DB!$M$3","v":22},{"$f":"DB!$N$3","v":20},{"$f":"DB!$O$3","v":23},{"$f":"DB!$P$3","v":20},{"$f":"DB!$Q$3","v":21},{"$f":"DB!$R$3","v":20},{"$f":"DB!$S$3","v":21},{"$f":"SUM(CR88:DC88)","v":249},null,"日",{"$f":"DB!$H$4","v":4},{"$f":"DB!$I$4","v":3},{"$f":"DB!$J$4","v":4},{"$f":"DB!$K$4","v":4},{"$f":"DB!$L$4","v":4},{"$f":"DB!$M$4","v":4},{"$f":"DB!$N$4","v":5},{"$f":"DB!$O$4","v":4},{"$f":"DB!$P$4","v":4},{"$f":"DB!$Q$4","v":4},{"$f":"DB!$R$4","v":4},{"$f":"DB!$S$4","v":4},{"$f":"SUM(DG88:DR88)","v":48},null,"日",{"$f":"DB!$H$5","v":7},{"$f":"DB!$I$5","v":5},{"$f":"DB!$J$5","v":5},{"$f":"DB!$K$5","v":6},{"$f":"DB!$L$5","v":7},{"$f":"DB!$M$5","v":4},{"$f":"DB!$N$5","v":6},{"$f":"DB!$O$5","v":4},{"$f":"DB!$P$5","v":6},{"$f":"DB!$Q$5","v":6},{"$f":"DB!$R$5","v":6},{"$f":"DB!$S$5","v":6},{"$f":"SUM(DV88:EG88)","v":68}]
[null,"GJ/月",{"$f":"C87*C88","v":0},{"$f":"D87*D88","v":0},0,0,0,0,0,0,0,0,0,0,{"$f":"SUM(C89:N89)","v":0},null,"GJ/月",{"$f":"R87*R88","v":0},{"$f":"S87*S88","v":0},{"$f":"T87*T88","v":0},{"$f":"U87*U88","v":0},{"$f":"V87*V88","v":0},{"$f":"W87*W88","v":0},{"$f":"X87*X88","v":0},{"$f":"Y87*Y88","v":0},{"$f":"Z87*Z88","v":0},{"$f":"AA87*AA88","v":0},{"$f":"AB87*AB88","v":0},{"$f":"AC87*AC88","v":0},{"$f":"SUM(R89:AC89)","v":0},null,"GJ/月",{"$f":"AG87*AG88","v":0},{"$f":"AH87*AH88","v":0},0,0,0,0,0,0,0,0,0,0,{"$f":"SUM(AG89:AR89)","v":0},null,null,null,null,null,null,null,null,null,null,null,null,null,null,null,null,null,null,null,null,null,null,null,null,null,null,null,null,null,null,null,null,null,null,null,null,null,null,null,null,null,null,null,null,null,null,null,null,null,"GJ/月",{"$f":"CR87*CR88","v":0},{"$f":"CS87*CS88","v":0},{"$f":"CT87*CT88","v":0},{"$f":"CU87*CU88","v":0},{"$f":"CV87*CV88","v":0},{"$f":"CW87*CW88","v":0},{"$f":"CX87*CX88","v":0},{"$f":"CY87*CY88","v":0},{"$f":"CZ87*CZ88","v":0},{"$f":"DA87*DA88","v":0},{"$f":"DB87*DB88","v":0},{"$f":"DC87*DC88","v":0},{"$f":"SUM(CR89:DC89)","v":0},null,"GJ/月",{"$f":"DG87*DG88","v":0},{"$f":"DH87*DH88","v":0},{"$f":"DI87*DI88","v":0},{"$f":"DJ87*DJ88","v":0},{"$f":"DK87*DK88","v":0},{"$f":"DL87*DL88","v":0},{"$f":"DM87*DM88","v":0},{"$f":"DN87*DN88","v":0},{"$f":"DO87*DO88","v":0},{"$f":"DP87*DP88","v":0},{"$f":"DQ87*DQ88","v":0},{"$f":"DR87*DR88","v":0},{"$f":"SUM(DG89:DR89)","v":0},null,"GJ/月",{"$f":"DV87*DV88","v":0},{"$f":"DW87*DW88","v":0},{"$f":"DX87*DX88","v":0},{"$f":"DY87*DY88","v":0},{"$f":"DZ87*DZ88","v":0},{"$f":"EA87*EA88","v":0},{"$f":"EB87*EB88","v":0},{"$f":"EC87*EC88","v":0},{"$f":"ED87*ED88","v":0},{"$f":"EE87*EE88","v":0},{"$f":"EF87*EF88","v":0},{"$f":"EG87*EG88","v":0},{"$f":"SUM(DV89:EG89)","v":0}]
[null,"max",{"$f":"MAX(C93:N116)","v":0},null,"文献値",{"$f":"DmYear!C7","v":0},null,"比率",{"$f":"IF(C90=0,0,F90/C90)","v":0},null,null,null,null,null,null,null,"max",{"$f":"MAX(R93:AC116)","v":0},null,"文献値",{"$f":"DmYear!C7","v":0},null,"比率",{"$f":"IF(R90=0,0,U90/R90)","v":0},null,null,null,null,null,null,null,"max",{"$f":"MAX(AG93:AR116)","v":0},null,"文献値",{"$f":"DmYear!C7","v":0},null,"比率",{"$f":"IF(AG90=0,0,AJ90/AG90)","v":0},null,null,null,null,null,null,null,null,null,null,null,null,null,null,null,null,null,null,null,null,null,null,null,null,null,null,null,null,null,null,null,null,null,null,null,null,null,null,null,null,null,null,null,null,null,null,null,null,null,null,null,null,null,null,null,"max",{"$f":"MAX(CR93:DC116)","v":0},null,"文献値",{"$f":"DmYear!$C34","v":0},null,"比率",{"$f":"IF(CR90=0,0,CU90/CR90)","v":0},null,null,null,null,null,null,null,"max",{"$f":"MAX(DG93:DR116)","v":0},null,"文献値",{"$f":"DmYear!$C34","v":0},null,"比率",{"$f":"IF(DG90=0,0,DJ90/DG90)","v":0},null,null,null,null,null,null,null,"max",{"$f":"MAX(DV93:EG116)","v":0},null,"文献値",{"$f":"DmYear!$C34","v":0},null,"比率",{"$f":"IF(DV90=0,0,DY90/DV90)","v":0}]
[null,"暖房",{"$f":"SUM(C93:C116)-C117","v":0},{"$f":"SUM(D93:D116)-D117","v":0},0,0,0,0,0,0,0,0,0,0,"←検算用",null,"暖房",{"$f":"SUM(R93:R116)-R117","v":0},{"$f":"SUM(S93:S116)-S117","v":0},0,0,0,0,0,0,0,0,0,{"$f":"SUM(AC93:AC116)-AC117","v":0},"←検算用",null,"暖房",{"$f":"SUM(AG93:AG116)-AG117","v":0},{"$f":"SUM(AH93:AH116)-AH117","v":0},0,0,0,0,0,0,0,0,0,0,null,null,null,"暖房・平日・ピーク",null,null,null,null,null,null,null,null,null,null,null,null,null,null,"暖房・土曜・ピーク",null,null,null,null,null,null,null,null,null,null,null,null,null,null,"暖房・休日・ピーク",null,null,null,null,null,null,null,null,null,null,null,null,null,null,null,null,"暖房",{"$f":"SUM(CR93:CR116)-CR117","v":0},{"$f":"SUM(CS93:CS116)-CS117","v":0},0,0,0,0,0,0,0,0,0,0,"←検算用",null,"暖房",{"$f":"SUM(DG93:DG116)-DG117","v":0},{"$f":"SUM(DH93:DH116)-DH117","v":0},0,0,0,0,0,0,0,0,0,{"$f":"SUM(DR93:DR116)-DR117","v":0},"←検算用",null,"暖房",{"$f":"SUM(DV93:DV116)-DV117","v":0},{"$f":"SUM(DW93:DW116)-DW117","v":0},0,0,0,0,0,0,0,0,0,0,null,null,null,"暖房・平日・ピーク",null,null,null,null,null,null,null,null,null,null,null,null,null,null,"暖房・土曜・ピーク",null,null,null,null,null,null,null,null,null,null,null,null,null,null,"暖房・休日・ピーク"]
[null,"MJ/h","1月","2月","3月","4月","5月","6月","7月","8月","9月","10月","11月","12月","計",null,"MJ/h","1月","2月","3月","4月","5月","6月","7月","8月","9月","10月","11月","12月","計",null,"MJ/h","1月","2月","3月","4月","5月","6月","7月","8月","9月","10月","11月","12月","計",null,null,"MJ/h","1月","2月","3月","4月","5月","6月","7月","8月","9月","10月","11月","12月",null,null,"MJ/h","1月","2月","3月","4月","5月","6月","7月","8月","9月","10月","11月","12月",null,null,"MJ/h","1月","2月","3月","4月","5月","6月","7月","8月","9月","10月","11月","12月",null,null,null,null,"MJ/h","1月","2月","3月","4月","5月","6月","7月","8月","9月","10月","11月","12月","計",null,"MJ/h","1月","2月","3月","4月","5月","6月","7月","8月","9月","10月","11月","12月","計",null,"MJ/h","1月","2月","3月","4月","5月","6月","7月","8月","9月","10月","11月","12月","計",null,null,"MJ/h","1月","2月","3月","4月","5月","6月","7月","8月","9月","10月","11月","12月",null,null,"MJ/h","1月","2月","3月","4月","5月","6月","7月","8月","9月","10月","11月","12月",null,null,"MJ/h","1月","2月","3月","4月","5月","6月","7月","8月","9月","10月","11月","12月"]
[null,0,{"$f":"(DmYear!$K$7*(Unit!C$20/100)/DB!H$3)*(Unit!B93/100)*1000","v":0},{"$f":"(DmYear!$K$7*(Unit!D$20/100)/DB!I$3)*(Unit!C93/100)*1000","v":0},{"$f":"(DmYear!$K$7*(Unit!E$20/100)/DB!J$3)*(Unit!D93/100)*1000","v":0},{"$f":"(DmYear!$K$7*(Unit!F$20/100)/DB!K$3)*(Unit!E93/100)*1000","v":0},{"$f":"(DmYear!$K$7*(Unit!G$20/100)/DB!L$3)*(Unit!F93/100)*1000","v":0},{"$f":"(DmYear!$K$7*(Unit!H$20/100)/DB!M$3)*(Unit!G93/100)*1000","v":0},{"$f":"(DmYear!$K$7*(Unit!I$20/100)/DB!N$3)*(Unit!H93/100)*1000","v":0},{"$f":"(DmYear!$K$7*(Unit!J$20/100)/DB!O$3)*(Unit!I93/100)*1000","v":0},{"$f":"(DmYear!$K$7*(Unit!K$20/100)/DB!P$3)*(Unit!J93/100)*1000","v":0},{"$f":"(DmYear!$K$7*(Unit!L$20/100)/DB!Q$3)*(Unit!K93/100)*1000","v":0},{"$f":"(DmYear!$K$7*(Unit!M$20/100)/DB!R$3)*(Unit!L93/100)*1000","v":0},{"$f":"(DmYear!$K$7*(Unit!N$20/100)/DB!S$3)*(Unit!M93/100)*1000","v":0},"-",null,0,{"$f":"(DmYear!$K$7*(Unit!C$21/100)/DB!H$4)*(Unit!P93/100)*1000","v":0},{"$f":"(DmYear!$K$7*(Unit!D$21/100)/DB!I$4)*(Unit!Q93/100)*1000","v":0},{"$f":"(DmYear!$K$7*(Unit!E$21/100)/DB!J$4)*(Unit!R93/100)*1000","v":0},{"$f":"(DmYear!$K$7*(Unit!F$21/100)/DB!K$4)*(Unit!S93/100)*1000","v":0},{"$f":"(DmYear!$K$7*(Unit!G$21/100)/DB!L$4)*(Unit!T93/100)*1000","v":0},{"$f":"(DmYear!$K$7*(Unit!H$21/100)/DB!M$4)*(Unit!U93/100)*1000","v":0},{"$f":"(DmYear!$K$7*(Unit!I$21/100)/DB!N$4)*(Unit!V93/100)*1000","v":0},{"$f":"(DmYear!$K$7*(Unit!J$21/100)/DB!O$4)*(Unit!W93/100)*1000","v":0},{"$f":"(DmYear!$K$7*(Unit!K$21/100)/DB!P$4)*(Unit!X93/100)*1000","v":0},{"$f":"(DmYear!$K$7*(Unit!L$21/100)/DB!Q$4)*(Unit!Y93/100)*1000","v":0},{"$f":"(DmYear!$K$7*(Unit!M$21/100)/DB!R$4)*(Unit!Z93/100)*1000","v":0},{"$f":"(DmYear!$K$7*(Unit!N$21/100)/DB!S$4)*(Unit!AA93/100)*1000","v":0},"-",null,0,{"$f":"(DmYear!$K$7*(Unit!C$22/100)/DB!H$5)*(Unit!AD93/100)*1000","v":0},{"$f":"(DmYear!$K$7*(Unit!D$22/100)/DB!I$5)*(Unit!AE93/100)*1000","v":0},{"$f":"(DmYear!$K$7*(Unit!E$22/100)/DB!J$5)*(Unit!AF93/100)*1000","v":0},{"$f":"(DmYear!$K$7*(Unit!F$22/100)/DB!K$5)*(Unit!AG93/100)*1000","v":0},{"$f":"(DmYear!$K$7*(Unit!G$22/100)/DB!L$5)*(Unit!AH93/100)*1000","v":0},{"$f":"(DmYear!$K$7*(Unit!H$22/100)/DB!M$5)*(Unit!AI93/100)*1000","v":0},{"$f":"(DmYear!$K$7*(Unit!I$22/100)/DB!N$5)*(Unit!AJ93/100)*1000","v":0},{"$f":"(DmYear!$K$7*(Unit!J$22/100)/DB!O$5)*(Unit!AK93/100)*1000","v":0},{"$f":"(DmYear!$K$7*(Unit!K$22/100)/DB!P$5)*(Unit!AL93/100)*1000","v":0},{"$f":"(DmYear!$K$7*(Unit!L$22/100)/DB!Q$5)*(Unit!AM93/100)*1000","v":0},{"$f":"(DmYear!$K$7*(Unit!M$22/100)/DB!R$5)*(Unit!AN93/100)*1000","v":0},{"$f":"(DmYear!$K$7*(Unit!N$22/100)/DB!S$5)*(Unit!AO93/100)*1000","v":0},"-",null,null,0,{"$f":"MIN($I$90,$X$90,$AM$90)*C93","v":0},{"$f":"MIN($I$90,$X$90,$AM$90)*D93","v":0},{"$f":"MIN($I$90,$X$90,$AM$90)*E93","v":0},{"$f":"MIN($I$90,$X$90,$AM$90)*F93","v":0},{"$f":"MIN($I$90,$X$90,$AM$90)*G93","v":0},{"$f":"MIN($I$90,$X$90,$AM$90)*H93","v":0},{"$f":"MIN($I$90,$X$90,$AM$90)*I93","v":0},{"$f":"MIN($I$90,$X$90,$AM$90)*J93","v":0},{"$f":"MIN($I$90,$X$90,$AM$90)*K93","v":0},{"$f":"MIN($I$90,$X$90,$AM$90)*L93","v":0},{"$f":"MIN($I$90,$X$90,$AM$90)*M93","v":0},{"$f":"MIN($I$90,$X$90,$AM$90)*N93","v":0},null,null,0,{"$f":"MIN($I$90,$X$90,$AM$90)*R93","v":0},{"$f":"MIN($I$90,$X$90,$AM$90)*S93","v":0},{"$f":"MIN($I$90,$X$90,$AM$90)*T93","v":0},{"$f":"MIN($I$90,$X$90,$AM$90)*U93","v":0},{"$f":"MIN($I$90,$X$90,$AM$90)*V93","v":0},{"$f":"MIN($I$90,$X$90,$AM$90)*W93","v":0},{"$f":"MIN($I$90,$X$90,$AM$90)*X93","v":0},{"$f":"MIN($I$90,$X$90,$AM$90)*Y93","v":0},{"$f":"MIN($I$90,$X$90,$AM$90)*Z93","v":0},{"$f":"MIN($I$90,$X$90,$AM$90)*AA93","v":0},{"$f":"MIN($I$90,$X$90,$AM$90)*AB93","v":0},{"$f":"MIN($I$90,$X$90,$AM$90)*AC93","v":0},null,null,0,{"$f":"MIN($I$90,$X$90,$AM$90)*AG93","v":0},{"$f":"MIN($I$90,$X$90,$AM$90)*AH93","v":0},{"$f":"MIN($I$90,$X$90,$AM$90)*AI93","v":0},{"$f":"MIN($I$90,$X$90,$AM$90)*AJ93","v":0},{"$f":"MIN($I$90,$X$90,$AM$90)*AK93","v":0},{"$f":"MIN($I$90,$X$90,$AM$90)*AL93","v":0},{"$f":"MIN($I$90,$X$90,$AM$90)*AM93","v":0},{"$f":"MIN($I$90,$X$90,$AM$90)*AN93","v":0},{"$f":"MIN($I$90,$X$90,$AM$90)*AO93","v":0},{"$f":"MIN($I$90,$X$90,$AM$90)*AP93","v":0},{"$f":"MIN($I$90,$X$90,$AM$90)*AQ93","v":0},{"$f":"MIN($I$90,$X$90,$AM$90)*AR93","v":0},null,null,null,null,0,{"$f":"(DmYear!$K$34*(Unit!C$20/100)/DB!H$3)*(Unit!B93/100)*1000","v":0},{"$f":"(DmYear!$K$34*(Unit!D$20/100)/DB!I$3)*(Unit!C93/100)*1000","v":0},{"$f":"(DmYear!$K$34*(Unit!E$20/100)/DB!J$3)*(Unit!D93/100)*1000","v":0},{"$f":"(DmYear!$K$34*(Unit!F$20/100)/DB!K$3)*(Unit!E93/100)*1000","v":0},{"$f":"(DmYear!$K$34*(Unit!G$20/100)/DB!L$3)*(Unit!F93/100)*1000","v":0},{"$f":"(DmYear!$K$34*(Unit!H$20/100)/DB!M$3)*(Unit!G93/100)*1000","v":0},{"$f":"(DmYear!$K$34*(Unit!I$20/100)/DB!N$3)*(Unit!H93/100)*1000","v":0},{"$f":"(DmYear!$K$34*(Unit!J$20/100)/DB!O$3)*(Unit!I93/100)*1000","v":0},{"$f":"(DmYear!$K$34*(Unit!K$20/100)/DB!P$3)*(Unit!J93/100)*1000","v":0},{"$f":"(DmYear!$K$34*(Unit!L$20/100)/DB!Q$3)*(Unit!K93/100)*1000","v":0},{"$f":"(DmYear!$K$34*(Unit!M$20/100)/DB!R$3)*(Unit!L93/100)*1000","v":0},{"$f":"(DmYear!$K$34*(Unit!N$20/100)/DB!S$3)*(Unit!M93/100)*1000","v":0},"-",null,0,{"$f":"(DmYear!$K$34*(Unit!C$21/100)/DB!H$4)*(Unit!P93/100)*1000","v":0},{"$f":"(DmYear!$K$34*(Unit!D$21/100)/DB!I$4)*(Unit!Q93/100)*1000","v":0},{"$f":"(DmYear!$K$34*(Unit!E$21/100)/DB!J$4)*(Unit!R93/100)*1000","v":0},{"$f":"(DmYear!$K$34*(Unit!F$21/100)/DB!K$4)*(Unit!S93/100)*1000","v":0},{"$f":"(DmYear!$K$34*(Unit!G$21/100)/DB!L$4)*(Unit!T93/100)*1000","v":0},{"$f":"(DmYear!$K$34*(Unit!H$21/100)/DB!M$4)*(Unit!U93/100)*1000","v":0},{"$f":"(DmYear!$K$34*(Unit!I$21/100)/DB!N$4)*(Unit!V93/100)*1000","v":0},{"$f":"(DmYear!$K$34*(Unit!J$21/100)/DB!O$4)*(Unit!W93/100)*1000","v":0},{"$f":"(DmYear!$K$34*(Unit!K$21/100)/DB!P$4)*(Unit!X93/100)*1000","v":0},{"$f":"(DmYear!$K$34*(Unit!L$21/100)/DB!Q$4)*(Unit!Y93/100)*1000","v":0},{"$f":"(DmYear!$K$34*(Unit!M$21/100)/DB!R$4)*(Unit!Z93/100)*1000","v":0},{"$f":"(DmYear!$K$34*(Unit!N$21/100)/DB!S$4)*(Unit!AA93/100)*1000","v":0},"-",null,0,{"$f":"(DmYear!$K$34*(Unit!C$22/100)/DB!H$5)*(Unit!AD93/100)*1000","v":0},{"$f":"(DmYear!$K$34*(Unit!D$22/100)/DB!I$5)*(Unit!AE93/100)*1000","v":0},{"$f":"(DmYear!$K$34*(Unit!E$22/100)/DB!J$5)*(Unit!AF93/100)*1000","v":0},{"$f":"(DmYear!$K$34*(Unit!F$22/100)/DB!K$5)*(Unit!AG93/100)*1000","v":0},{"$f":"(DmYear!$K$34*(Unit!G$22/100)/DB!L$5)*(Unit!AH93/100)*1000","v":0},{"$f":"(DmYear!$K$34*(Unit!H$22/100)/DB!M$5)*(Unit!AI93/100)*1000","v":0},{"$f":"(DmYear!$K$34*(Unit!I$22/100)/DB!N$5)*(Unit!AJ93/100)*1000","v":0},{"$f":"(DmYear!$K$34*(Unit!J$22/100)/DB!O$5)*(Unit!AK93/100)*1000","v":0},{"$f":"(DmYear!$K$34*(Unit!K$22/100)/DB!P$5)*(Unit!AL93/100)*1000","v":0},{"$f":"(DmYear!$K$34*(Unit!L$22/100)/DB!Q$5)*(Unit!AM93/100)*1000","v":0},{"$f":"(DmYear!$K$34*(Unit!M$22/100)/DB!R$5)*(Unit!AN93/100)*1000","v":0},{"$f":"(DmYear!$K$34*(Unit!N$22/100)/DB!S$5)*(Unit!AO93/100)*1000","v":0},"-",null,null,0,{"$f":"MIN($CX$90,$DM$90,$EB$90)*CR93","v":0},{"$f":"MIN($CX$90,$DM$90,$EB$90)*CS93","v":0},{"$f":"MIN($CX$90,$DM$90,$EB$90)*CT93","v":0},{"$f":"MIN($CX$90,$DM$90,$EB$90)*CU93","v":0},{"$f":"MIN($CX$90,$DM$90,$EB$90)*CV93","v":0},{"$f":"MIN($CX$90,$DM$90,$EB$90)*CW93","v":0},{"$f":"MIN($CX$90,$DM$90,$EB$90)*CX93","v":0},{"$f":"MIN($CX$90,$DM$90,$EB$90)*CY93","v":0},{"$f":"MIN($CX$90,$DM$90,$EB$90)*CZ93","v":0},{"$f":"MIN($CX$90,$DM$90,$EB$90)*DA93","v":0},{"$f":"MIN($CX$90,$DM$90,$EB$90)*DB93","v":0},{"$f":"MIN($CX$90,$DM$90,$EB$90)*DC93","v":0},null,null,0,{"$f":"MIN($CX$90,$DM$90,$EB$90)*DG93","v":0},{"$f":"MIN($CX$90,$DM$90,$EB$90)*DH93","v":0},{"$f":"MIN($CX$90,$DM$90,$EB$90)*DI93","v":0},{"$f":"MIN($CX$90,$DM$90,$EB$90)*DJ93","v":0},{"$f":"MIN($CX$90,$DM$90,$EB$90)*DK93","v":0},{"$f":"MIN($CX$90,$DM$90,$EB$90)*DL93","v":0},{"$f":"MIN($CX$90,$DM$90,$EB$90)*DM93","v":0},{"$f":"MIN($CX$90,$DM$90,$EB$90)*DN93","v":0},{"$f":"MIN($CX$90,$DM$90,$EB$90)*DO93","v":0},{"$f":"MIN($CX$90,$DM$90,$EB$90)*DP93","v":0},{"$f":"MIN($CX$90,$DM$90,$EB$90)*DQ93","v":0},{"$f":"MIN($CX$90,$DM$90,$EB$90)*DR93","v":0},null,null,0,{"$f":"MIN($CX$90,$DM$90,$EB$90)*DV93","v":0},{"$f":"MIN($CX$90,$DM$90,$EB$90)*DW93","v":0},{"$f":"MIN($CX$90,$DM$90,$EB$90)*DX93","v":0},{"$f":"MIN($CX$90,$DM$90,$EB$90)*DY93","v":0},{"$f":"MIN($CX$90,$DM$90,$EB$90)*DZ93","v":0},{"$f":"MIN($CX$90,$DM$90,$EB$90)*EA93","v":0},{"$f":"MIN($CX$90,$DM$90,$EB$90)*EB93","v":0},{"$f":"MIN($CX$90,$DM$90,$EB$90)*EC93","v":0},{"$f":"MIN($CX$90,$DM$90,$EB$90)*ED93","v":0},{"$f":"MIN($CX$90,$DM$90,$EB$90)*EE93","v":0},{"$f":"MIN($CX$90,$DM$90,$EB$90)*EF93","v":0},{"$f":"MIN($CX$90,$DM$90,$EB$90)*EG93","v":0}]
[null,1,{"$f":"(DmYear!$K$7*(Unit!C$20/100)/DB!H$3)*(Unit!B94/100)*1000","v":0},{"$f":"(DmYear!$K$7*(Unit!D$20/100)/DB!I$3)*(Unit!C94/100)*1000","v":0},{"$f":"(DmYear!$K$7*(Unit!E$20/100)/DB!J$3)*(Unit!D94/100)*1000","v":0},{"$f":"(DmYear!$K$7*(Unit!F$20/100)/DB!K$3)*(Unit!E94/100)*1000","v":0},{"$f":"(DmYear!$K$7*(Unit!G$20/100)/DB!L$3)*(Unit!F94/100)*1000","v":0},{"$f":"(DmYear!$K$7*(Unit!H$20/100)/DB!M$3)*(Unit!G94/100)*1000","v":0},{"$f":"(DmYear!$K$7*(Unit!I$20/100)/DB!N$3)*(Unit!H94/100)*1000","v":0},{"$f":"(DmYear!$K$7*(Unit!J$20/100)/DB!O$3)*(Unit!I94/100)*1000","v":0},{"$f":"(DmYear!$K$7*(Unit!K$20/100)/DB!P$3)*(Unit!J94/100)*1000","v":0},{"$f":"(DmYear!$K$7*(Unit!L$20/100)/DB!Q$3)*(Unit!K94/100)*1000","v":0},{"$f":"(DmYear!$K$7*(Unit!M$20/100)/DB!R$3)*(Unit!L94/100)*1000","v":0},{"$f":"(DmYear!$K$7*(Unit!N$20/100)/DB!S$3)*(Unit!M94/100)*1000","v":0},"-",null,1,{"$f":"(DmYear!$K$7*(Unit!C$21/100)/DB!H$4)*(Unit!P94/100)*1000","v":0},{"$f":"(DmYear!$K$7*(Unit!D$21/100)/DB!I$4)*(Unit!Q94/100)*1000","v":0},{"$f":"(DmYear!$K$7*(Unit!E$21/100)/DB!J$4)*(Unit!R94/100)*1000","v":0},{"$f":"(DmYear!$K$7*(Unit!F$21/100)/DB!K$4)*(Unit!S94/100)*1000","v":0},{"$f":"(DmYear!$K$7*(Unit!G$21/100)/DB!L$4)*(Unit!T94/100)*1000","v":0},{"$f":"(DmYear!$K$7*(Unit!H$21/100)/DB!M$4)*(Unit!U94/100)*1000","v":0},{"$f":"(DmYear!$K$7*(Unit!I$21/100)/DB!N$4)*(Unit!V94/100)*1000","v":0},{"$f":"(DmYear!$K$7*(Unit!J$21/100)/DB!O$4)*(Unit!W94/100)*1000","v":0},{"$f":"(DmYear!$K$7*(Unit!K$21/100)/DB!P$4)*(Unit!X94/100)*1000","v":0},{"$f":"(DmYear!$K$7*(Unit!L$21/100)/DB!Q$4)*(Unit!Y94/100)*1000","v":0},{"$f":"(DmYear!$K$7*(Unit!M$21/100)/DB!R$4)*(Unit!Z94/100)*1000","v":0},{"$f":"(DmYear!$K$7*(Unit!N$21/100)/DB!S$4)*(Unit!AA94/100)*1000","v":0},"-",null,1,{"$f":"(DmYear!$K$7*(Unit!C$22/100)/DB!H$5)*(Unit!AD94/100)*1000","v":0},{"$f":"(DmYear!$K$7*(Unit!D$22/100)/DB!I$5)*(Unit!AE94/100)*1000","v":0},{"$f":"(DmYear!$K$7*(Unit!E$22/100)/DB!J$5)*(Unit!AF94/100)*1000","v":0},{"$f":"(DmYear!$K$7*(Unit!F$22/100)/DB!K$5)*(Unit!AG94/100)*1000","v":0},{"$f":"(DmYear!$K$7*(Unit!G$22/100)/DB!L$5)*(Unit!AH94/100)*1000","v":0},{"$f":"(DmYear!$K$7*(Unit!H$22/100)/DB!M$5)*(Unit!AI94/100)*1000","v":0},{"$f":"(DmYear!$K$7*(Unit!I$22/100)/DB!N$5)*(Unit!AJ94/100)*1000","v":0},{"$f":"(DmYear!$K$7*(Unit!J$22/100)/DB!O$5)*(Unit!AK94/100)*1000","v":0},{"$f":"(DmYear!$K$7*(Unit!K$22/100)/DB!P$5)*(Unit!AL94/100)*1000","v":0},{"$f":"(DmYear!$K$7*(Unit!L$22/100)/DB!Q$5)*(Unit!AM94/100)*1000","v":0},{"$f":"(DmYear!$K$7*(Unit!M$22/100)/DB!R$5)*(Unit!AN94/100)*1000","v":0},{"$f":"(DmYear!$K$7*(Unit!N$22/100)/DB!S$5)*(Unit!AO94/100)*1000","v":0},"-",null,null,1,{"$f":"MIN($I$90,$X$90,$AM$90)*C94","v":0},0,0,0,0,0,0,0,0,0,0,0,null,null,1,{"$f":"MIN($I$90,$X$90,$AM$90)*R94","v":0},0,0,0,0,0,0,0,0,0,0,0,null,null,1,{"$f":"MIN($I$90,$X$90,$AM$90)*AG94","v":0},0,0,0,0,0,0,0,0,0,0,0,null,null,null,null,1,{"$f":"(DmYear!$K$34*(Unit!C$20/100)/DB!H$3)*(Unit!B94/100)*1000","v":0},{"$f":"(DmYear!$K$34*(Unit!D$20/100)/DB!I$3)*(Unit!C94/100)*1000","v":0},{"$f":"(DmYear!$K$34*(Unit!E$20/100)/DB!J$3)*(Unit!D94/100)*1000","v":0},{"$f":"(DmYear!$K$34*(Unit!F$20/100)/DB!K$3)*(Unit!E94/100)*1000","v":0},{"$f":"(DmYear!$K$34*(Unit!G$20/100)/DB!L$3)*(Unit!F94/100)*1000","v":0},{"$f":"(DmYear!$K$34*(Unit!H$20/100)/DB!M$3)*(Unit!G94/100)*1000","v":0},{"$f":"(DmYear!$K$34*(Unit!I$20/100)/DB!N$3)*(Unit!H94/100)*1000","v":0},{"$f":"(DmYear!$K$34*(Unit!J$20/100)/DB!O$3)*(Unit!I94/100)*1000","v":0},{"$f":"(DmYear!$K$34*(Unit!K$20/100)/DB!P$3)*(Unit!J94/100)*1000","v":0},{"$f":"(DmYear!$K$34*(Unit!L$20/100)/DB!Q$3)*(Unit!K94/100)*1000","v":0},{"$f":"(DmYear!$K$34*(Unit!M$20/100)/DB!R$3)*(Unit!L94/100)*1000","v":0},{"$f":"(DmYear!$K$34*(Unit!N$20/100)/DB!S$3)*(Unit!M94/100)*1000","v":0},"-",null,1,{"$f":"(DmYear!$K$34*(Unit!C$21/100)/DB!H$4)*(Unit!P94/100)*1000","v":0},{"$f":"(DmYear!$K$34*(Unit!D$21/100)/DB!I$4)*(Unit!Q94/100)*1000","v":0},{"$f":"(DmYear!$K$34*(Unit!E$21/100)/DB!J$4)*(Unit!R94/100)*1000","v":0},{"$f":"(DmYear!$K$34*(Unit!F$21/100)/DB!K$4)*(Unit!S94/100)*1000","v":0},{"$f":"(DmYear!$K$34*(Unit!G$21/100)/DB!L$4)*(Unit!T94/100)*1000","v":0},{"$f":"(DmYear!$K$34*(Unit!H$21/100)/DB!M$4)*(Unit!U94/100)*1000","v":0},{"$f":"(DmYear!$K$34*(Unit!I$21/100)/DB!N$4)*(Unit!V94/100)*1000","v":0},{"$f":"(DmYear!$K$34*(Unit!J$21/100)/DB!O$4)*(Unit!W94/100)*1000","v":0},{"$f":"(DmYear!$K$34*(Unit!K$21/100)/DB!P$4)*(Unit!X94/100)*1000","v":0},{"$f":"(DmYear!$K$34*(Unit!L$21/100)/DB!Q$4)*(Unit!Y94/100)*1000","v":0},{"$f":"(DmYear!$K$34*(Unit!M$21/100)/DB!R$4)*(Unit!Z94/100)*1000","v":0},{"$f":"(DmYear!$K$34*(Unit!N$21/100)/DB!S$4)*(Unit!AA94/100)*1000","v":0},"-",null,1,{"$f":"(DmYear!$K$34*(Unit!C$22/100)/DB!H$5)*(Unit!AD94/100)*1000","v":0},{"$f":"(DmYear!$K$34*(Unit!D$22/100)/DB!I$5)*(Unit!AE94/100)*1000","v":0},{"$f":"(DmYear!$K$34*(Unit!E$22/100)/DB!J$5)*(Unit!AF94/100)*1000","v":0},{"$f":"(DmYear!$K$34*(Unit!F$22/100)/DB!K$5)*(Unit!AG94/100)*1000","v":0},{"$f":"(DmYear!$K$34*(Unit!G$22/100)/DB!L$5)*(Unit!AH94/100)*1000","v":0},{"$f":"(DmYear!$K$34*(Unit!H$22/100)/DB!M$5)*(Unit!AI94/100)*1000","v":0},{"$f":"(DmYear!$K$34*(Unit!I$22/100)/DB!N$5)*(Unit!AJ94/100)*1000","v":0},{"$f":"(DmYear!$K$34*(Unit!J$22/100)/DB!O$5)*(Unit!AK94/100)*1000","v":0},{"$f":"(DmYear!$K$34*(Unit!K$22/100)/DB!P$5)*(Unit!AL94/100)*1000","v":0},{"$f":"(DmYear!$K$34*(Unit!L$22/100)/DB!Q$5)*(Unit!AM94/100)*1000","v":0},{"$f":"(DmYear!$K$34*(Unit!M$22/100)/DB!R$5)*(Unit!AN94/100)*1000","v":0},{"$f":"(DmYear!$K$34*(Unit!N$22/100)/DB!S$5)*(Unit!AO94/100)*1000","v":0},"-",null,null,1,0,0,0,0,0,0,0,0,0,0,0,0,null,null,1,0,0,0,0,0,0,0,0,0,0,0,0,null,null,1,0,0,0,0,0,0,0,0,0,0,0,0]
[null,2,{"$f":"(DmYear!$K$7*(Unit!C$20/100)/DB!H$3)*(Unit!B95/100)*1000","v":0},{"$f":"(DmYear!$K$7*(Unit!D$20/100)/DB!I$3)*(Unit!C95/100)*1000","v":0},{"$f":"(DmYear!$K$7*(Unit!E$20/100)/DB!J$3)*(Unit!D95/100)*1000","v":0},{"$f":"(DmYear!$K$7*(Unit!F$20/100)/DB!K$3)*(Unit!E95/100)*1000","v":0},{"$f":"(DmYear!$K$7*(Unit!G$20/100)/DB!L$3)*(Unit!F95/100)*1000","v":0},{"$f":"(DmYear!$K$7*(Unit!H$20/100)/DB!M$3)*(Unit!G95/100)*1000","v":0},{"$f":"(DmYear!$K$7*(Unit!I$20/100)/DB!N$3)*(Unit!H95/100)*1000","v":0},{"$f":"(DmYear!$K$7*(Unit!J$20/100)/DB!O$3)*(Unit!I95/100)*1000","v":0},{"$f":"(DmYear!$K$7*(Unit!K$20/100)/DB!P$3)*(Unit!J95/100)*1000","v":0},{"$f":"(DmYear!$K$7*(Unit!L$20/100)/DB!Q$3)*(Unit!K95/100)*1000","v":0},{"$f":"(DmYear!$K$7*(Unit!M$20/100)/DB!R$3)*(Unit!L95/100)*1000","v":0},{"$f":"(DmYear!$K$7*(Unit!N$20/100)/DB!S$3)*(Unit!M95/100)*1000","v":0},"-",null,2,{"$f":"(DmYear!$K$7*(Unit!C$21/100)/DB!H$4)*(Unit!P95/100)*1000","v":0},{"$f":"(DmYear!$K$7*(Unit!D$21/100)/DB!I$4)*(Unit!Q95/100)*1000","v":0},{"$f":"(DmYear!$K$7*(Unit!E$21/100)/DB!J$4)*(Unit!R95/100)*1000","v":0},{"$f":"(DmYear!$K$7*(Unit!F$21/100)/DB!K$4)*(Unit!S95/100)*1000","v":0},{"$f":"(DmYear!$K$7*(Unit!G$21/100)/DB!L$4)*(Unit!T95/100)*1000","v":0},{"$f":"(DmYear!$K$7*(Unit!H$21/100)/DB!M$4)*(Unit!U95/100)*1000","v":0},{"$f":"(DmYear!$K$7*(Unit!I$21/100)/DB!N$4)*(Unit!V95/100)*1000","v":0},{"$f":"(DmYear!$K$7*(Unit!J$21/100)/DB!O$4)*(Unit!W95/100)*1000","v":0},{"$f":"(DmYear!$K$7*(Unit!K$21/100)/DB!P$4)*(Unit!X95/100)*1000","v":0},{"$f":"(DmYear!$K$7*(Unit!L$21/100)/DB!Q$4)*(Unit!Y95/100)*1000","v":0},{"$f":"(DmYear!$K$7*(Unit!M$21/100)/DB!R$4)*(Unit!Z95/100)*1000","v":0},{"$f":"(DmYear!$K$7*(Unit!N$21/100)/DB!S$4)*(Unit!AA95/100)*1000","v":0},"-",null,2,{"$f":"(DmYear!$K$7*(Unit!C$22/100)/DB!H$5)*(Unit!AD95/100)*1000","v":0},{"$f":"(DmYear!$K$7*(Unit!D$22/100)/DB!I$5)*(Unit!AE95/100)*1000","v":0},{"$f":"(DmYear!$K$7*(Unit!E$22/100)/DB!J$5)*(Unit!AF95/100)*1000","v":0},{"$f":"(DmYear!$K$7*(Unit!F$22/100)/DB!K$5)*(Unit!AG95/100)*1000","v":0},{"$f":"(DmYear!$K$7*(Unit!G$22/100)/DB!L$5)*(Unit!AH95/100)*1000","v":0},{"$f":"(DmYear!$K$7*(Unit!H$22/100)/DB!M$5)*(Unit!AI95/100)*1000","v":0},{"$f":"(DmYear!$K$7*(Unit!I$22/100)/DB!N$5)*(Unit!AJ95/100)*1000","v":0},{"$f":"(DmYear!$K$7*(Unit!J$22/100)/DB!O$5)*(Unit!AK95/100)*1000","v":0},{"$f":"(DmYear!$K$7*(Unit!K$22/100)/DB!P$5)*(Unit!AL95/100)*1000","v":0},{"$f":"(DmYear!$K$7*(Unit!L$22/100)/DB!Q$5)*(Unit!AM95/100)*1000","v":0},{"$f":"(DmYear!$K$7*(Unit!M$22/100)/DB!R$5)*(Unit!AN95/100)*1000","v":0},{"$f":"(DmYear!$K$7*(Unit!N$22/100)/DB!S$5)*(Unit!AO95/100)*1000","v":0},"-",null,null,2,0,0,0,0,0,0,0,0,0,0,0,0,null,null,2,0,0,0,0,0,0,0,0,0,0,0,0,null,null,2,0,0,0,0,0,0,0,0,0,0,0,0,null,null,null,null,2,{"$f":"(DmYear!$K$34*(Unit!C$20/100)/DB!H$3)*(Unit!B95/100)*1000","v":0},{"$f":"(DmYear!$K$34*(Unit!D$20/100)/DB!I$3)*(Unit!C95/100)*1000","v":0},{"$f":"(DmYear!$K$34*(Unit!E$20/100)/DB!J$3)*(Unit!D95/100)*1000","v":0},{"$f":"(DmYear!$K$34*(Unit!F$20/100)/DB!K$3)*(Unit!E95/100)*1000","v":0},{"$f":"(DmYear!$K$34*(Unit!G$20/100)/DB!L$3)*(Unit!F95/100)*1000","v":0},{"$f":"(DmYear!$K$34*(Unit!H$20/100)/DB!M$3)*(Unit!G95/100)*1000","v":0},{"$f":"(DmYear!$K$34*(Unit!I$20/100)/DB!N$3)*(Unit!H95/100)*1000","v":0},{"$f":"(DmYear!$K$34*(Unit!J$20/100)/DB!O$3)*(Unit!I95/100)*1000","v":0},{"$f":"(DmYear!$K$34*(Unit!K$20/100)/DB!P$3)*(Unit!J95/100)*1000","v":0},{"$f":"(DmYear!$K$34*(Unit!L$20/100)/DB!Q$3)*(Unit!K95/100)*1000","v":0},{"$f":"(DmYear!$K$34*(Unit!M$20/100)/DB!R$3)*(Unit!L95/100)*1000","v":0},{"$f":"(DmYear!$K$34*(Unit!N$20/100)/DB!S$3)*(Unit!M95/100)*1000","v":0},"-",null,2,{"$f":"(DmYear!$K$34*(Unit!C$21/100)/DB!H$4)*(Unit!P95/100)*1000","v":0},{"$f":"(DmYear!$K$34*(Unit!D$21/100)/DB!I$4)*(Unit!Q95/100)*1000","v":0},{"$f":"(DmYear!$K$34*(Unit!E$21/100)/DB!J$4)*(Unit!R95/100)*1000","v":0},{"$f":"(DmYear!$K$34*(Unit!F$21/100)/DB!K$4)*(Unit!S95/100)*1000","v":0},{"$f":"(DmYear!$K$34*(Unit!G$21/100)/DB!L$4)*(Unit!T95/100)*1000","v":0},{"$f":"(DmYear!$K$34*(Unit!H$21/100)/DB!M$4)*(Unit!U95/100)*1000","v":0},{"$f":"(DmYear!$K$34*(Unit!I$21/100)/DB!N$4)*(Unit!V95/100)*1000","v":0},{"$f":"(DmYear!$K$34*(Unit!J$21/100)/DB!O$4)*(Unit!W95/100)*1000","v":0},{"$f":"(DmYear!$K$34*(Unit!K$21/100)/DB!P$4)*(Unit!X95/100)*1000","v":0},{"$f":"(DmYear!$K$34*(Unit!L$21/100)/DB!Q$4)*(Unit!Y95/100)*1000","v":0},{"$f":"(DmYear!$K$34*(Unit!M$21/100)/DB!R$4)*(Unit!Z95/100)*1000","v":0},{"$f":"(DmYear!$K$34*(Unit!N$21/100)/DB!S$4)*(Unit!AA95/100)*1000","v":0},"-",null,2,{"$f":"(DmYear!$K$34*(Unit!C$22/100)/DB!H$5)*(Unit!AD95/100)*1000","v":0},{"$f":"(DmYear!$K$34*(Unit!D$22/100)/DB!I$5)*(Unit!AE95/100)*1000","v":0},{"$f":"(DmYear!$K$34*(Unit!E$22/100)/DB!J$5)*(Unit!AF95/100)*1000","v":0},{"$f":"(DmYear!$K$34*(Unit!F$22/100)/DB!K$5)*(Unit!AG95/100)*1000","v":0},{"$f":"(DmYear!$K$34*(Unit!G$22/100)/DB!L$5)*(Unit!AH95/100)*1000","v":0},{"$f":"(DmYear!$K$34*(Unit!H$22/100)/DB!M$5)*(Unit!AI95/100)*1000","v":0},{"$f":"(DmYear!$K$34*(Unit!I$22/100)/DB!N$5)*(Unit!AJ95/100)*1000","v":0},{"$f":"(DmYear!$K$34*(Unit!J$22/100)/DB!O$5)*(Unit!AK95/100)*1000","v":0},{"$f":"(DmYear!$K$34*(Unit!K$22/100)/DB!P$5)*(Unit!AL95/100)*1000","v":0},{"$f":"(DmYear!$K$34*(Unit!L$22/100)/DB!Q$5)*(Unit!AM95/100)*1000","v":0},{"$f":"(DmYear!$K$34*(Unit!M$22/100)/DB!R$5)*(Unit!AN95/100)*1000","v":0},{"$f":"(DmYear!$K$34*(Unit!N$22/100)/DB!S$5)*(Unit!AO95/100)*1000","v":0},"-",null,null,2,0,0,0,0,0,0,0,0,0,0,0,0,null,null,2,0,0,0,0,0,0,0,0,0,0,0,0,null,null,2,0,0,0,0,0,0,0,0,0,0,0,0]
[null,3,{"$f":"(DmYear!$K$7*(Unit!C$20/100)/DB!H$3)*(Unit!B96/100)*1000","v":0},{"$f":"(DmYear!$K$7*(Unit!D$20/100)/DB!I$3)*(Unit!C96/100)*1000","v":0},{"$f":"(DmYear!$K$7*(Unit!E$20/100)/DB!J$3)*(Unit!D96/100)*1000","v":0},{"$f":"(DmYear!$K$7*(Unit!F$20/100)/DB!K$3)*(Unit!E96/100)*1000","v":0},{"$f":"(DmYear!$K$7*(Unit!G$20/100)/DB!L$3)*(Unit!F96/100)*1000","v":0},{"$f":"(DmYear!$K$7*(Unit!H$20/100)/DB!M$3)*(Unit!G96/100)*1000","v":0},{"$f":"(DmYear!$K$7*(Unit!I$20/100)/DB!N$3)*(Unit!H96/100)*1000","v":0},{"$f":"(DmYear!$K$7*(Unit!J$20/100)/DB!O$3)*(Unit!I96/100)*1000","v":0},{"$f":"(DmYear!$K$7*(Unit!K$20/100)/DB!P$3)*(Unit!J96/100)*1000","v":0},{"$f":"(DmYear!$K$7*(Unit!L$20/100)/DB!Q$3)*(Unit!K96/100)*1000","v":0},{"$f":"(DmYear!$K$7*(Unit!M$20/100)/DB!R$3)*(Unit!L96/100)*1000","v":0},{"$f":"(DmYear!$K$7*(Unit!N$20/100)/DB!S$3)*(Unit!M96/100)*1000","v":0},"-",null,3,{"$f":"(DmYear!$K$7*(Unit!C$21/100)/DB!H$4)*(Unit!P96/100)*1000","v":0},{"$f":"(DmYear!$K$7*(Unit!D$21/100)/DB!I$4)*(Unit!Q96/100)*1000","v":0},{"$f":"(DmYear!$K$7*(Unit!E$21/100)/DB!J$4)*(Unit!R96/100)*1000","v":0},{"$f":"(DmYear!$K$7*(Unit!F$21/100)/DB!K$4)*(Unit!S96/100)*1000","v":0},{"$f":"(DmYear!$K$7*(Unit!G$21/100)/DB!L$4)*(Unit!T96/100)*1000","v":0},{"$f":"(DmYear!$K$7*(Unit!H$21/100)/DB!M$4)*(Unit!U96/100)*1000","v":0},{"$f":"(DmYear!$K$7*(Unit!I$21/100)/DB!N$4)*(Unit!V96/100)*1000","v":0},{"$f":"(DmYear!$K$7*(Unit!J$21/100)/DB!O$4)*(Unit!W96/100)*1000","v":0},{"$f":"(DmYear!$K$7*(Unit!K$21/100)/DB!P$4)*(Unit!X96/100)*1000","v":0},{"$f":"(DmYear!$K$7*(Unit!L$21/100)/DB!Q$4)*(Unit!Y96/100)*1000","v":0},{"$f":"(DmYear!$K$7*(Unit!M$21/100)/DB!R$4)*(Unit!Z96/100)*1000","v":0},{"$f":"(DmYear!$K$7*(Unit!N$21/100)/DB!S$4)*(Unit!AA96/100)*1000","v":0},"-",null,3,{"$f":"(DmYear!$K$7*(Unit!C$22/100)/DB!H$5)*(Unit!AD96/100)*1000","v":0},{"$f":"(DmYear!$K$7*(Unit!D$22/100)/DB!I$5)*(Unit!AE96/100)*1000","v":0},{"$f":"(DmYear!$K$7*(Unit!E$22/100)/DB!J$5)*(Unit!AF96/100)*1000","v":0},{"$f":"(DmYear!$K$7*(Unit!F$22/100)/DB!K$5)*(Unit!AG96/100)*1000","v":0},{"$f":"(DmYear!$K$7*(Unit!G$22/100)/DB!L$5)*(Unit!AH96/100)*1000","v":0},{"$f":"(DmYear!$K$7*(Unit!H$22/100)/DB!M$5)*(Unit!AI96/100)*1000","v":0},{"$f":"(DmYear!$K$7*(Unit!I$22/100)/DB!N$5)*(Unit!AJ96/100)*1000","v":0},{"$f":"(DmYear!$K$7*(Unit!J$22/100)/DB!O$5)*(Unit!AK96/100)*1000","v":0},{"$f":"(DmYear!$K$7*(Unit!K$22/100)/DB!P$5)*(Unit!AL96/100)*1000","v":0},{"$f":"(DmYear!$K$7*(Unit!L$22/100)/DB!Q$5)*(Unit!AM96/100)*1000","v":0},{"$f":"(DmYear!$K$7*(Unit!M$22/100)/DB!R$5)*(Unit!AN96/100)*1000","v":0},{"$f":"(DmYear!$K$7*(Unit!N$22/100)/DB!S$5)*(Unit!AO96/100)*1000","v":0},"-",null,null,3,0,0,0,0,0,0,0,0,0,0,0,0,null,null,3,0,0,0,0,0,0,0,0,0,0,0,0,null,null,3,0,0,0,0,0,0,0,0,0,0,0,0,null,null,null,null,3,{"$f":"(DmYear!$K$34*(Unit!C$20/100)/DB!H$3)*(Unit!B96/100)*1000","v":0},{"$f":"(DmYear!$K$34*(Unit!D$20/100)/DB!I$3)*(Unit!C96/100)*1000","v":0},{"$f":"(DmYear!$K$34*(Unit!E$20/100)/DB!J$3)*(Unit!D96/100)*1000","v":0},{"$f":"(DmYear!$K$34*(Unit!F$20/100)/DB!K$3)*(Unit!E96/100)*1000","v":0},{"$f":"(DmYear!$K$34*(Unit!G$20/100)/DB!L$3)*(Unit!F96/100)*1000","v":0},{"$f":"(DmYear!$K$34*(Unit!H$20/100)/DB!M$3)*(Unit!G96/100)*1000","v":0},{"$f":"(DmYear!$K$34*(Unit!I$20/100)/DB!N$3)*(Unit!H96/100)*1000","v":0},{"$f":"(DmYear!$K$34*(Unit!J$20/100)/DB!O$3)*(Unit!I96/100)*1000","v":0},{"$f":"(DmYear!$K$34*(Unit!K$20/100)/DB!P$3)*(Unit!J96/100)*1000","v":0},{"$f":"(DmYear!$K$34*(Unit!L$20/100)/DB!Q$3)*(Unit!K96/100)*1000","v":0},{"$f":"(DmYear!$K$34*(Unit!M$20/100)/DB!R$3)*(Unit!L96/100)*1000","v":0},{"$f":"(DmYear!$K$34*(Unit!N$20/100)/DB!S$3)*(Unit!M96/100)*1000","v":0},"-",null,3,{"$f":"(DmYear!$K$34*(Unit!C$21/100)/DB!H$4)*(Unit!P96/100)*1000","v":0},{"$f":"(DmYear!$K$34*(Unit!D$21/100)/DB!I$4)*(Unit!Q96/100)*1000","v":0},{"$f":"(DmYear!$K$34*(Unit!E$21/100)/DB!J$4)*(Unit!R96/100)*1000","v":0},{"$f":"(DmYear!$K$34*(Unit!F$21/100)/DB!K$4)*(Unit!S96/100)*1000","v":0},{"$f":"(DmYear!$K$34*(Unit!G$21/100)/DB!L$4)*(Unit!T96/100)*1000","v":0},{"$f":"(DmYear!$K$34*(Unit!H$21/100)/DB!M$4)*(Unit!U96/100)*1000","v":0},{"$f":"(DmYear!$K$34*(Unit!I$21/100)/DB!N$4)*(Unit!V96/100)*1000","v":0},{"$f":"(DmYear!$K$34*(Unit!J$21/100)/DB!O$4)*(Unit!W96/100)*1000","v":0},{"$f":"(DmYear!$K$34*(Unit!K$21/100)/DB!P$4)*(Unit!X96/100)*1000","v":0},{"$f":"(DmYear!$K$34*(Unit!L$21/100)/DB!Q$4)*(Unit!Y96/100)*1000","v":0},{"$f":"(DmYear!$K$34*(Unit!M$21/100)/DB!R$4)*(Unit!Z96/100)*1000","v":0},{"$f":"(DmYear!$K$34*(Unit!N$21/100)/DB!S$4)*(Unit!AA96/100)*1000","v":0},"-",null,3,{"$f":"(DmYear!$K$34*(Unit!C$22/100)/DB!H$5)*(Unit!AD96/100)*1000","v":0},{"$f":"(DmYear!$K$34*(Unit!D$22/100)/DB!I$5)*(Unit!AE96/100)*1000","v":0},{"$f":"(DmYear!$K$34*(Unit!E$22/100)/DB!J$5)*(Unit!AF96/100)*1000","v":0},{"$f":"(DmYear!$K$34*(Unit!F$22/100)/DB!K$5)*(Unit!AG96/100)*1000","v":0},{"$f":"(DmYear!$K$34*(Unit!G$22/100)/DB!L$5)*(Unit!AH96/100)*1000","v":0},{"$f":"(DmYear!$K$34*(Unit!H$22/100)/DB!M$5)*(Unit!AI96/100)*1000","v":0},{"$f":"(DmYear!$K$34*(Unit!I$22/100)/DB!N$5)*(Unit!AJ96/100)*1000","v":0},{"$f":"(DmYear!$K$34*(Unit!J$22/100)/DB!O$5)*(Unit!AK96/100)*1000","v":0},{"$f":"(DmYear!$K$34*(Unit!K$22/100)/DB!P$5)*(Unit!AL96/100)*1000","v":0},{"$f":"(DmYear!$K$34*(Unit!L$22/100)/DB!Q$5)*(Unit!AM96/100)*1000","v":0},{"$f":"(DmYear!$K$34*(Unit!M$22/100)/DB!R$5)*(Unit!AN96/100)*1000","v":0},{"$f":"(DmYear!$K$34*(Unit!N$22/100)/DB!S$5)*(Unit!AO96/100)*1000","v":0},"-",null,null,3,0,0,0,0,0,0,0,0,0,0,0,0,null,null,3,0,0,0,0,0,0,0,0,0,0,0,0,null,null,3,0,0,0,0,0,0,0,0,0,0,0,0]
[null,4,{"$f":"(DmYear!$K$7*(Unit!C$20/100)/DB!H$3)*(Unit!B97/100)*1000","v":0},{"$f":"(DmYear!$K$7*(Unit!D$20/100)/DB!I$3)*(Unit!C97/100)*1000","v":0},{"$f":"(DmYear!$K$7*(Unit!E$20/100)/DB!J$3)*(Unit!D97/100)*1000","v":0},{"$f":"(DmYear!$K$7*(Unit!F$20/100)/DB!K$3)*(Unit!E97/100)*1000","v":0},{"$f":"(DmYear!$K$7*(Unit!G$20/100)/DB!L$3)*(Unit!F97/100)*1000","v":0},{"$f":"(DmYear!$K$7*(Unit!H$20/100)/DB!M$3)*(Unit!G97/100)*1000","v":0},{"$f":"(DmYear!$K$7*(Unit!I$20/100)/DB!N$3)*(Unit!H97/100)*1000","v":0},{"$f":"(DmYear!$K$7*(Unit!J$20/100)/DB!O$3)*(Unit!I97/100)*1000","v":0},{"$f":"(DmYear!$K$7*(Unit!K$20/100)/DB!P$3)*(Unit!J97/100)*1000","v":0},{"$f":"(DmYear!$K$7*(Unit!L$20/100)/DB!Q$3)*(Unit!K97/100)*1000","v":0},{"$f":"(DmYear!$K$7*(Unit!M$20/100)/DB!R$3)*(Unit!L97/100)*1000","v":0},{"$f":"(DmYear!$K$7*(Unit!N$20/100)/DB!S$3)*(Unit!M97/100)*1000","v":0},"-",null,4,{"$f":"(DmYear!$K$7*(Unit!C$21/100)/DB!H$4)*(Unit!P97/100)*1000","v":0},{"$f":"(DmYear!$K$7*(Unit!D$21/100)/DB!I$4)*(Unit!Q97/100)*1000","v":0},{"$f":"(DmYear!$K$7*(Unit!E$21/100)/DB!J$4)*(Unit!R97/100)*1000","v":0},{"$f":"(DmYear!$K$7*(Unit!F$21/100)/DB!K$4)*(Unit!S97/100)*1000","v":0},{"$f":"(DmYear!$K$7*(Unit!G$21/100)/DB!L$4)*(Unit!T97/100)*1000","v":0},{"$f":"(DmYear!$K$7*(Unit!H$21/100)/DB!M$4)*(Unit!U97/100)*1000","v":0},{"$f":"(DmYear!$K$7*(Unit!I$21/100)/DB!N$4)*(Unit!V97/100)*1000","v":0},{"$f":"(DmYear!$K$7*(Unit!J$21/100)/DB!O$4)*(Unit!W97/100)*1000","v":0},{"$f":"(DmYear!$K$7*(Unit!K$21/100)/DB!P$4)*(Unit!X97/100)*1000","v":0},{"$f":"(DmYear!$K$7*(Unit!L$21/100)/DB!Q$4)*(Unit!Y97/100)*1000","v":0},{"$f":"(DmYear!$K$7*(Unit!M$21/100)/DB!R$4)*(Unit!Z97/100)*1000","v":0},{"$f":"(DmYear!$K$7*(Unit!N$21/100)/DB!S$4)*(Unit!AA97/100)*1000","v":0},"-",null,4,{"$f":"(DmYear!$K$7*(Unit!C$22/100)/DB!H$5)*(Unit!AD97/100)*1000","v":0},{"$f":"(DmYear!$K$7*(Unit!D$22/100)/DB!I$5)*(Unit!AE97/100)*1000","v":0},{"$f":"(DmYear!$K$7*(Unit!E$22/100)/DB!J$5)*(Unit!AF97/100)*1000","v":0},{"$f":"(DmYear!$K$7*(Unit!F$22/100)/DB!K$5)*(Unit!AG97/100)*1000","v":0},{"$f":"(DmYear!$K$7*(Unit!G$22/100)/DB!L$5)*(Unit!AH97/100)*1000","v":0},{"$f":"(DmYear!$K$7*(Unit!H$22/100)/DB!M$5)*(Unit!AI97/100)*1000","v":0},{"$f":"(DmYear!$K$7*(Unit!I$22/100)/DB!N$5)*(Unit!AJ97/100)*1000","v":0},{"$f":"(DmYear!$K$7*(Unit!J$22/100)/DB!O$5)*(Unit!AK97/100)*1000","v":0},{"$f":"(DmYear!$K$7*(Unit!K$22/100)/DB!P$5)*(Unit!AL97/100)*1000","v":0},{"$f":"(DmYear!$K$7*(Unit!L$22/100)/DB!Q$5)*(Unit!AM97/100)*1000","v":0},{"$f":"(DmYear!$K$7*(Unit!M$22/100)/DB!R$5)*(Unit!AN97/100)*1000","v":0},{"$f":"(DmYear!$K$7*(Unit!N$22/100)/DB!S$5)*(Unit!AO97/100)*1000","v":0},"-",null,null,4,0,0,0,0,0,0,0,0,0,0,0,0,null,null,4,0,0,0,0,0,0,0,0,0,0,0,0,null,null,4,0,0,0,0,0,0,0,0,0,0,0,0,null,null,null,null,4,{"$f":"(DmYear!$K$34*(Unit!C$20/100)/DB!H$3)*(Unit!B97/100)*1000","v":0},{"$f":"(DmYear!$K$34*(Unit!D$20/100)/DB!I$3)*(Unit!C97/100)*1000","v":0},{"$f":"(DmYear!$K$34*(Unit!E$20/100)/DB!J$3)*(Unit!D97/100)*1000","v":0},{"$f":"(DmYear!$K$34*(Unit!F$20/100)/DB!K$3)*(Unit!E97/100)*1000","v":0},{"$f":"(DmYear!$K$34*(Unit!G$20/100)/DB!L$3)*(Unit!F97/100)*1000","v":0},{"$f":"(DmYear!$K$34*(Unit!H$20/100)/DB!M$3)*(Unit!G97/100)*1000","v":0},{"$f":"(DmYear!$K$34*(Unit!I$20/100)/DB!N$3)*(Unit!H97/100)*1000","v":0},{"$f":"(DmYear!$K$34*(Unit!J$20/100)/DB!O$3)*(Unit!I97/100)*1000","v":0},{"$f":"(DmYear!$K$34*(Unit!K$20/100)/DB!P$3)*(Unit!J97/100)*1000","v":0},{"$f":"(DmYear!$K$34*(Unit!L$20/100)/DB!Q$3)*(Unit!K97/100)*1000","v":0},{"$f":"(DmYear!$K$34*(Unit!M$20/100)/DB!R$3)*(Unit!L97/100)*1000","v":0},{"$f":"(DmYear!$K$34*(Unit!N$20/100)/DB!S$3)*(Unit!M97/100)*1000","v":0},"-",null,4,{"$f":"(DmYear!$K$34*(Unit!C$21/100)/DB!H$4)*(Unit!P97/100)*1000","v":0},{"$f":"(DmYear!$K$34*(Unit!D$21/100)/DB!I$4)*(Unit!Q97/100)*1000","v":0},{"$f":"(DmYear!$K$34*(Unit!E$21/100)/DB!J$4)*(Unit!R97/100)*1000","v":0},{"$f":"(DmYear!$K$34*(Unit!F$21/100)/DB!K$4)*(Unit!S97/100)*1000","v":0},{"$f":"(DmYear!$K$34*(Unit!G$21/100)/DB!L$4)*(Unit!T97/100)*1000","v":0},{"$f":"(DmYear!$K$34*(Unit!H$21/100)/DB!M$4)*(Unit!U97/100)*1000","v":0},{"$f":"(DmYear!$K$34*(Unit!I$21/100)/DB!N$4)*(Unit!V97/100)*1000","v":0},{"$f":"(DmYear!$K$34*(Unit!J$21/100)/DB!O$4)*(Unit!W97/100)*1000","v":0},{"$f":"(DmYear!$K$34*(Unit!K$21/100)/DB!P$4)*(Unit!X97/100)*1000","v":0},{"$f":"(DmYear!$K$34*(Unit!L$21/100)/DB!Q$4)*(Unit!Y97/100)*1000","v":0},{"$f":"(DmYear!$K$34*(Unit!M$21/100)/DB!R$4)*(Unit!Z97/100)*1000","v":0},{"$f":"(DmYear!$K$34*(Unit!N$21/100)/DB!S$4)*(Unit!AA97/100)*1000","v":0},"-",null,4,{"$f":"(DmYear!$K$34*(Unit!C$22/100)/DB!H$5)*(Unit!AD97/100)*1000","v":0},{"$f":"(DmYear!$K$34*(Unit!D$22/100)/DB!I$5)*(Unit!AE97/100)*1000","v":0},{"$f":"(DmYear!$K$34*(Unit!E$22/100)/DB!J$5)*(Unit!AF97/100)*1000","v":0},{"$f":"(DmYear!$K$34*(Unit!F$22/100)/DB!K$5)*(Unit!AG97/100)*1000","v":0},{"$f":"(DmYear!$K$34*(Unit!G$22/100)/DB!L$5)*(Unit!AH97/100)*1000","v":0},{"$f":"(DmYear!$K$34*(Unit!H$22/100)/DB!M$5)*(Unit!AI97/100)*1000","v":0},{"$f":"(DmYear!$K$34*(Unit!I$22/100)/DB!N$5)*(Unit!AJ97/100)*1000","v":0},{"$f":"(DmYear!$K$34*(Unit!J$22/100)/DB!O$5)*(Unit!AK97/100)*1000","v":0},{"$f":"(DmYear!$K$34*(Unit!K$22/100)/DB!P$5)*(Unit!AL97/100)*1000","v":0},{"$f":"(DmYear!$K$34*(Unit!L$22/100)/DB!Q$5)*(Unit!AM97/100)*1000","v":0},{"$f":"(DmYear!$K$34*(Unit!M$22/100)/DB!R$5)*(Unit!AN97/100)*1000","v":0},{"$f":"(DmYear!$K$34*(Unit!N$22/100)/DB!S$5)*(Unit!AO97/100)*1000","v":0},"-",null,null,4,0,0,0,0,0,0,0,0,0,0,0,0,null,null,4,0,0,0,0,0,0,0,0,0,0,0,0,null,null,4,0,0,0,0,0,0,0,0,0,0,0,0]
[null,5,{"$f":"(DmYear!$K$7*(Unit!C$20/100)/DB!H$3)*(Unit!B98/100)*1000","v":0},{"$f":"(DmYear!$K$7*(Unit!D$20/100)/DB!I$3)*(Unit!C98/100)*1000","v":0},{"$f":"(DmYear!$K$7*(Unit!E$20/100)/DB!J$3)*(Unit!D98/100)*1000","v":0},{"$f":"(DmYear!$K$7*(Unit!F$20/100)/DB!K$3)*(Unit!E98/100)*1000","v":0},{"$f":"(DmYear!$K$7*(Unit!G$20/100)/DB!L$3)*(Unit!F98/100)*1000","v":0},{"$f":"(DmYear!$K$7*(Unit!H$20/100)/DB!M$3)*(Unit!G98/100)*1000","v":0},{"$f":"(DmYear!$K$7*(Unit!I$20/100)/DB!N$3)*(Unit!H98/100)*1000","v":0},{"$f":"(DmYear!$K$7*(Unit!J$20/100)/DB!O$3)*(Unit!I98/100)*1000","v":0},{"$f":"(DmYear!$K$7*(Unit!K$20/100)/DB!P$3)*(Unit!J98/100)*1000","v":0},{"$f":"(DmYear!$K$7*(Unit!L$20/100)/DB!Q$3)*(Unit!K98/100)*1000","v":0},{"$f":"(DmYear!$K$7*(Unit!M$20/100)/DB!R$3)*(Unit!L98/100)*1000","v":0},{"$f":"(DmYear!$K$7*(Unit!N$20/100)/DB!S$3)*(Unit!M98/100)*1000","v":0},"-",null,5,{"$f":"(DmYear!$K$7*(Unit!C$21/100)/DB!H$4)*(Unit!P98/100)*1000","v":0},{"$f":"(DmYear!$K$7*(Unit!D$21/100)/DB!I$4)*(Unit!Q98/100)*1000","v":0},{"$f":"(DmYear!$K$7*(Unit!E$21/100)/DB!J$4)*(Unit!R98/100)*1000","v":0},{"$f":"(DmYear!$K$7*(Unit!F$21/100)/DB!K$4)*(Unit!S98/100)*1000","v":0},{"$f":"(DmYear!$K$7*(Unit!G$21/100)/DB!L$4)*(Unit!T98/100)*1000","v":0},{"$f":"(DmYear!$K$7*(Unit!H$21/100)/DB!M$4)*(Unit!U98/100)*1000","v":0},{"$f":"(DmYear!$K$7*(Unit!I$21/100)/DB!N$4)*(Unit!V98/100)*1000","v":0},{"$f":"(DmYear!$K$7*(Unit!J$21/100)/DB!O$4)*(Unit!W98/100)*1000","v":0},{"$f":"(DmYear!$K$7*(Unit!K$21/100)/DB!P$4)*(Unit!X98/100)*1000","v":0},{"$f":"(DmYear!$K$7*(Unit!L$21/100)/DB!Q$4)*(Unit!Y98/100)*1000","v":0},{"$f":"(DmYear!$K$7*(Unit!M$21/100)/DB!R$4)*(Unit!Z98/100)*1000","v":0},{"$f":"(DmYear!$K$7*(Unit!N$21/100)/DB!S$4)*(Unit!AA98/100)*1000","v":0},"-",null,5,{"$f":"(DmYear!$K$7*(Unit!C$22/100)/DB!H$5)*(Unit!AD98/100)*1000","v":0},{"$f":"(DmYear!$K$7*(Unit!D$22/100)/DB!I$5)*(Unit!AE98/100)*1000","v":0},{"$f":"(DmYear!$K$7*(Unit!E$22/100)/DB!J$5)*(Unit!AF98/100)*1000","v":0},{"$f":"(DmYear!$K$7*(Unit!F$22/100)/DB!K$5)*(Unit!AG98/100)*1000","v":0},{"$f":"(DmYear!$K$7*(Unit!G$22/100)/DB!L$5)*(Unit!AH98/100)*1000","v":0},{"$f":"(DmYear!$K$7*(Unit!H$22/100)/DB!M$5)*(Unit!AI98/100)*1000","v":0},{"$f":"(DmYear!$K$7*(Unit!I$22/100)/DB!N$5)*(Unit!AJ98/100)*1000","v":0},{"$f":"(DmYear!$K$7*(Unit!J$22/100)/DB!O$5)*(Unit!AK98/100)*1000","v":0},{"$f":"(DmYear!$K$7*(Unit!K$22/100)/DB!P$5)*(Unit!AL98/100)*1000","v":0},{"$f":"(DmYear!$K$7*(Unit!L$22/100)/DB!Q$5)*(Unit!AM98/100)*1000","v":0},{"$f":"(DmYear!$K$7*(Unit!M$22/100)/DB!R$5)*(Unit!AN98/100)*1000","v":0},{"$f":"(DmYear!$K$7*(Unit!N$22/100)/DB!S$5)*(Unit!AO98/100)*1000","v":0},"-",null,null,5,0,0,0,0,0,0,0,0,0,0,0,0,null,null,5,0,0,0,0,0,0,0,0,0,0,0,0,null,null,5,0,0,0,0,0,0,0,0,0,0,0,0,null,null,null,null,5,{"$f":"(DmYear!$K$34*(Unit!C$20/100)/DB!H$3)*(Unit!B98/100)*1000","v":0},{"$f":"(DmYear!$K$34*(Unit!D$20/100)/DB!I$3)*(Unit!C98/100)*1000","v":0},{"$f":"(DmYear!$K$34*(Unit!E$20/100)/DB!J$3)*(Unit!D98/100)*1000","v":0},{"$f":"(DmYear!$K$34*(Unit!F$20/100)/DB!K$3)*(Unit!E98/100)*1000","v":0},{"$f":"(DmYear!$K$34*(Unit!G$20/100)/DB!L$3)*(Unit!F98/100)*1000","v":0},{"$f":"(DmYear!$K$34*(Unit!H$20/100)/DB!M$3)*(Unit!G98/100)*1000","v":0},{"$f":"(DmYear!$K$34*(Unit!I$20/100)/DB!N$3)*(Unit!H98/100)*1000","v":0},{"$f":"(DmYear!$K$34*(Unit!J$20/100)/DB!O$3)*(Unit!I98/100)*1000","v":0},{"$f":"(DmYear!$K$34*(Unit!K$20/100)/DB!P$3)*(Unit!J98/100)*1000","v":0},{"$f":"(DmYear!$K$34*(Unit!L$20/100)/DB!Q$3)*(Unit!K98/100)*1000","v":0},{"$f":"(DmYear!$K$34*(Unit!M$20/100)/DB!R$3)*(Unit!L98/100)*1000","v":0},{"$f":"(DmYear!$K$34*(Unit!N$20/100)/DB!S$3)*(Unit!M98/100)*1000","v":0},"-",null,5,{"$f":"(DmYear!$K$34*(Unit!C$21/100)/DB!H$4)*(Unit!P98/100)*1000","v":0},{"$f":"(DmYear!$K$34*(Unit!D$21/100)/DB!I$4)*(Unit!Q98/100)*1000","v":0},{"$f":"(DmYear!$K$34*(Unit!E$21/100)/DB!J$4)*(Unit!R98/100)*1000","v":0},{"$f":"(DmYear!$K$34*(Unit!F$21/100)/DB!K$4)*(Unit!S98/100)*1000","v":0},{"$f":"(DmYear!$K$34*(Unit!G$21/100)/DB!L$4)*(Unit!T98/100)*1000","v":0},{"$f":"(DmYear!$K$34*(Unit!H$21/100)/DB!M$4)*(Unit!U98/100)*1000","v":0},{"$f":"(DmYear!$K$34*(Unit!I$21/100)/DB!N$4)*(Unit!V98/100)*1000","v":0},{"$f":"(DmYear!$K$34*(Unit!J$21/100)/DB!O$4)*(Unit!W98/100)*1000","v":0},{"$f":"(DmYear!$K$34*(Unit!K$21/100)/DB!P$4)*(Unit!X98/100)*1000","v":0},{"$f":"(DmYear!$K$34*(Unit!L$21/100)/DB!Q$4)*(Unit!Y98/100)*1000","v":0},{"$f":"(DmYear!$K$34*(Unit!M$21/100)/DB!R$4)*(Unit!Z98/100)*1000","v":0},{"$f":"(DmYear!$K$34*(Unit!N$21/100)/DB!S$4)*(Unit!AA98/100)*1000","v":0},"-",null,5,{"$f":"(DmYear!$K$34*(Unit!C$22/100)/DB!H$5)*(Unit!AD98/100)*1000","v":0},{"$f":"(DmYear!$K$34*(Unit!D$22/100)/DB!I$5)*(Unit!AE98/100)*1000","v":0},{"$f":"(DmYear!$K$34*(Unit!E$22/100)/DB!J$5)*(Unit!AF98/100)*1000","v":0},{"$f":"(DmYear!$K$34*(Unit!F$22/100)/DB!K$5)*(Unit!AG98/100)*1000","v":0},{"$f":"(DmYear!$K$34*(Unit!G$22/100)/DB!L$5)*(Unit!AH98/100)*1000","v":0},{"$f":"(DmYear!$K$34*(Unit!H$22/100)/DB!M$5)*(Unit!AI98/100)*1000","v":0},{"$f":"(DmYear!$K$34*(Unit!I$22/100)/DB!N$5)*(Unit!AJ98/100)*1000","v":0},{"$f":"(DmYear!$K$34*(Unit!J$22/100)/DB!O$5)*(Unit!AK98/100)*1000","v":0},{"$f":"(DmYear!$K$34*(Unit!K$22/100)/DB!P$5)*(Unit!AL98/100)*1000","v":0},{"$f":"(DmYear!$K$34*(Unit!L$22/100)/DB!Q$5)*(Unit!AM98/100)*1000","v":0},{"$f":"(DmYear!$K$34*(Unit!M$22/100)/DB!R$5)*(Unit!AN98/100)*1000","v":0},{"$f":"(DmYear!$K$34*(Unit!N$22/100)/DB!S$5)*(Unit!AO98/100)*1000","v":0},"-",null,null,5,0,0,0,0,0,0,0,0,0,0,0,0,null,null,5,0,0,0,0,0,0,0,0,0,0,0,0,null,null,5,0,0,0,0,0,0,0,0,0,0,0,0]
[null,6,{"$f":"(DmYear!$K$7*(Unit!C$20/100)/DB!H$3)*(Unit!B99/100)*1000","v":0},{"$f":"(DmYear!$K$7*(Unit!D$20/100)/DB!I$3)*(Unit!C99/100)*1000","v":0},{"$f":"(DmYear!$K$7*(Unit!E$20/100)/DB!J$3)*(Unit!D99/100)*1000","v":0},{"$f":"(DmYear!$K$7*(Unit!F$20/100)/DB!K$3)*(Unit!E99/100)*1000","v":0},{"$f":"(DmYear!$K$7*(Unit!G$20/100)/DB!L$3)*(Unit!F99/100)*1000","v":0},{"$f":"(DmYear!$K$7*(Unit!H$20/100)/DB!M$3)*(Unit!G99/100)*1000","v":0},{"$f":"(DmYear!$K$7*(Unit!I$20/100)/DB!N$3)*(Unit!H99/100)*1000","v":0},{"$f":"(DmYear!$K$7*(Unit!J$20/100)/DB!O$3)*(Unit!I99/100)*1000","v":0},{"$f":"(DmYear!$K$7*(Unit!K$20/100)/DB!P$3)*(Unit!J99/100)*1000","v":0},{"$f":"(DmYear!$K$7*(Unit!L$20/100)/DB!Q$3)*(Unit!K99/100)*1000","v":0},{"$f":"(DmYear!$K$7*(Unit!M$20/100)/DB!R$3)*(Unit!L99/100)*1000","v":0},{"$f":"(DmYear!$K$7*(Unit!N$20/100)/DB!S$3)*(Unit!M99/100)*1000","v":0},"-",null,6,{"$f":"(DmYear!$K$7*(Unit!C$21/100)/DB!H$4)*(Unit!P99/100)*1000","v":0},{"$f":"(DmYear!$K$7*(Unit!D$21/100)/DB!I$4)*(Unit!Q99/100)*1000","v":0},{"$f":"(DmYear!$K$7*(Unit!E$21/100)/DB!J$4)*(Unit!R99/100)*1000","v":0},{"$f":"(DmYear!$K$7*(Unit!F$21/100)/DB!K$4)*(Unit!S99/100)*1000","v":0},{"$f":"(DmYear!$K$7*(Unit!G$21/100)/DB!L$4)*(Unit!T99/100)*1000","v":0},{"$f":"(DmYear!$K$7*(Unit!H$21/100)/DB!M$4)*(Unit!U99/100)*1000","v":0},{"$f":"(DmYear!$K$7*(Unit!I$21/100)/DB!N$4)*(Unit!V99/100)*1000","v":0},{"$f":"(DmYear!$K$7*(Unit!J$21/100)/DB!O$4)*(Unit!W99/100)*1000","v":0},{"$f":"(DmYear!$K$7*(Unit!K$21/100)/DB!P$4)*(Unit!X99/100)*1000","v":0},{"$f":"(DmYear!$K$7*(Unit!L$21/100)/DB!Q$4)*(Unit!Y99/100)*1000","v":0},{"$f":"(DmYear!$K$7*(Unit!M$21/100)/DB!R$4)*(Unit!Z99/100)*1000","v":0},{"$f":"(DmYear!$K$7*(Unit!N$21/100)/DB!S$4)*(Unit!AA99/100)*1000","v":0},"-",null,6,{"$f":"(DmYear!$K$7*(Unit!C$22/100)/DB!H$5)*(Unit!AD99/100)*1000","v":0},{"$f":"(DmYear!$K$7*(Unit!D$22/100)/DB!I$5)*(Unit!AE99/100)*1000","v":0},{"$f":"(DmYear!$K$7*(Unit!E$22/100)/DB!J$5)*(Unit!AF99/100)*1000","v":0},{"$f":"(DmYear!$K$7*(Unit!F$22/100)/DB!K$5)*(Unit!AG99/100)*1000","v":0},{"$f":"(DmYear!$K$7*(Unit!G$22/100)/DB!L$5)*(Unit!AH99/100)*1000","v":0},{"$f":"(DmYear!$K$7*(Unit!H$22/100)/DB!M$5)*(Unit!AI99/100)*1000","v":0},{"$f":"(DmYear!$K$7*(Unit!I$22/100)/DB!N$5)*(Unit!AJ99/100)*1000","v":0},{"$f":"(DmYear!$K$7*(Unit!J$22/100)/DB!O$5)*(Unit!AK99/100)*1000","v":0},{"$f":"(DmYear!$K$7*(Unit!K$22/100)/DB!P$5)*(Unit!AL99/100)*1000","v":0},{"$f":"(DmYear!$K$7*(Unit!L$22/100)/DB!Q$5)*(Unit!AM99/100)*1000","v":0},{"$f":"(DmYear!$K$7*(Unit!M$22/100)/DB!R$5)*(Unit!AN99/100)*1000","v":0},{"$f":"(DmYear!$K$7*(Unit!N$22/100)/DB!S$5)*(Unit!AO99/100)*1000","v":0},"-",null,null,6,0,0,0,0,0,0,0,0,0,0,0,0,null,null,6,0,0,0,0,0,0,0,0,0,0,0,0,null,null,6,0,0,0,0,0,0,0,0,0,0,0,0,null,null,null,null,6,{"$f":"(DmYear!$K$34*(Unit!C$20/100)/DB!H$3)*(Unit!B99/100)*1000","v":0},{"$f":"(DmYear!$K$34*(Unit!D$20/100)/DB!I$3)*(Unit!C99/100)*1000","v":0},{"$f":"(DmYear!$K$34*(Unit!E$20/100)/DB!J$3)*(Unit!D99/100)*1000","v":0},{"$f":"(DmYear!$K$34*(Unit!F$20/100)/DB!K$3)*(Unit!E99/100)*1000","v":0},{"$f":"(DmYear!$K$34*(Unit!G$20/100)/DB!L$3)*(Unit!F99/100)*1000","v":0},{"$f":"(DmYear!$K$34*(Unit!H$20/100)/DB!M$3)*(Unit!G99/100)*1000","v":0},{"$f":"(DmYear!$K$34*(Unit!I$20/100)/DB!N$3)*(Unit!H99/100)*1000","v":0},{"$f":"(DmYear!$K$34*(Unit!J$20/100)/DB!O$3)*(Unit!I99/100)*1000","v":0},{"$f":"(DmYear!$K$34*(Unit!K$20/100)/DB!P$3)*(Unit!J99/100)*1000","v":0},{"$f":"(DmYear!$K$34*(Unit!L$20/100)/DB!Q$3)*(Unit!K99/100)*1000","v":0},{"$f":"(DmYear!$K$34*(Unit!M$20/100)/DB!R$3)*(Unit!L99/100)*1000","v":0},{"$f":"(DmYear!$K$34*(Unit!N$20/100)/DB!S$3)*(Unit!M99/100)*1000","v":0},"-",null,6,{"$f":"(DmYear!$K$34*(Unit!C$21/100)/DB!H$4)*(Unit!P99/100)*1000","v":0},{"$f":"(DmYear!$K$34*(Unit!D$21/100)/DB!I$4)*(Unit!Q99/100)*1000","v":0},{"$f":"(DmYear!$K$34*(Unit!E$21/100)/DB!J$4)*(Unit!R99/100)*1000","v":0},{"$f":"(DmYear!$K$34*(Unit!F$21/100)/DB!K$4)*(Unit!S99/100)*1000","v":0},{"$f":"(DmYear!$K$34*(Unit!G$21/100)/DB!L$4)*(Unit!T99/100)*1000","v":0},{"$f":"(DmYear!$K$34*(Unit!H$21/100)/DB!M$4)*(Unit!U99/100)*1000","v":0},{"$f":"(DmYear!$K$34*(Unit!I$21/100)/DB!N$4)*(Unit!V99/100)*1000","v":0},{"$f":"(DmYear!$K$34*(Unit!J$21/100)/DB!O$4)*(Unit!W99/100)*1000","v":0},{"$f":"(DmYear!$K$34*(Unit!K$21/100)/DB!P$4)*(Unit!X99/100)*1000","v":0},{"$f":"(DmYear!$K$34*(Unit!L$21/100)/DB!Q$4)*(Unit!Y99/100)*1000","v":0},{"$f":"(DmYear!$K$34*(Unit!M$21/100)/DB!R$4)*(Unit!Z99/100)*1000","v":0},{"$f":"(DmYear!$K$34*(Unit!N$21/100)/DB!S$4)*(Unit!AA99/100)*1000","v":0},"-",null,6,{"$f":"(DmYear!$K$34*(Unit!C$22/100)/DB!H$5)*(Unit!AD99/100)*1000","v":0},{"$f":"(DmYear!$K$34*(Unit!D$22/100)/DB!I$5)*(Unit!AE99/100)*1000","v":0},{"$f":"(DmYear!$K$34*(Unit!E$22/100)/DB!J$5)*(Unit!AF99/100)*1000","v":0},{"$f":"(DmYear!$K$34*(Unit!F$22/100)/DB!K$5)*(Unit!AG99/100)*1000","v":0},{"$f":"(DmYear!$K$34*(Unit!G$22/100)/DB!L$5)*(Unit!AH99/100)*1000","v":0},{"$f":"(DmYear!$K$34*(Unit!H$22/100)/DB!M$5)*(Unit!AI99/100)*1000","v":0},{"$f":"(DmYear!$K$34*(Unit!I$22/100)/DB!N$5)*(Unit!AJ99/100)*1000","v":0},{"$f":"(DmYear!$K$34*(Unit!J$22/100)/DB!O$5)*(Unit!AK99/100)*1000","v":0},{"$f":"(DmYear!$K$34*(Unit!K$22/100)/DB!P$5)*(Unit!AL99/100)*1000","v":0},{"$f":"(DmYear!$K$34*(Unit!L$22/100)/DB!Q$5)*(Unit!AM99/100)*1000","v":0},{"$f":"(DmYear!$K$34*(Unit!M$22/100)/DB!R$5)*(Unit!AN99/100)*1000","v":0},{"$f":"(DmYear!$K$34*(Unit!N$22/100)/DB!S$5)*(Unit!AO99/100)*1000","v":0},"-",null,null,6,0,0,0,0,0,0,0,0,0,0,0,0,null,null,6,0,0,0,0,0,0,0,0,0,0,0,0,null,null,6,0,0,0,0,0,0,0,0,0,0,0,0]
[null,7,{"$f":"(DmYear!$K$7*(Unit!C$20/100)/DB!H$3)*(Unit!B100/100)*1000","v":0},{"$f":"(DmYear!$K$7*(Unit!D$20/100)/DB!I$3)*(Unit!C100/100)*1000","v":0},{"$f":"(DmYear!$K$7*(Unit!E$20/100)/DB!J$3)*(Unit!D100/100)*1000","v":0},{"$f":"(DmYear!$K$7*(Unit!F$20/100)/DB!K$3)*(Unit!E100/100)*1000","v":0},{"$f":"(DmYear!$K$7*(Unit!G$20/100)/DB!L$3)*(Unit!F100/100)*1000","v":0},{"$f":"(DmYear!$K$7*(Unit!H$20/100)/DB!M$3)*(Unit!G100/100)*1000","v":0},{"$f":"(DmYear!$K$7*(Unit!I$20/100)/DB!N$3)*(Unit!H100/100)*1000","v":0},{"$f":"(DmYear!$K$7*(Unit!J$20/100)/DB!O$3)*(Unit!I100/100)*1000","v":0},{"$f":"(DmYear!$K$7*(Unit!K$20/100)/DB!P$3)*(Unit!J100/100)*1000","v":0},{"$f":"(DmYear!$K$7*(Unit!L$20/100)/DB!Q$3)*(Unit!K100/100)*1000","v":0},{"$f":"(DmYear!$K$7*(Unit!M$20/100)/DB!R$3)*(Unit!L100/100)*1000","v":0},{"$f":"(DmYear!$K$7*(Unit!N$20/100)/DB!S$3)*(Unit!M100/100)*1000","v":0},"-",null,7,{"$f":"(DmYear!$K$7*(Unit!C$21/100)/DB!H$4)*(Unit!P100/100)*1000","v":0},{"$f":"(DmYear!$K$7*(Unit!D$21/100)/DB!I$4)*(Unit!Q100/100)*1000","v":0},{"$f":"(DmYear!$K$7*(Unit!E$21/100)/DB!J$4)*(Unit!R100/100)*1000","v":0},{"$f":"(DmYear!$K$7*(Unit!F$21/100)/DB!K$4)*(Unit!S100/100)*1000","v":0},{"$f":"(DmYear!$K$7*(Unit!G$21/100)/DB!L$4)*(Unit!T100/100)*1000","v":0},{"$f":"(DmYear!$K$7*(Unit!H$21/100)/DB!M$4)*(Unit!U100/100)*1000","v":0},{"$f":"(DmYear!$K$7*(Unit!I$21/100)/DB!N$4)*(Unit!V100/100)*1000","v":0},{"$f":"(DmYear!$K$7*(Unit!J$21/100)/DB!O$4)*(Unit!W100/100)*1000","v":0},{"$f":"(DmYear!$K$7*(Unit!K$21/100)/DB!P$4)*(Unit!X100/100)*1000","v":0},{"$f":"(DmYear!$K$7*(Unit!L$21/100)/DB!Q$4)*(Unit!Y100/100)*1000","v":0},{"$f":"(DmYear!$K$7*(Unit!M$21/100)/DB!R$4)*(Unit!Z100/100)*1000","v":0},{"$f":"(DmYear!$K$7*(Unit!N$21/100)/DB!S$4)*(Unit!AA100/100)*1000","v":0},"-",null,7,{"$f":"(DmYear!$K$7*(Unit!C$22/100)/DB!H$5)*(Unit!AD100/100)*1000","v":0},{"$f":"(DmYear!$K$7*(Unit!D$22/100)/DB!I$5)*(Unit!AE100/100)*1000","v":0},{"$f":"(DmYear!$K$7*(Unit!E$22/100)/DB!J$5)*(Unit!AF100/100)*1000","v":0},{"$f":"(DmYear!$K$7*(Unit!F$22/100)/DB!K$5)*(Unit!AG100/100)*1000","v":0},{"$f":"(DmYear!$K$7*(Unit!G$22/100)/DB!L$5)*(Unit!AH100/100)*1000","v":0},{"$f":"(DmYear!$K$7*(Unit!H$22/100)/DB!M$5)*(Unit!AI100/100)*1000","v":0},{"$f":"(DmYear!$K$7*(Unit!I$22/100)/DB!N$5)*(Unit!AJ100/100)*1000","v":0},{"$f":"(DmYear!$K$7*(Unit!J$22/100)/DB!O$5)*(Unit!AK100/100)*1000","v":0},{"$f":"(DmYear!$K$7*(Unit!K$22/100)/DB!P$5)*(Unit!AL100/100)*1000","v":0},{"$f":"(DmYear!$K$7*(Unit!L$22/100)/DB!Q$5)*(Unit!AM100/100)*1000","v":0},{"$f":"(DmYear!$K$7*(Unit!M$22/100)/DB!R$5)*(Unit!AN100/100)*1000","v":0},{"$f":"(DmYear!$K$7*(Unit!N$22/100)/DB!S$5)*(Unit!AO100/100)*1000","v":0},"-",null,null,7,0,0,0,0,0,0,0,0,0,0,0,0,null,null,7,0,0,0,0,0,0,0,0,0,0,0,0,null,null,7,0,0,0,0,0,0,0,0,0,0,0,0,null,null,null,null,7,{"$f":"(DmYear!$K$34*(Unit!C$20/100)/DB!H$3)*(Unit!B100/100)*1000","v":0},{"$f":"(DmYear!$K$34*(Unit!D$20/100)/DB!I$3)*(Unit!C100/100)*1000","v":0},{"$f":"(DmYear!$K$34*(Unit!E$20/100)/DB!J$3)*(Unit!D100/100)*1000","v":0},{"$f":"(DmYear!$K$34*(Unit!F$20/100)/DB!K$3)*(Unit!E100/100)*1000","v":0},{"$f":"(DmYear!$K$34*(Unit!G$20/100)/DB!L$3)*(Unit!F100/100)*1000","v":0},{"$f":"(DmYear!$K$34*(Unit!H$20/100)/DB!M$3)*(Unit!G100/100)*1000","v":0},{"$f":"(DmYear!$K$34*(Unit!I$20/100)/DB!N$3)*(Unit!H100/100)*1000","v":0},{"$f":"(DmYear!$K$34*(Unit!J$20/100)/DB!O$3)*(Unit!I100/100)*1000","v":0},{"$f":"(DmYear!$K$34*(Unit!K$20/100)/DB!P$3)*(Unit!J100/100)*1000","v":0},{"$f":"(DmYear!$K$34*(Unit!L$20/100)/DB!Q$3)*(Unit!K100/100)*1000","v":0},{"$f":"(DmYear!$K$34*(Unit!M$20/100)/DB!R$3)*(Unit!L100/100)*1000","v":0},{"$f":"(DmYear!$K$34*(Unit!N$20/100)/DB!S$3)*(Unit!M100/100)*1000","v":0},"-",null,7,{"$f":"(DmYear!$K$34*(Unit!C$21/100)/DB!H$4)*(Unit!P100/100)*1000","v":0},{"$f":"(DmYear!$K$34*(Unit!D$21/100)/DB!I$4)*(Unit!Q100/100)*1000","v":0},{"$f":"(DmYear!$K$34*(Unit!E$21/100)/DB!J$4)*(Unit!R100/100)*1000","v":0},{"$f":"(DmYear!$K$34*(Unit!F$21/100)/DB!K$4)*(Unit!S100/100)*1000","v":0},{"$f":"(DmYear!$K$34*(Unit!G$21/100)/DB!L$4)*(Unit!T100/100)*1000","v":0},{"$f":"(DmYear!$K$34*(Unit!H$21/100)/DB!M$4)*(Unit!U100/100)*1000","v":0},{"$f":"(DmYear!$K$34*(Unit!I$21/100)/DB!N$4)*(Unit!V100/100)*1000","v":0},{"$f":"(DmYear!$K$34*(Unit!J$21/100)/DB!O$4)*(Unit!W100/100)*1000","v":0},{"$f":"(DmYear!$K$34*(Unit!K$21/100)/DB!P$4)*(Unit!X100/100)*1000","v":0},{"$f":"(DmYear!$K$34*(Unit!L$21/100)/DB!Q$4)*(Unit!Y100/100)*1000","v":0},{"$f":"(DmYear!$K$34*(Unit!M$21/100)/DB!R$4)*(Unit!Z100/100)*1000","v":0},{"$f":"(DmYear!$K$34*(Unit!N$21/100)/DB!S$4)*(Unit!AA100/100)*1000","v":0},"-",null,7,{"$f":"(DmYear!$K$34*(Unit!C$22/100)/DB!H$5)*(Unit!AD100/100)*1000","v":0},{"$f":"(DmYear!$K$34*(Unit!D$22/100)/DB!I$5)*(Unit!AE100/100)*1000","v":0},{"$f":"(DmYear!$K$34*(Unit!E$22/100)/DB!J$5)*(Unit!AF100/100)*1000","v":0},{"$f":"(DmYear!$K$34*(Unit!F$22/100)/DB!K$5)*(Unit!AG100/100)*1000","v":0},{"$f":"(DmYear!$K$34*(Unit!G$22/100)/DB!L$5)*(Unit!AH100/100)*1000","v":0},{"$f":"(DmYear!$K$34*(Unit!H$22/100)/DB!M$5)*(Unit!AI100/100)*1000","v":0},{"$f":"(DmYear!$K$34*(Unit!I$22/100)/DB!N$5)*(Unit!AJ100/100)*1000","v":0},{"$f":"(DmYear!$K$34*(Unit!J$22/100)/DB!O$5)*(Unit!AK100/100)*1000","v":0},{"$f":"(DmYear!$K$34*(Unit!K$22/100)/DB!P$5)*(Unit!AL100/100)*1000","v":0},{"$f":"(DmYear!$K$34*(Unit!L$22/100)/DB!Q$5)*(Unit!AM100/100)*1000","v":0},{"$f":"(DmYear!$K$34*(Unit!M$22/100)/DB!R$5)*(Unit!AN100/100)*1000","v":0},{"$f":"(DmYear!$K$34*(Unit!N$22/100)/DB!S$5)*(Unit!AO100/100)*1000","v":0},"-",null,null,7,0,0,0,0,0,0,0,0,0,0,0,0,null,null,7,0,0,0,0,0,0,0,0,0,0,0,0,null,null,7,0,0,0,0,0,0,0,0,0,0,0,0]
[null,8,{"$f":"(DmYear!$K$7*(Unit!C$20/100)/DB!H$3)*(Unit!B101/100)*1000","v":0},{"$f":"(DmYear!$K$7*(Unit!D$20/100)/DB!I$3)*(Unit!C101/100)*1000","v":0},{"$f":"(DmYear!$K$7*(Unit!E$20/100)/DB!J$3)*(Unit!D101/100)*1000","v":0},{"$f":"(DmYear!$K$7*(Unit!F$20/100)/DB!K$3)*(Unit!E101/100)*1000","v":0},{"$f":"(DmYear!$K$7*(Unit!G$20/100)/DB!L$3)*(Unit!F101/100)*1000","v":0},{"$f":"(DmYear!$K$7*(Unit!H$20/100)/DB!M$3)*(Unit!G101/100)*1000","v":0},{"$f":"(DmYear!$K$7*(Unit!I$20/100)/DB!N$3)*(Unit!H101/100)*1000","v":0},{"$f":"(DmYear!$K$7*(Unit!J$20/100)/DB!O$3)*(Unit!I101/100)*1000","v":0},{"$f":"(DmYear!$K$7*(Unit!K$20/100)/DB!P$3)*(Unit!J101/100)*1000","v":0},{"$f":"(DmYear!$K$7*(Unit!L$20/100)/DB!Q$3)*(Unit!K101/100)*1000","v":0},{"$f":"(DmYear!$K$7*(Unit!M$20/100)/DB!R$3)*(Unit!L101/100)*1000","v":0},{"$f":"(DmYear!$K$7*(Unit!N$20/100)/DB!S$3)*(Unit!M101/100)*1000","v":0},"-",null,8,{"$f":"(DmYear!$K$7*(Unit!C$21/100)/DB!H$4)*(Unit!P101/100)*1000","v":0},{"$f":"(DmYear!$K$7*(Unit!D$21/100)/DB!I$4)*(Unit!Q101/100)*1000","v":0},{"$f":"(DmYear!$K$7*(Unit!E$21/100)/DB!J$4)*(Unit!R101/100)*1000","v":0},{"$f":"(DmYear!$K$7*(Unit!F$21/100)/DB!K$4)*(Unit!S101/100)*1000","v":0},{"$f":"(DmYear!$K$7*(Unit!G$21/100)/DB!L$4)*(Unit!T101/100)*1000","v":0},{"$f":"(DmYear!$K$7*(Unit!H$21/100)/DB!M$4)*(Unit!U101/100)*1000","v":0},{"$f":"(DmYear!$K$7*(Unit!I$21/100)/DB!N$4)*(Unit!V101/100)*1000","v":0},{"$f":"(DmYear!$K$7*(Unit!J$21/100)/DB!O$4)*(Unit!W101/100)*1000","v":0},{"$f":"(DmYear!$K$7*(Unit!K$21/100)/DB!P$4)*(Unit!X101/100)*1000","v":0},{"$f":"(DmYear!$K$7*(Unit!L$21/100)/DB!Q$4)*(Unit!Y101/100)*1000","v":0},{"$f":"(DmYear!$K$7*(Unit!M$21/100)/DB!R$4)*(Unit!Z101/100)*1000","v":0},{"$f":"(DmYear!$K$7*(Unit!N$21/100)/DB!S$4)*(Unit!AA101/100)*1000","v":0},"-",null,8,{"$f":"(DmYear!$K$7*(Unit!C$22/100)/DB!H$5)*(Unit!AD101/100)*1000","v":0},{"$f":"(DmYear!$K$7*(Unit!D$22/100)/DB!I$5)*(Unit!AE101/100)*1000","v":0},{"$f":"(DmYear!$K$7*(Unit!E$22/100)/DB!J$5)*(Unit!AF101/100)*1000","v":0},{"$f":"(DmYear!$K$7*(Unit!F$22/100)/DB!K$5)*(Unit!AG101/100)*1000","v":0},{"$f":"(DmYear!$K$7*(Unit!G$22/100)/DB!L$5)*(Unit!AH101/100)*1000","v":0},{"$f":"(DmYear!$K$7*(Unit!H$22/100)/DB!M$5)*(Unit!AI101/100)*1000","v":0},{"$f":"(DmYear!$K$7*(Unit!I$22/100)/DB!N$5)*(Unit!AJ101/100)*1000","v":0},{"$f":"(DmYear!$K$7*(Unit!J$22/100)/DB!O$5)*(Unit!AK101/100)*1000","v":0},{"$f":"(DmYear!$K$7*(Unit!K$22/100)/DB!P$5)*(Unit!AL101/100)*1000","v":0},{"$f":"(DmYear!$K$7*(Unit!L$22/100)/DB!Q$5)*(Unit!AM101/100)*1000","v":0},{"$f":"(DmYear!$K$7*(Unit!M$22/100)/DB!R$5)*(Unit!AN101/100)*1000","v":0},{"$f":"(DmYear!$K$7*(Unit!N$22/100)/DB!S$5)*(Unit!AO101/100)*1000","v":0},"-",null,null,8,0,0,0,0,0,0,0,0,0,0,0,0,null,null,8,0,0,0,0,0,0,0,0,0,0,0,0,null,null,8,0,0,0,0,0,0,0,0,0,0,0,0,null,null,null,null,8,{"$f":"(DmYear!$K$34*(Unit!C$20/100)/DB!H$3)*(Unit!B101/100)*1000","v":0},{"$f":"(DmYear!$K$34*(Unit!D$20/100)/DB!I$3)*(Unit!C101/100)*1000","v":0},{"$f":"(DmYear!$K$34*(Unit!E$20/100)/DB!J$3)*(Unit!D101/100)*1000","v":0},{"$f":"(DmYear!$K$34*(Unit!F$20/100)/DB!K$3)*(Unit!E101/100)*1000","v":0},{"$f":"(DmYear!$K$34*(Unit!G$20/100)/DB!L$3)*(Unit!F101/100)*1000","v":0},{"$f":"(DmYear!$K$34*(Unit!H$20/100)/DB!M$3)*(Unit!G101/100)*1000","v":0},{"$f":"(DmYear!$K$34*(Unit!I$20/100)/DB!N$3)*(Unit!H101/100)*1000","v":0},{"$f":"(DmYear!$K$34*(Unit!J$20/100)/DB!O$3)*(Unit!I101/100)*1000","v":0},{"$f":"(DmYear!$K$34*(Unit!K$20/100)/DB!P$3)*(Unit!J101/100)*1000","v":0},{"$f":"(DmYear!$K$34*(Unit!L$20/100)/DB!Q$3)*(Unit!K101/100)*1000","v":0},{"$f":"(DmYear!$K$34*(Unit!M$20/100)/DB!R$3)*(Unit!L101/100)*1000","v":0},{"$f":"(DmYear!$K$34*(Unit!N$20/100)/DB!S$3)*(Unit!M101/100)*1000","v":0},"-",null,8,{"$f":"(DmYear!$K$34*(Unit!C$21/100)/DB!H$4)*(Unit!P101/100)*1000","v":0},{"$f":"(DmYear!$K$34*(Unit!D$21/100)/DB!I$4)*(Unit!Q101/100)*1000","v":0},{"$f":"(DmYear!$K$34*(Unit!E$21/100)/DB!J$4)*(Unit!R101/100)*1000","v":0},{"$f":"(DmYear!$K$34*(Unit!F$21/100)/DB!K$4)*(Unit!S101/100)*1000","v":0},{"$f":"(DmYear!$K$34*(Unit!G$21/100)/DB!L$4)*(Unit!T101/100)*1000","v":0},{"$f":"(DmYear!$K$34*(Unit!H$21/100)/DB!M$4)*(Unit!U101/100)*1000","v":0},{"$f":"(DmYear!$K$34*(Unit!I$21/100)/DB!N$4)*(Unit!V101/100)*1000","v":0},{"$f":"(DmYear!$K$34*(Unit!J$21/100)/DB!O$4)*(Unit!W101/100)*1000","v":0},{"$f":"(DmYear!$K$34*(Unit!K$21/100)/DB!P$4)*(Unit!X101/100)*1000","v":0},{"$f":"(DmYear!$K$34*(Unit!L$21/100)/DB!Q$4)*(Unit!Y101/100)*1000","v":0},{"$f":"(DmYear!$K$34*(Unit!M$21/100)/DB!R$4)*(Unit!Z101/100)*1000","v":0},{"$f":"(DmYear!$K$34*(Unit!N$21/100)/DB!S$4)*(Unit!AA101/100)*1000","v":0},"-",null,8,{"$f":"(DmYear!$K$34*(Unit!C$22/100)/DB!H$5)*(Unit!AD101/100)*1000","v":0},{"$f":"(DmYear!$K$34*(Unit!D$22/100)/DB!I$5)*(Unit!AE101/100)*1000","v":0},{"$f":"(DmYear!$K$34*(Unit!E$22/100)/DB!J$5)*(Unit!AF101/100)*1000","v":0},{"$f":"(DmYear!$K$34*(Unit!F$22/100)/DB!K$5)*(Unit!AG101/100)*1000","v":0},{"$f":"(DmYear!$K$34*(Unit!G$22/100)/DB!L$5)*(Unit!AH101/100)*1000","v":0},{"$f":"(DmYear!$K$34*(Unit!H$22/100)/DB!M$5)*(Unit!AI101/100)*1000","v":0},{"$f":"(DmYear!$K$34*(Unit!I$22/100)/DB!N$5)*(Unit!AJ101/100)*1000","v":0},{"$f":"(DmYear!$K$34*(Unit!J$22/100)/DB!O$5)*(Unit!AK101/100)*1000","v":0},{"$f":"(DmYear!$K$34*(Unit!K$22/100)/DB!P$5)*(Unit!AL101/100)*1000","v":0},{"$f":"(DmYear!$K$34*(Unit!L$22/100)/DB!Q$5)*(Unit!AM101/100)*1000","v":0},{"$f":"(DmYear!$K$34*(Unit!M$22/100)/DB!R$5)*(Unit!AN101/100)*1000","v":0},{"$f":"(DmYear!$K$34*(Unit!N$22/100)/DB!S$5)*(Unit!AO101/100)*1000","v":0},"-",null,null,8,0,0,0,0,0,0,0,0,0,0,0,0,null,null,8,0,0,0,0,0,0,0,0,0,0,0,0,null,null,8,0,0,0,0,0,0,0,0,0,0,0,0]
[null,9,{"$f":"(DmYear!$K$7*(Unit!C$20/100)/DB!H$3)*(Unit!B102/100)*1000","v":0},{"$f":"(DmYear!$K$7*(Unit!D$20/100)/DB!I$3)*(Unit!C102/100)*1000","v":0},{"$f":"(DmYear!$K$7*(Unit!E$20/100)/DB!J$3)*(Unit!D102/100)*1000","v":0},{"$f":"(DmYear!$K$7*(Unit!F$20/100)/DB!K$3)*(Unit!E102/100)*1000","v":0},{"$f":"(DmYear!$K$7*(Unit!G$20/100)/DB!L$3)*(Unit!F102/100)*1000","v":0},{"$f":"(DmYear!$K$7*(Unit!H$20/100)/DB!M$3)*(Unit!G102/100)*1000","v":0},{"$f":"(DmYear!$K$7*(Unit!I$20/100)/DB!N$3)*(Unit!H102/100)*1000","v":0},{"$f":"(DmYear!$K$7*(Unit!J$20/100)/DB!O$3)*(Unit!I102/100)*1000","v":0},{"$f":"(DmYear!$K$7*(Unit!K$20/100)/DB!P$3)*(Unit!J102/100)*1000","v":0},{"$f":"(DmYear!$K$7*(Unit!L$20/100)/DB!Q$3)*(Unit!K102/100)*1000","v":0},{"$f":"(DmYear!$K$7*(Unit!M$20/100)/DB!R$3)*(Unit!L102/100)*1000","v":0},{"$f":"(DmYear!$K$7*(Unit!N$20/100)/DB!S$3)*(Unit!M102/100)*1000","v":0},"-",null,9,{"$f":"(DmYear!$K$7*(Unit!C$21/100)/DB!H$4)*(Unit!P102/100)*1000","v":0},{"$f":"(DmYear!$K$7*(Unit!D$21/100)/DB!I$4)*(Unit!Q102/100)*1000","v":0},{"$f":"(DmYear!$K$7*(Unit!E$21/100)/DB!J$4)*(Unit!R102/100)*1000","v":0},{"$f":"(DmYear!$K$7*(Unit!F$21/100)/DB!K$4)*(Unit!S102/100)*1000","v":0},{"$f":"(DmYear!$K$7*(Unit!G$21/100)/DB!L$4)*(Unit!T102/100)*1000","v":0},{"$f":"(DmYear!$K$7*(Unit!H$21/100)/DB!M$4)*(Unit!U102/100)*1000","v":0},{"$f":"(DmYear!$K$7*(Unit!I$21/100)/DB!N$4)*(Unit!V102/100)*1000","v":0},{"$f":"(DmYear!$K$7*(Unit!J$21/100)/DB!O$4)*(Unit!W102/100)*1000","v":0},{"$f":"(DmYear!$K$7*(Unit!K$21/100)/DB!P$4)*(Unit!X102/100)*1000","v":0},{"$f":"(DmYear!$K$7*(Unit!L$21/100)/DB!Q$4)*(Unit!Y102/100)*1000","v":0},{"$f":"(DmYear!$K$7*(Unit!M$21/100)/DB!R$4)*(Unit!Z102/100)*1000","v":0},{"$f":"(DmYear!$K$7*(Unit!N$21/100)/DB!S$4)*(Unit!AA102/100)*1000","v":0},"-",null,9,{"$f":"(DmYear!$K$7*(Unit!C$22/100)/DB!H$5)*(Unit!AD102/100)*1000","v":0},{"$f":"(DmYear!$K$7*(Unit!D$22/100)/DB!I$5)*(Unit!AE102/100)*1000","v":0},{"$f":"(DmYear!$K$7*(Unit!E$22/100)/DB!J$5)*(Unit!AF102/100)*1000","v":0},{"$f":"(DmYear!$K$7*(Unit!F$22/100)/DB!K$5)*(Unit!AG102/100)*1000","v":0},{"$f":"(DmYear!$K$7*(Unit!G$22/100)/DB!L$5)*(Unit!AH102/100)*1000","v":0},{"$f":"(DmYear!$K$7*(Unit!H$22/100)/DB!M$5)*(Unit!AI102/100)*1000","v":0},{"$f":"(DmYear!$K$7*(Unit!I$22/100)/DB!N$5)*(Unit!AJ102/100)*1000","v":0},{"$f":"(DmYear!$K$7*(Unit!J$22/100)/DB!O$5)*(Unit!AK102/100)*1000","v":0},{"$f":"(DmYear!$K$7*(Unit!K$22/100)/DB!P$5)*(Unit!AL102/100)*1000","v":0},{"$f":"(DmYear!$K$7*(Unit!L$22/100)/DB!Q$5)*(Unit!AM102/100)*1000","v":0},{"$f":"(DmYear!$K$7*(Unit!M$22/100)/DB!R$5)*(Unit!AN102/100)*1000","v":0},{"$f":"(DmYear!$K$7*(Unit!N$22/100)/DB!S$5)*(Unit!AO102/100)*1000","v":0},"-",null,null,9,0,0,0,0,0,0,0,0,0,0,0,0,null,null,9,0,0,0,0,0,0,0,0,0,0,0,0,null,null,9,0,0,0,0,0,0,0,0,0,0,0,0,null,null,null,null,9,{"$f":"(DmYear!$K$34*(Unit!C$20/100)/DB!H$3)*(Unit!B102/100)*1000","v":0},{"$f":"(DmYear!$K$34*(Unit!D$20/100)/DB!I$3)*(Unit!C102/100)*1000","v":0},{"$f":"(DmYear!$K$34*(Unit!E$20/100)/DB!J$3)*(Unit!D102/100)*1000","v":0},{"$f":"(DmYear!$K$34*(Unit!F$20/100)/DB!K$3)*(Unit!E102/100)*1000","v":0},{"$f":"(DmYear!$K$34*(Unit!G$20/100)/DB!L$3)*(Unit!F102/100)*1000","v":0},{"$f":"(DmYear!$K$34*(Unit!H$20/100)/DB!M$3)*(Unit!G102/100)*1000","v":0},{"$f":"(DmYear!$K$34*(Unit!I$20/100)/DB!N$3)*(Unit!H102/100)*1000","v":0},{"$f":"(DmYear!$K$34*(Unit!J$20/100)/DB!O$3)*(Unit!I102/100)*1000","v":0},{"$f":"(DmYear!$K$34*(Unit!K$20/100)/DB!P$3)*(Unit!J102/100)*1000","v":0},{"$f":"(DmYear!$K$34*(Unit!L$20/100)/DB!Q$3)*(Unit!K102/100)*1000","v":0},{"$f":"(DmYear!$K$34*(Unit!M$20/100)/DB!R$3)*(Unit!L102/100)*1000","v":0},{"$f":"(DmYear!$K$34*(Unit!N$20/100)/DB!S$3)*(Unit!M102/100)*1000","v":0},"-",null,9,{"$f":"(DmYear!$K$34*(Unit!C$21/100)/DB!H$4)*(Unit!P102/100)*1000","v":0},{"$f":"(DmYear!$K$34*(Unit!D$21/100)/DB!I$4)*(Unit!Q102/100)*1000","v":0},{"$f":"(DmYear!$K$34*(Unit!E$21/100)/DB!J$4)*(Unit!R102/100)*1000","v":0},{"$f":"(DmYear!$K$34*(Unit!F$21/100)/DB!K$4)*(Unit!S102/100)*1000","v":0},{"$f":"(DmYear!$K$34*(Unit!G$21/100)/DB!L$4)*(Unit!T102/100)*1000","v":0},{"$f":"(DmYear!$K$34*(Unit!H$21/100)/DB!M$4)*(Unit!U102/100)*1000","v":0},{"$f":"(DmYear!$K$34*(Unit!I$21/100)/DB!N$4)*(Unit!V102/100)*1000","v":0},{"$f":"(DmYear!$K$34*(Unit!J$21/100)/DB!O$4)*(Unit!W102/100)*1000","v":0},{"$f":"(DmYear!$K$34*(Unit!K$21/100)/DB!P$4)*(Unit!X102/100)*1000","v":0},{"$f":"(DmYear!$K$34*(Unit!L$21/100)/DB!Q$4)*(Unit!Y102/100)*1000","v":0},{"$f":"(DmYear!$K$34*(Unit!M$21/100)/DB!R$4)*(Unit!Z102/100)*1000","v":0},{"$f":"(DmYear!$K$34*(Unit!N$21/100)/DB!S$4)*(Unit!AA102/100)*1000","v":0},"-",null,9,{"$f":"(DmYear!$K$34*(Unit!C$22/100)/DB!H$5)*(Unit!AD102/100)*1000","v":0},{"$f":"(DmYear!$K$34*(Unit!D$22/100)/DB!I$5)*(Unit!AE102/100)*1000","v":0},{"$f":"(DmYear!$K$34*(Unit!E$22/100)/DB!J$5)*(Unit!AF102/100)*1000","v":0},{"$f":"(DmYear!$K$34*(Unit!F$22/100)/DB!K$5)*(Unit!AG102/100)*1000","v":0},{"$f":"(DmYear!$K$34*(Unit!G$22/100)/DB!L$5)*(Unit!AH102/100)*1000","v":0},{"$f":"(DmYear!$K$34*(Unit!H$22/100)/DB!M$5)*(Unit!AI102/100)*1000","v":0},{"$f":"(DmYear!$K$34*(Unit!I$22/100)/DB!N$5)*(Unit!AJ102/100)*1000","v":0},{"$f":"(DmYear!$K$34*(Unit!J$22/100)/DB!O$5)*(Unit!AK102/100)*1000","v":0},{"$f":"(DmYear!$K$34*(Unit!K$22/100)/DB!P$5)*(Unit!AL102/100)*1000","v":0},{"$f":"(DmYear!$K$34*(Unit!L$22/100)/DB!Q$5)*(Unit!AM102/100)*1000","v":0},{"$f":"(DmYear!$K$34*(Unit!M$22/100)/DB!R$5)*(Unit!AN102/100)*1000","v":0},{"$f":"(DmYear!$K$34*(Unit!N$22/100)/DB!S$5)*(Unit!AO102/100)*1000","v":0},"-",null,null,9,0,0,0,0,0,0,0,0,0,0,0,0,null,null,9,0,0,0,0,0,0,0,0,0,0,0,0,null,null,9,0,0,0,0,0,0,0,0,0,0,0,0]
[null,10,{"$f":"(DmYear!$K$7*(Unit!C$20/100)/DB!H$3)*(Unit!B103/100)*1000","v":0},{"$f":"(DmYear!$K$7*(Unit!D$20/100)/DB!I$3)*(Unit!C103/100)*1000","v":0},{"$f":"(DmYear!$K$7*(Unit!E$20/100)/DB!J$3)*(Unit!D103/100)*1000","v":0},{"$f":"(DmYear!$K$7*(Unit!F$20/100)/DB!K$3)*(Unit!E103/100)*1000","v":0},{"$f":"(DmYear!$K$7*(Unit!G$20/100)/DB!L$3)*(Unit!F103/100)*1000","v":0},{"$f":"(DmYear!$K$7*(Unit!H$20/100)/DB!M$3)*(Unit!G103/100)*1000","v":0},{"$f":"(DmYear!$K$7*(Unit!I$20/100)/DB!N$3)*(Unit!H103/100)*1000","v":0},{"$f":"(DmYear!$K$7*(Unit!J$20/100)/DB!O$3)*(Unit!I103/100)*1000","v":0},{"$f":"(DmYear!$K$7*(Unit!K$20/100)/DB!P$3)*(Unit!J103/100)*1000","v":0},{"$f":"(DmYear!$K$7*(Unit!L$20/100)/DB!Q$3)*(Unit!K103/100)*1000","v":0},{"$f":"(DmYear!$K$7*(Unit!M$20/100)/DB!R$3)*(Unit!L103/100)*1000","v":0},{"$f":"(DmYear!$K$7*(Unit!N$20/100)/DB!S$3)*(Unit!M103/100)*1000","v":0},"-",null,10,{"$f":"(DmYear!$K$7*(Unit!C$21/100)/DB!H$4)*(Unit!P103/100)*1000","v":0},{"$f":"(DmYear!$K$7*(Unit!D$21/100)/DB!I$4)*(Unit!Q103/100)*1000","v":0},{"$f":"(DmYear!$K$7*(Unit!E$21/100)/DB!J$4)*(Unit!R103/100)*1000","v":0},{"$f":"(DmYear!$K$7*(Unit!F$21/100)/DB!K$4)*(Unit!S103/100)*1000","v":0},{"$f":"(DmYear!$K$7*(Unit!G$21/100)/DB!L$4)*(Unit!T103/100)*1000","v":0},{"$f":"(DmYear!$K$7*(Unit!H$21/100)/DB!M$4)*(Unit!U103/100)*1000","v":0},{"$f":"(DmYear!$K$7*(Unit!I$21/100)/DB!N$4)*(Unit!V103/100)*1000","v":0},{"$f":"(DmYear!$K$7*(Unit!J$21/100)/DB!O$4)*(Unit!W103/100)*1000","v":0},{"$f":"(DmYear!$K$7*(Unit!K$21/100)/DB!P$4)*(Unit!X103/100)*1000","v":0},{"$f":"(DmYear!$K$7*(Unit!L$21/100)/DB!Q$4)*(Unit!Y103/100)*1000","v":0},{"$f":"(DmYear!$K$7*(Unit!M$21/100)/DB!R$4)*(Unit!Z103/100)*1000","v":0},{"$f":"(DmYear!$K$7*(Unit!N$21/100)/DB!S$4)*(Unit!AA103/100)*1000","v":0},"-",null,10,{"$f":"(DmYear!$K$7*(Unit!C$22/100)/DB!H$5)*(Unit!AD103/100)*1000","v":0},{"$f":"(DmYear!$K$7*(Unit!D$22/100)/DB!I$5)*(Unit!AE103/100)*1000","v":0},{"$f":"(DmYear!$K$7*(Unit!E$22/100)/DB!J$5)*(Unit!AF103/100)*1000","v":0},{"$f":"(DmYear!$K$7*(Unit!F$22/100)/DB!K$5)*(Unit!AG103/100)*1000","v":0},{"$f":"(DmYear!$K$7*(Unit!G$22/100)/DB!L$5)*(Unit!AH103/100)*1000","v":0},{"$f":"(DmYear!$K$7*(Unit!H$22/100)/DB!M$5)*(Unit!AI103/100)*1000","v":0},{"$f":"(DmYear!$K$7*(Unit!I$22/100)/DB!N$5)*(Unit!AJ103/100)*1000","v":0},{"$f":"(DmYear!$K$7*(Unit!J$22/100)/DB!O$5)*(Unit!AK103/100)*1000","v":0},{"$f":"(DmYear!$K$7*(Unit!K$22/100)/DB!P$5)*(Unit!AL103/100)*1000","v":0},{"$f":"(DmYear!$K$7*(Unit!L$22/100)/DB!Q$5)*(Unit!AM103/100)*1000","v":0},{"$f":"(DmYear!$K$7*(Unit!M$22/100)/DB!R$5)*(Unit!AN103/100)*1000","v":0},{"$f":"(DmYear!$K$7*(Unit!N$22/100)/DB!S$5)*(Unit!AO103/100)*1000","v":0},"-",null,null,10,0,0,0,0,0,0,0,0,0,0,0,0,null,null,10,0,0,0,0,0,0,0,0,0,0,0,0,null,null,10,0,0,0,0,0,0,0,0,0,0,0,0,null,null,null,null,10,{"$f":"(DmYear!$K$34*(Unit!C$20/100)/DB!H$3)*(Unit!B103/100)*1000","v":0},{"$f":"(DmYear!$K$34*(Unit!D$20/100)/DB!I$3)*(Unit!C103/100)*1000","v":0},{"$f":"(DmYear!$K$34*(Unit!E$20/100)/DB!J$3)*(Unit!D103/100)*1000","v":0},{"$f":"(DmYear!$K$34*(Unit!F$20/100)/DB!K$3)*(Unit!E103/100)*1000","v":0},{"$f":"(DmYear!$K$34*(Unit!G$20/100)/DB!L$3)*(Unit!F103/100)*1000","v":0},{"$f":"(DmYear!$K$34*(Unit!H$20/100)/DB!M$3)*(Unit!G103/100)*1000","v":0},{"$f":"(DmYear!$K$34*(Unit!I$20/100)/DB!N$3)*(Unit!H103/100)*1000","v":0},{"$f":"(DmYear!$K$34*(Unit!J$20/100)/DB!O$3)*(Unit!I103/100)*1000","v":0},{"$f":"(DmYear!$K$34*(Unit!K$20/100)/DB!P$3)*(Unit!J103/100)*1000","v":0},{"$f":"(DmYear!$K$34*(Unit!L$20/100)/DB!Q$3)*(Unit!K103/100)*1000","v":0},{"$f":"(DmYear!$K$34*(Unit!M$20/100)/DB!R$3)*(Unit!L103/100)*1000","v":0},{"$f":"(DmYear!$K$34*(Unit!N$20/100)/DB!S$3)*(Unit!M103/100)*1000","v":0},"-",null,10,{"$f":"(DmYear!$K$34*(Unit!C$21/100)/DB!H$4)*(Unit!P103/100)*1000","v":0},{"$f":"(DmYear!$K$34*(Unit!D$21/100)/DB!I$4)*(Unit!Q103/100)*1000","v":0},{"$f":"(DmYear!$K$34*(Unit!E$21/100)/DB!J$4)*(Unit!R103/100)*1000","v":0},{"$f":"(DmYear!$K$34*(Unit!F$21/100)/DB!K$4)*(Unit!S103/100)*1000","v":0},{"$f":"(DmYear!$K$34*(Unit!G$21/100)/DB!L$4)*(Unit!T103/100)*1000","v":0},{"$f":"(DmYear!$K$34*(Unit!H$21/100)/DB!M$4)*(Unit!U103/100)*1000","v":0},{"$f":"(DmYear!$K$34*(Unit!I$21/100)/DB!N$4)*(Unit!V103/100)*1000","v":0},{"$f":"(DmYear!$K$34*(Unit!J$21/100)/DB!O$4)*(Unit!W103/100)*1000","v":0},{"$f":"(DmYear!$K$34*(Unit!K$21/100)/DB!P$4)*(Unit!X103/100)*1000","v":0},{"$f":"(DmYear!$K$34*(Unit!L$21/100)/DB!Q$4)*(Unit!Y103/100)*1000","v":0},{"$f":"(DmYear!$K$34*(Unit!M$21/100)/DB!R$4)*(Unit!Z103/100)*1000","v":0},{"$f":"(DmYear!$K$34*(Unit!N$21/100)/DB!S$4)*(Unit!AA103/100)*1000","v":0},"-",null,10,{"$f":"(DmYear!$K$34*(Unit!C$22/100)/DB!H$5)*(Unit!AD103/100)*1000","v":0},{"$f":"(DmYear!$K$34*(Unit!D$22/100)/DB!I$5)*(Unit!AE103/100)*1000","v":0},{"$f":"(DmYear!$K$34*(Unit!E$22/100)/DB!J$5)*(Unit!AF103/100)*1000","v":0},{"$f":"(DmYear!$K$34*(Unit!F$22/100)/DB!K$5)*(Unit!AG103/100)*1000","v":0},{"$f":"(DmYear!$K$34*(Unit!G$22/100)/DB!L$5)*(Unit!AH103/100)*1000","v":0},{"$f":"(DmYear!$K$34*(Unit!H$22/100)/DB!M$5)*(Unit!AI103/100)*1000","v":0},{"$f":"(DmYear!$K$34*(Unit!I$22/100)/DB!N$5)*(Unit!AJ103/100)*1000","v":0},{"$f":"(DmYear!$K$34*(Unit!J$22/100)/DB!O$5)*(Unit!AK103/100)*1000","v":0},{"$f":"(DmYear!$K$34*(Unit!K$22/100)/DB!P$5)*(Unit!AL103/100)*1000","v":0},{"$f":"(DmYear!$K$34*(Unit!L$22/100)/DB!Q$5)*(Unit!AM103/100)*1000","v":0},{"$f":"(DmYear!$K$34*(Unit!M$22/100)/DB!R$5)*(Unit!AN103/100)*1000","v":0},{"$f":"(DmYear!$K$34*(Unit!N$22/100)/DB!S$5)*(Unit!AO103/100)*1000","v":0},"-",null,null,10,0,0,0,0,0,0,0,0,0,0,0,0,null,null,10,0,0,0,0,0,0,0,0,0,0,0,0,null,null,10,0,0,0,0,0,0,0,0,0,0,0,0]
[null,11,{"$f":"(DmYear!$K$7*(Unit!C$20/100)/DB!H$3)*(Unit!B104/100)*1000","v":0},{"$f":"(DmYear!$K$7*(Unit!D$20/100)/DB!I$3)*(Unit!C104/100)*1000","v":0},{"$f":"(DmYear!$K$7*(Unit!E$20/100)/DB!J$3)*(Unit!D104/100)*1000","v":0},{"$f":"(DmYear!$K$7*(Unit!F$20/100)/DB!K$3)*(Unit!E104/100)*1000","v":0},{"$f":"(DmYear!$K$7*(Unit!G$20/100)/DB!L$3)*(Unit!F104/100)*1000","v":0},{"$f":"(DmYear!$K$7*(Unit!H$20/100)/DB!M$3)*(Unit!G104/100)*1000","v":0},{"$f":"(DmYear!$K$7*(Unit!I$20/100)/DB!N$3)*(Unit!H104/100)*1000","v":0},{"$f":"(DmYear!$K$7*(Unit!J$20/100)/DB!O$3)*(Unit!I104/100)*1000","v":0},{"$f":"(DmYear!$K$7*(Unit!K$20/100)/DB!P$3)*(Unit!J104/100)*1000","v":0},{"$f":"(DmYear!$K$7*(Unit!L$20/100)/DB!Q$3)*(Unit!K104/100)*1000","v":0},{"$f":"(DmYear!$K$7*(Unit!M$20/100)/DB!R$3)*(Unit!L104/100)*1000","v":0},{"$f":"(DmYear!$K$7*(Unit!N$20/100)/DB!S$3)*(Unit!M104/100)*1000","v":0},"-",null,11,{"$f":"(DmYear!$K$7*(Unit!C$21/100)/DB!H$4)*(Unit!P104/100)*1000","v":0},{"$f":"(DmYear!$K$7*(Unit!D$21/100)/DB!I$4)*(Unit!Q104/100)*1000","v":0},{"$f":"(DmYear!$K$7*(Unit!E$21/100)/DB!J$4)*(Unit!R104/100)*1000","v":0},{"$f":"(DmYear!$K$7*(Unit!F$21/100)/DB!K$4)*(Unit!S104/100)*1000","v":0},{"$f":"(DmYear!$K$7*(Unit!G$21/100)/DB!L$4)*(Unit!T104/100)*1000","v":0},{"$f":"(DmYear!$K$7*(Unit!H$21/100)/DB!M$4)*(Unit!U104/100)*1000","v":0},{"$f":"(DmYear!$K$7*(Unit!I$21/100)/DB!N$4)*(Unit!V104/100)*1000","v":0},{"$f":"(DmYear!$K$7*(Unit!J$21/100)/DB!O$4)*(Unit!W104/100)*1000","v":0},{"$f":"(DmYear!$K$7*(Unit!K$21/100)/DB!P$4)*(Unit!X104/100)*1000","v":0},{"$f":"(DmYear!$K$7*(Unit!L$21/100)/DB!Q$4)*(Unit!Y104/100)*1000","v":0},{"$f":"(DmYear!$K$7*(Unit!M$21/100)/DB!R$4)*(Unit!Z104/100)*1000","v":0},{"$f":"(DmYear!$K$7*(Unit!N$21/100)/DB!S$4)*(Unit!AA104/100)*1000","v":0},"-",null,11,{"$f":"(DmYear!$K$7*(Unit!C$22/100)/DB!H$5)*(Unit!AD104/100)*1000","v":0},{"$f":"(DmYear!$K$7*(Unit!D$22/100)/DB!I$5)*(Unit!AE104/100)*1000","v":0},{"$f":"(DmYear!$K$7*(Unit!E$22/100)/DB!J$5)*(Unit!AF104/100)*1000","v":0},{"$f":"(DmYear!$K$7*(Unit!F$22/100)/DB!K$5)*(Unit!AG104/100)*1000","v":0},{"$f":"(DmYear!$K$7*(Unit!G$22/100)/DB!L$5)*(Unit!AH104/100)*1000","v":0},{"$f":"(DmYear!$K$7*(Unit!H$22/100)/DB!M$5)*(Unit!AI104/100)*1000","v":0},{"$f":"(DmYear!$K$7*(Unit!I$22/100)/DB!N$5)*(Unit!AJ104/100)*1000","v":0},{"$f":"(DmYear!$K$7*(Unit!J$22/100)/DB!O$5)*(Unit!AK104/100)*1000","v":0},{"$f":"(DmYear!$K$7*(Unit!K$22/100)/DB!P$5)*(Unit!AL104/100)*1000","v":0},{"$f":"(DmYear!$K$7*(Unit!L$22/100)/DB!Q$5)*(Unit!AM104/100)*1000","v":0},{"$f":"(DmYear!$K$7*(Unit!M$22/100)/DB!R$5)*(Unit!AN104/100)*1000","v":0},{"$f":"(DmYear!$K$7*(Unit!N$22/100)/DB!S$5)*(Unit!AO104/100)*1000","v":0},"-",null,null,11,0,0,0,0,0,0,0,0,0,0,0,0,null,null,11,0,0,0,0,0,0,0,0,0,0,0,0,null,null,11,0,0,0,0,0,0,0,0,0,0,0,0,null,null,null,null,11,{"$f":"(DmYear!$K$34*(Unit!C$20/100)/DB!H$3)*(Unit!B104/100)*1000","v":0},{"$f":"(DmYear!$K$34*(Unit!D$20/100)/DB!I$3)*(Unit!C104/100)*1000","v":0},{"$f":"(DmYear!$K$34*(Unit!E$20/100)/DB!J$3)*(Unit!D104/100)*1000","v":0},{"$f":"(DmYear!$K$34*(Unit!F$20/100)/DB!K$3)*(Unit!E104/100)*1000","v":0},{"$f":"(DmYear!$K$34*(Unit!G$20/100)/DB!L$3)*(Unit!F104/100)*1000","v":0},{"$f":"(DmYear!$K$34*(Unit!H$20/100)/DB!M$3)*(Unit!G104/100)*1000","v":0},{"$f":"(DmYear!$K$34*(Unit!I$20/100)/DB!N$3)*(Unit!H104/100)*1000","v":0},{"$f":"(DmYear!$K$34*(Unit!J$20/100)/DB!O$3)*(Unit!I104/100)*1000","v":0},{"$f":"(DmYear!$K$34*(Unit!K$20/100)/DB!P$3)*(Unit!J104/100)*1000","v":0},{"$f":"(DmYear!$K$34*(Unit!L$20/100)/DB!Q$3)*(Unit!K104/100)*1000","v":0},{"$f":"(DmYear!$K$34*(Unit!M$20/100)/DB!R$3)*(Unit!L104/100)*1000","v":0},{"$f":"(DmYear!$K$34*(Unit!N$20/100)/DB!S$3)*(Unit!M104/100)*1000","v":0},"-",null,11,{"$f":"(DmYear!$K$34*(Unit!C$21/100)/DB!H$4)*(Unit!P104/100)*1000","v":0},{"$f":"(DmYear!$K$34*(Unit!D$21/100)/DB!I$4)*(Unit!Q104/100)*1000","v":0},{"$f":"(DmYear!$K$34*(Unit!E$21/100)/DB!J$4)*(Unit!R104/100)*1000","v":0},{"$f":"(DmYear!$K$34*(Unit!F$21/100)/DB!K$4)*(Unit!S104/100)*1000","v":0},{"$f":"(DmYear!$K$34*(Unit!G$21/100)/DB!L$4)*(Unit!T104/100)*1000","v":0},{"$f":"(DmYear!$K$34*(Unit!H$21/100)/DB!M$4)*(Unit!U104/100)*1000","v":0},{"$f":"(DmYear!$K$34*(Unit!I$21/100)/DB!N$4)*(Unit!V104/100)*1000","v":0},{"$f":"(DmYear!$K$34*(Unit!J$21/100)/DB!O$4)*(Unit!W104/100)*1000","v":0},{"$f":"(DmYear!$K$34*(Unit!K$21/100)/DB!P$4)*(Unit!X104/100)*1000","v":0},{"$f":"(DmYear!$K$34*(Unit!L$21/100)/DB!Q$4)*(Unit!Y104/100)*1000","v":0},{"$f":"(DmYear!$K$34*(Unit!M$21/100)/DB!R$4)*(Unit!Z104/100)*1000","v":0},{"$f":"(DmYear!$K$34*(Unit!N$21/100)/DB!S$4)*(Unit!AA104/100)*1000","v":0},"-",null,11,{"$f":"(DmYear!$K$34*(Unit!C$22/100)/DB!H$5)*(Unit!AD104/100)*1000","v":0},{"$f":"(DmYear!$K$34*(Unit!D$22/100)/DB!I$5)*(Unit!AE104/100)*1000","v":0},{"$f":"(DmYear!$K$34*(Unit!E$22/100)/DB!J$5)*(Unit!AF104/100)*1000","v":0},{"$f":"(DmYear!$K$34*(Unit!F$22/100)/DB!K$5)*(Unit!AG104/100)*1000","v":0},{"$f":"(DmYear!$K$34*(Unit!G$22/100)/DB!L$5)*(Unit!AH104/100)*1000","v":0},{"$f":"(DmYear!$K$34*(Unit!H$22/100)/DB!M$5)*(Unit!AI104/100)*1000","v":0},{"$f":"(DmYear!$K$34*(Unit!I$22/100)/DB!N$5)*(Unit!AJ104/100)*1000","v":0},{"$f":"(DmYear!$K$34*(Unit!J$22/100)/DB!O$5)*(Unit!AK104/100)*1000","v":0},{"$f":"(DmYear!$K$34*(Unit!K$22/100)/DB!P$5)*(Unit!AL104/100)*1000","v":0},{"$f":"(DmYear!$K$34*(Unit!L$22/100)/DB!Q$5)*(Unit!AM104/100)*1000","v":0},{"$f":"(DmYear!$K$34*(Unit!M$22/100)/DB!R$5)*(Unit!AN104/100)*1000","v":0},{"$f":"(DmYear!$K$34*(Unit!N$22/100)/DB!S$5)*(Unit!AO104/100)*1000","v":0},"-",null,null,11,0,0,0,0,0,0,0,0,0,0,0,0,null,null,11,0,0,0,0,0,0,0,0,0,0,0,0,null,null,11,0,0,0,0,0,0,0,0,0,0,0,0]
[null,12,{"$f":"(DmYear!$K$7*(Unit!C$20/100)/DB!H$3)*(Unit!B105/100)*1000","v":0},{"$f":"(DmYear!$K$7*(Unit!D$20/100)/DB!I$3)*(Unit!C105/100)*1000","v":0},{"$f":"(DmYear!$K$7*(Unit!E$20/100)/DB!J$3)*(Unit!D105/100)*1000","v":0},{"$f":"(DmYear!$K$7*(Unit!F$20/100)/DB!K$3)*(Unit!E105/100)*1000","v":0},{"$f":"(DmYear!$K$7*(Unit!G$20/100)/DB!L$3)*(Unit!F105/100)*1000","v":0},{"$f":"(DmYear!$K$7*(Unit!H$20/100)/DB!M$3)*(Unit!G105/100)*1000","v":0},{"$f":"(DmYear!$K$7*(Unit!I$20/100)/DB!N$3)*(Unit!H105/100)*1000","v":0},{"$f":"(DmYear!$K$7*(Unit!J$20/100)/DB!O$3)*(Unit!I105/100)*1000","v":0},{"$f":"(DmYear!$K$7*(Unit!K$20/100)/DB!P$3)*(Unit!J105/100)*1000","v":0},{"$f":"(DmYear!$K$7*(Unit!L$20/100)/DB!Q$3)*(Unit!K105/100)*1000","v":0},{"$f":"(DmYear!$K$7*(Unit!M$20/100)/DB!R$3)*(Unit!L105/100)*1000","v":0},{"$f":"(DmYear!$K$7*(Unit!N$20/100)/DB!S$3)*(Unit!M105/100)*1000","v":0},"-",null,12,{"$f":"(DmYear!$K$7*(Unit!C$21/100)/DB!H$4)*(Unit!P105/100)*1000","v":0},{"$f":"(DmYear!$K$7*(Unit!D$21/100)/DB!I$4)*(Unit!Q105/100)*1000","v":0},{"$f":"(DmYear!$K$7*(Unit!E$21/100)/DB!J$4)*(Unit!R105/100)*1000","v":0},{"$f":"(DmYear!$K$7*(Unit!F$21/100)/DB!K$4)*(Unit!S105/100)*1000","v":0},{"$f":"(DmYear!$K$7*(Unit!G$21/100)/DB!L$4)*(Unit!T105/100)*1000","v":0},{"$f":"(DmYear!$K$7*(Unit!H$21/100)/DB!M$4)*(Unit!U105/100)*1000","v":0},{"$f":"(DmYear!$K$7*(Unit!I$21/100)/DB!N$4)*(Unit!V105/100)*1000","v":0},{"$f":"(DmYear!$K$7*(Unit!J$21/100)/DB!O$4)*(Unit!W105/100)*1000","v":0},{"$f":"(DmYear!$K$7*(Unit!K$21/100)/DB!P$4)*(Unit!X105/100)*1000","v":0},{"$f":"(DmYear!$K$7*(Unit!L$21/100)/DB!Q$4)*(Unit!Y105/100)*1000","v":0},{"$f":"(DmYear!$K$7*(Unit!M$21/100)/DB!R$4)*(Unit!Z105/100)*1000","v":0},{"$f":"(DmYear!$K$7*(Unit!N$21/100)/DB!S$4)*(Unit!AA105/100)*1000","v":0},"-",null,12,{"$f":"(DmYear!$K$7*(Unit!C$22/100)/DB!H$5)*(Unit!AD105/100)*1000","v":0},{"$f":"(DmYear!$K$7*(Unit!D$22/100)/DB!I$5)*(Unit!AE105/100)*1000","v":0},{"$f":"(DmYear!$K$7*(Unit!E$22/100)/DB!J$5)*(Unit!AF105/100)*1000","v":0},{"$f":"(DmYear!$K$7*(Unit!F$22/100)/DB!K$5)*(Unit!AG105/100)*1000","v":0},{"$f":"(DmYear!$K$7*(Unit!G$22/100)/DB!L$5)*(Unit!AH105/100)*1000","v":0},{"$f":"(DmYear!$K$7*(Unit!H$22/100)/DB!M$5)*(Unit!AI105/100)*1000","v":0},{"$f":"(DmYear!$K$7*(Unit!I$22/100)/DB!N$5)*(Unit!AJ105/100)*1000","v":0},{"$f":"(DmYear!$K$7*(Unit!J$22/100)/DB!O$5)*(Unit!AK105/100)*1000","v":0},{"$f":"(DmYear!$K$7*(Unit!K$22/100)/DB!P$5)*(Unit!AL105/100)*1000","v":0},{"$f":"(DmYear!$K$7*(Unit!L$22/100)/DB!Q$5)*(Unit!AM105/100)*1000","v":0},{"$f":"(DmYear!$K$7*(Unit!M$22/100)/DB!R$5)*(Unit!AN105/100)*1000","v":0},{"$f":"(DmYear!$K$7*(Unit!N$22/100)/DB!S$5)*(Unit!AO105/100)*1000","v":0},"-",null,null,12,0,0,0,0,0,0,0,0,0,0,0,0,null,null,12,0,0,0,0,0,0,0,0,0,0,0,0,null,null,12,0,0,0,0,0,0,0,0,0,0,0,0,null,null,null,null,12,{"$f":"(DmYear!$K$34*(Unit!C$20/100)/DB!H$3)*(Unit!B105/100)*1000","v":0},{"$f":"(DmYear!$K$34*(Unit!D$20/100)/DB!I$3)*(Unit!C105/100)*1000","v":0},{"$f":"(DmYear!$K$34*(Unit!E$20/100)/DB!J$3)*(Unit!D105/100)*1000","v":0},{"$f":"(DmYear!$K$34*(Unit!F$20/100)/DB!K$3)*(Unit!E105/100)*1000","v":0},{"$f":"(DmYear!$K$34*(Unit!G$20/100)/DB!L$3)*(Unit!F105/100)*1000","v":0},{"$f":"(DmYear!$K$34*(Unit!H$20/100)/DB!M$3)*(Unit!G105/100)*1000","v":0},{"$f":"(DmYear!$K$34*(Unit!I$20/100)/DB!N$3)*(Unit!H105/100)*1000","v":0},{"$f":"(DmYear!$K$34*(Unit!J$20/100)/DB!O$3)*(Unit!I105/100)*1000","v":0},{"$f":"(DmYear!$K$34*(Unit!K$20/100)/DB!P$3)*(Unit!J105/100)*1000","v":0},{"$f":"(DmYear!$K$34*(Unit!L$20/100)/DB!Q$3)*(Unit!K105/100)*1000","v":0},{"$f":"(DmYear!$K$34*(Unit!M$20/100)/DB!R$3)*(Unit!L105/100)*1000","v":0},{"$f":"(DmYear!$K$34*(Unit!N$20/100)/DB!S$3)*(Unit!M105/100)*1000","v":0},"-",null,12,{"$f":"(DmYear!$K$34*(Unit!C$21/100)/DB!H$4)*(Unit!P105/100)*1000","v":0},{"$f":"(DmYear!$K$34*(Unit!D$21/100)/DB!I$4)*(Unit!Q105/100)*1000","v":0},{"$f":"(DmYear!$K$34*(Unit!E$21/100)/DB!J$4)*(Unit!R105/100)*1000","v":0},{"$f":"(DmYear!$K$34*(Unit!F$21/100)/DB!K$4)*(Unit!S105/100)*1000","v":0},{"$f":"(DmYear!$K$34*(Unit!G$21/100)/DB!L$4)*(Unit!T105/100)*1000","v":0},{"$f":"(DmYear!$K$34*(Unit!H$21/100)/DB!M$4)*(Unit!U105/100)*1000","v":0},{"$f":"(DmYear!$K$34*(Unit!I$21/100)/DB!N$4)*(Unit!V105/100)*1000","v":0},{"$f":"(DmYear!$K$34*(Unit!J$21/100)/DB!O$4)*(Unit!W105/100)*1000","v":0},{"$f":"(DmYear!$K$34*(Unit!K$21/100)/DB!P$4)*(Unit!X105/100)*1000","v":0},{"$f":"(DmYear!$K$34*(Unit!L$21/100)/DB!Q$4)*(Unit!Y105/100)*1000","v":0},{"$f":"(DmYear!$K$34*(Unit!M$21/100)/DB!R$4)*(Unit!Z105/100)*1000","v":0},{"$f":"(DmYear!$K$34*(Unit!N$21/100)/DB!S$4)*(Unit!AA105/100)*1000","v":0},"-",null,12,{"$f":"(DmYear!$K$34*(Unit!C$22/100)/DB!H$5)*(Unit!AD105/100)*1000","v":0},{"$f":"(DmYear!$K$34*(Unit!D$22/100)/DB!I$5)*(Unit!AE105/100)*1000","v":0},{"$f":"(DmYear!$K$34*(Unit!E$22/100)/DB!J$5)*(Unit!AF105/100)*1000","v":0},{"$f":"(DmYear!$K$34*(Unit!F$22/100)/DB!K$5)*(Unit!AG105/100)*1000","v":0},{"$f":"(DmYear!$K$34*(Unit!G$22/100)/DB!L$5)*(Unit!AH105/100)*1000","v":0},{"$f":"(DmYear!$K$34*(Unit!H$22/100)/DB!M$5)*(Unit!AI105/100)*1000","v":0},{"$f":"(DmYear!$K$34*(Unit!I$22/100)/DB!N$5)*(Unit!AJ105/100)*1000","v":0},{"$f":"(DmYear!$K$34*(Unit!J$22/100)/DB!O$5)*(Unit!AK105/100)*1000","v":0},{"$f":"(DmYear!$K$34*(Unit!K$22/100)/DB!P$5)*(Unit!AL105/100)*1000","v":0},{"$f":"(DmYear!$K$34*(Unit!L$22/100)/DB!Q$5)*(Unit!AM105/100)*1000","v":0},{"$f":"(DmYear!$K$34*(Unit!M$22/100)/DB!R$5)*(Unit!AN105/100)*1000","v":0},{"$f":"(DmYear!$K$34*(Unit!N$22/100)/DB!S$5)*(Unit!AO105/100)*1000","v":0},"-",null,null,12,0,0,0,0,0,0,0,0,0,0,0,0,null,null,12,0,0,0,0,0,0,0,0,0,0,0,0,null,null,12,0,0,0,0,0,0,0,0,0,0,0,0]
[null,13,{"$f":"(DmYear!$K$7*(Unit!C$20/100)/DB!H$3)*(Unit!B106/100)*1000","v":0},{"$f":"(DmYear!$K$7*(Unit!D$20/100)/DB!I$3)*(Unit!C106/100)*1000","v":0},{"$f":"(DmYear!$K$7*(Unit!E$20/100)/DB!J$3)*(Unit!D106/100)*1000","v":0},{"$f":"(DmYear!$K$7*(Unit!F$20/100)/DB!K$3)*(Unit!E106/100)*1000","v":0},{"$f":"(DmYear!$K$7*(Unit!G$20/100)/DB!L$3)*(Unit!F106/100)*1000","v":0},{"$f":"(DmYear!$K$7*(Unit!H$20/100)/DB!M$3)*(Unit!G106/100)*1000","v":0},{"$f":"(DmYear!$K$7*(Unit!I$20/100)/DB!N$3)*(Unit!H106/100)*1000","v":0},{"$f":"(DmYear!$K$7*(Unit!J$20/100)/DB!O$3)*(Unit!I106/100)*1000","v":0},{"$f":"(DmYear!$K$7*(Unit!K$20/100)/DB!P$3)*(Unit!J106/100)*1000","v":0},{"$f":"(DmYear!$K$7*(Unit!L$20/100)/DB!Q$3)*(Unit!K106/100)*1000","v":0},{"$f":"(DmYear!$K$7*(Unit!M$20/100)/DB!R$3)*(Unit!L106/100)*1000","v":0},{"$f":"(DmYear!$K$7*(Unit!N$20/100)/DB!S$3)*(Unit!M106/100)*1000","v":0},"-",null,13,{"$f":"(DmYear!$K$7*(Unit!C$21/100)/DB!H$4)*(Unit!P106/100)*1000","v":0},{"$f":"(DmYear!$K$7*(Unit!D$21/100)/DB!I$4)*(Unit!Q106/100)*1000","v":0},{"$f":"(DmYear!$K$7*(Unit!E$21/100)/DB!J$4)*(Unit!R106/100)*1000","v":0},{"$f":"(DmYear!$K$7*(Unit!F$21/100)/DB!K$4)*(Unit!S106/100)*1000","v":0},{"$f":"(DmYear!$K$7*(Unit!G$21/100)/DB!L$4)*(Unit!T106/100)*1000","v":0},{"$f":"(DmYear!$K$7*(Unit!H$21/100)/DB!M$4)*(Unit!U106/100)*1000","v":0},{"$f":"(DmYear!$K$7*(Unit!I$21/100)/DB!N$4)*(Unit!V106/100)*1000","v":0},{"$f":"(DmYear!$K$7*(Unit!J$21/100)/DB!O$4)*(Unit!W106/100)*1000","v":0},{"$f":"(DmYear!$K$7*(Unit!K$21/100)/DB!P$4)*(Unit!X106/100)*1000","v":0},{"$f":"(DmYear!$K$7*(Unit!L$21/100)/DB!Q$4)*(Unit!Y106/100)*1000","v":0},{"$f":"(DmYear!$K$7*(Unit!M$21/100)/DB!R$4)*(Unit!Z106/100)*1000","v":0},{"$f":"(DmYear!$K$7*(Unit!N$21/100)/DB!S$4)*(Unit!AA106/100)*1000","v":0},"-",null,13,{"$f":"(DmYear!$K$7*(Unit!C$22/100)/DB!H$5)*(Unit!AD106/100)*1000","v":0},{"$f":"(DmYear!$K$7*(Unit!D$22/100)/DB!I$5)*(Unit!AE106/100)*1000","v":0},{"$f":"(DmYear!$K$7*(Unit!E$22/100)/DB!J$5)*(Unit!AF106/100)*1000","v":0},{"$f":"(DmYear!$K$7*(Unit!F$22/100)/DB!K$5)*(Unit!AG106/100)*1000","v":0},{"$f":"(DmYear!$K$7*(Unit!G$22/100)/DB!L$5)*(Unit!AH106/100)*1000","v":0},{"$f":"(DmYear!$K$7*(Unit!H$22/100)/DB!M$5)*(Unit!AI106/100)*1000","v":0},{"$f":"(DmYear!$K$7*(Unit!I$22/100)/DB!N$5)*(Unit!AJ106/100)*1000","v":0},{"$f":"(DmYear!$K$7*(Unit!J$22/100)/DB!O$5)*(Unit!AK106/100)*1000","v":0},{"$f":"(DmYear!$K$7*(Unit!K$22/100)/DB!P$5)*(Unit!AL106/100)*1000","v":0},{"$f":"(DmYear!$K$7*(Unit!L$22/100)/DB!Q$5)*(Unit!AM106/100)*1000","v":0},{"$f":"(DmYear!$K$7*(Unit!M$22/100)/DB!R$5)*(Unit!AN106/100)*1000","v":0},{"$f":"(DmYear!$K$7*(Unit!N$22/100)/DB!S$5)*(Unit!AO106/100)*1000","v":0},"-",null,null,13,0,0,0,0,0,0,0,0,0,0,0,0,null,null,13,0,0,0,0,0,0,0,0,0,0,0,0,null,null,13,0,0,0,0,0,0,0,0,0,0,0,0,null,null,null,null,13,{"$f":"(DmYear!$K$34*(Unit!C$20/100)/DB!H$3)*(Unit!B106/100)*1000","v":0},{"$f":"(DmYear!$K$34*(Unit!D$20/100)/DB!I$3)*(Unit!C106/100)*1000","v":0},{"$f":"(DmYear!$K$34*(Unit!E$20/100)/DB!J$3)*(Unit!D106/100)*1000","v":0},{"$f":"(DmYear!$K$34*(Unit!F$20/100)/DB!K$3)*(Unit!E106/100)*1000","v":0},{"$f":"(DmYear!$K$34*(Unit!G$20/100)/DB!L$3)*(Unit!F106/100)*1000","v":0},{"$f":"(DmYear!$K$34*(Unit!H$20/100)/DB!M$3)*(Unit!G106/100)*1000","v":0},{"$f":"(DmYear!$K$34*(Unit!I$20/100)/DB!N$3)*(Unit!H106/100)*1000","v":0},{"$f":"(DmYear!$K$34*(Unit!J$20/100)/DB!O$3)*(Unit!I106/100)*1000","v":0},{"$f":"(DmYear!$K$34*(Unit!K$20/100)/DB!P$3)*(Unit!J106/100)*1000","v":0},{"$f":"(DmYear!$K$34*(Unit!L$20/100)/DB!Q$3)*(Unit!K106/100)*1000","v":0},{"$f":"(DmYear!$K$34*(Unit!M$20/100)/DB!R$3)*(Unit!L106/100)*1000","v":0},{"$f":"(DmYear!$K$34*(Unit!N$20/100)/DB!S$3)*(Unit!M106/100)*1000","v":0},"-",null,13,{"$f":"(DmYear!$K$34*(Unit!C$21/100)/DB!H$4)*(Unit!P106/100)*1000","v":0},{"$f":"(DmYear!$K$34*(Unit!D$21/100)/DB!I$4)*(Unit!Q106/100)*1000","v":0},{"$f":"(DmYear!$K$34*(Unit!E$21/100)/DB!J$4)*(Unit!R106/100)*1000","v":0},{"$f":"(DmYear!$K$34*(Unit!F$21/100)/DB!K$4)*(Unit!S106/100)*1000","v":0},{"$f":"(DmYear!$K$34*(Unit!G$21/100)/DB!L$4)*(Unit!T106/100)*1000","v":0},{"$f":"(DmYear!$K$34*(Unit!H$21/100)/DB!M$4)*(Unit!U106/100)*1000","v":0},{"$f":"(DmYear!$K$34*(Unit!I$21/100)/DB!N$4)*(Unit!V106/100)*1000","v":0},{"$f":"(DmYear!$K$34*(Unit!J$21/100)/DB!O$4)*(Unit!W106/100)*1000","v":0},{"$f":"(DmYear!$K$34*(Unit!K$21/100)/DB!P$4)*(Unit!X106/100)*1000","v":0},{"$f":"(DmYear!$K$34*(Unit!L$21/100)/DB!Q$4)*(Unit!Y106/100)*1000","v":0},{"$f":"(DmYear!$K$34*(Unit!M$21/100)/DB!R$4)*(Unit!Z106/100)*1000","v":0},{"$f":"(DmYear!$K$34*(Unit!N$21/100)/DB!S$4)*(Unit!AA106/100)*1000","v":0},"-",null,13,{"$f":"(DmYear!$K$34*(Unit!C$22/100)/DB!H$5)*(Unit!AD106/100)*1000","v":0},{"$f":"(DmYear!$K$34*(Unit!D$22/100)/DB!I$5)*(Unit!AE106/100)*1000","v":0},{"$f":"(DmYear!$K$34*(Unit!E$22/100)/DB!J$5)*(Unit!AF106/100)*1000","v":0},{"$f":"(DmYear!$K$34*(Unit!F$22/100)/DB!K$5)*(Unit!AG106/100)*1000","v":0},{"$f":"(DmYear!$K$34*(Unit!G$22/100)/DB!L$5)*(Unit!AH106/100)*1000","v":0},{"$f":"(DmYear!$K$34*(Unit!H$22/100)/DB!M$5)*(Unit!AI106/100)*1000","v":0},{"$f":"(DmYear!$K$34*(Unit!I$22/100)/DB!N$5)*(Unit!AJ106/100)*1000","v":0},{"$f":"(DmYear!$K$34*(Unit!J$22/100)/DB!O$5)*(Unit!AK106/100)*1000","v":0},{"$f":"(DmYear!$K$34*(Unit!K$22/100)/DB!P$5)*(Unit!AL106/100)*1000","v":0},{"$f":"(DmYear!$K$34*(Unit!L$22/100)/DB!Q$5)*(Unit!AM106/100)*1000","v":0},{"$f":"(DmYear!$K$34*(Unit!M$22/100)/DB!R$5)*(Unit!AN106/100)*1000","v":0},{"$f":"(DmYear!$K$34*(Unit!N$22/100)/DB!S$5)*(Unit!AO106/100)*1000","v":0},"-",null,null,13,0,0,0,0,0,0,0,0,0,0,0,0,null,null,13,0,0,0,0,0,0,0,0,0,0,0,0,null,null,13,0,0,0,0,0,0,0,0,0,0,0,0]
[null,14,{"$f":"(DmYear!$K$7*(Unit!C$20/100)/DB!H$3)*(Unit!B107/100)*1000","v":0},{"$f":"(DmYear!$K$7*(Unit!D$20/100)/DB!I$3)*(Unit!C107/100)*1000","v":0},{"$f":"(DmYear!$K$7*(Unit!E$20/100)/DB!J$3)*(Unit!D107/100)*1000","v":0},{"$f":"(DmYear!$K$7*(Unit!F$20/100)/DB!K$3)*(Unit!E107/100)*1000","v":0},{"$f":"(DmYear!$K$7*(Unit!G$20/100)/DB!L$3)*(Unit!F107/100)*1000","v":0},{"$f":"(DmYear!$K$7*(Unit!H$20/100)/DB!M$3)*(Unit!G107/100)*1000","v":0},{"$f":"(DmYear!$K$7*(Unit!I$20/100)/DB!N$3)*(Unit!H107/100)*1000","v":0},{"$f":"(DmYear!$K$7*(Unit!J$20/100)/DB!O$3)*(Unit!I107/100)*1000","v":0},{"$f":"(DmYear!$K$7*(Unit!K$20/100)/DB!P$3)*(Unit!J107/100)*1000","v":0},{"$f":"(DmYear!$K$7*(Unit!L$20/100)/DB!Q$3)*(Unit!K107/100)*1000","v":0},{"$f":"(DmYear!$K$7*(Unit!M$20/100)/DB!R$3)*(Unit!L107/100)*1000","v":0},{"$f":"(DmYear!$K$7*(Unit!N$20/100)/DB!S$3)*(Unit!M107/100)*1000","v":0},"-",null,14,{"$f":"(DmYear!$K$7*(Unit!C$21/100)/DB!H$4)*(Unit!P107/100)*1000","v":0},{"$f":"(DmYear!$K$7*(Unit!D$21/100)/DB!I$4)*(Unit!Q107/100)*1000","v":0},{"$f":"(DmYear!$K$7*(Unit!E$21/100)/DB!J$4)*(Unit!R107/100)*1000","v":0},{"$f":"(DmYear!$K$7*(Unit!F$21/100)/DB!K$4)*(Unit!S107/100)*1000","v":0},{"$f":"(DmYear!$K$7*(Unit!G$21/100)/DB!L$4)*(Unit!T107/100)*1000","v":0},{"$f":"(DmYear!$K$7*(Unit!H$21/100)/DB!M$4)*(Unit!U107/100)*1000","v":0},{"$f":"(DmYear!$K$7*(Unit!I$21/100)/DB!N$4)*(Unit!V107/100)*1000","v":0},{"$f":"(DmYear!$K$7*(Unit!J$21/100)/DB!O$4)*(Unit!W107/100)*1000","v":0},{"$f":"(DmYear!$K$7*(Unit!K$21/100)/DB!P$4)*(Unit!X107/100)*1000","v":0},{"$f":"(DmYear!$K$7*(Unit!L$21/100)/DB!Q$4)*(Unit!Y107/100)*1000","v":0},{"$f":"(DmYear!$K$7*(Unit!M$21/100)/DB!R$4)*(Unit!Z107/100)*1000","v":0},{"$f":"(DmYear!$K$7*(Unit!N$21/100)/DB!S$4)*(Unit!AA107/100)*1000","v":0},"-",null,14,{"$f":"(DmYear!$K$7*(Unit!C$22/100)/DB!H$5)*(Unit!AD107/100)*1000","v":0},{"$f":"(DmYear!$K$7*(Unit!D$22/100)/DB!I$5)*(Unit!AE107/100)*1000","v":0},{"$f":"(DmYear!$K$7*(Unit!E$22/100)/DB!J$5)*(Unit!AF107/100)*1000","v":0},{"$f":"(DmYear!$K$7*(Unit!F$22/100)/DB!K$5)*(Unit!AG107/100)*1000","v":0},{"$f":"(DmYear!$K$7*(Unit!G$22/100)/DB!L$5)*(Unit!AH107/100)*1000","v":0},{"$f":"(DmYear!$K$7*(Unit!H$22/100)/DB!M$5)*(Unit!AI107/100)*1000","v":0},{"$f":"(DmYear!$K$7*(Unit!I$22/100)/DB!N$5)*(Unit!AJ107/100)*1000","v":0},{"$f":"(DmYear!$K$7*(Unit!J$22/100)/DB!O$5)*(Unit!AK107/100)*1000","v":0},{"$f":"(DmYear!$K$7*(Unit!K$22/100)/DB!P$5)*(Unit!AL107/100)*1000","v":0},{"$f":"(DmYear!$K$7*(Unit!L$22/100)/DB!Q$5)*(Unit!AM107/100)*1000","v":0},{"$f":"(DmYear!$K$7*(Unit!M$22/100)/DB!R$5)*(Unit!AN107/100)*1000","v":0},{"$f":"(DmYear!$K$7*(Unit!N$22/100)/DB!S$5)*(Unit!AO107/100)*1000","v":0},"-",null,null,14,0,0,0,0,0,0,0,0,0,0,0,0,null,null,14,0,0,0,0,0,0,0,0,0,0,0,0,null,null,14,0,0,0,0,0,0,0,0,0,0,0,0,null,null,null,null,14,{"$f":"(DmYear!$K$34*(Unit!C$20/100)/DB!H$3)*(Unit!B107/100)*1000","v":0},{"$f":"(DmYear!$K$34*(Unit!D$20/100)/DB!I$3)*(Unit!C107/100)*1000","v":0},{"$f":"(DmYear!$K$34*(Unit!E$20/100)/DB!J$3)*(Unit!D107/100)*1000","v":0},{"$f":"(DmYear!$K$34*(Unit!F$20/100)/DB!K$3)*(Unit!E107/100)*1000","v":0},{"$f":"(DmYear!$K$34*(Unit!G$20/100)/DB!L$3)*(Unit!F107/100)*1000","v":0},{"$f":"(DmYear!$K$34*(Unit!H$20/100)/DB!M$3)*(Unit!G107/100)*1000","v":0},{"$f":"(DmYear!$K$34*(Unit!I$20/100)/DB!N$3)*(Unit!H107/100)*1000","v":0},{"$f":"(DmYear!$K$34*(Unit!J$20/100)/DB!O$3)*(Unit!I107/100)*1000","v":0},{"$f":"(DmYear!$K$34*(Unit!K$20/100)/DB!P$3)*(Unit!J107/100)*1000","v":0},{"$f":"(DmYear!$K$34*(Unit!L$20/100)/DB!Q$3)*(Unit!K107/100)*1000","v":0},{"$f":"(DmYear!$K$34*(Unit!M$20/100)/DB!R$3)*(Unit!L107/100)*1000","v":0},{"$f":"(DmYear!$K$34*(Unit!N$20/100)/DB!S$3)*(Unit!M107/100)*1000","v":0},"-",null,14,{"$f":"(DmYear!$K$34*(Unit!C$21/100)/DB!H$4)*(Unit!P107/100)*1000","v":0},{"$f":"(DmYear!$K$34*(Unit!D$21/100)/DB!I$4)*(Unit!Q107/100)*1000","v":0},{"$f":"(DmYear!$K$34*(Unit!E$21/100)/DB!J$4)*(Unit!R107/100)*1000","v":0},{"$f":"(DmYear!$K$34*(Unit!F$21/100)/DB!K$4)*(Unit!S107/100)*1000","v":0},{"$f":"(DmYear!$K$34*(Unit!G$21/100)/DB!L$4)*(Unit!T107/100)*1000","v":0},{"$f":"(DmYear!$K$34*(Unit!H$21/100)/DB!M$4)*(Unit!U107/100)*1000","v":0},{"$f":"(DmYear!$K$34*(Unit!I$21/100)/DB!N$4)*(Unit!V107/100)*1000","v":0},{"$f":"(DmYear!$K$34*(Unit!J$21/100)/DB!O$4)*(Unit!W107/100)*1000","v":0},{"$f":"(DmYear!$K$34*(Unit!K$21/100)/DB!P$4)*(Unit!X107/100)*1000","v":0},{"$f":"(DmYear!$K$34*(Unit!L$21/100)/DB!Q$4)*(Unit!Y107/100)*1000","v":0},{"$f":"(DmYear!$K$34*(Unit!M$21/100)/DB!R$4)*(Unit!Z107/100)*1000","v":0},{"$f":"(DmYear!$K$34*(Unit!N$21/100)/DB!S$4)*(Unit!AA107/100)*1000","v":0},"-",null,14,{"$f":"(DmYear!$K$34*(Unit!C$22/100)/DB!H$5)*(Unit!AD107/100)*1000","v":0},{"$f":"(DmYear!$K$34*(Unit!D$22/100)/DB!I$5)*(Unit!AE107/100)*1000","v":0},{"$f":"(DmYear!$K$34*(Unit!E$22/100)/DB!J$5)*(Unit!AF107/100)*1000","v":0},{"$f":"(DmYear!$K$34*(Unit!F$22/100)/DB!K$5)*(Unit!AG107/100)*1000","v":0},{"$f":"(DmYear!$K$34*(Unit!G$22/100)/DB!L$5)*(Unit!AH107/100)*1000","v":0},{"$f":"(DmYear!$K$34*(Unit!H$22/100)/DB!M$5)*(Unit!AI107/100)*1000","v":0},{"$f":"(DmYear!$K$34*(Unit!I$22/100)/DB!N$5)*(Unit!AJ107/100)*1000","v":0},{"$f":"(DmYear!$K$34*(Unit!J$22/100)/DB!O$5)*(Unit!AK107/100)*1000","v":0},{"$f":"(DmYear!$K$34*(Unit!K$22/100)/DB!P$5)*(Unit!AL107/100)*1000","v":0},{"$f":"(DmYear!$K$34*(Unit!L$22/100)/DB!Q$5)*(Unit!AM107/100)*1000","v":0},{"$f":"(DmYear!$K$34*(Unit!M$22/100)/DB!R$5)*(Unit!AN107/100)*1000","v":0},{"$f":"(DmYear!$K$34*(Unit!N$22/100)/DB!S$5)*(Unit!AO107/100)*1000","v":0},"-",null,null,14,0,0,0,0,0,0,0,0,0,0,0,0,null,null,14,0,0,0,0,0,0,0,0,0,0,0,0,null,null,14,0,0,0,0,0,0,0,0,0,0,0,0]
[null,15,{"$f":"(DmYear!$K$7*(Unit!C$20/100)/DB!H$3)*(Unit!B108/100)*1000","v":0},{"$f":"(DmYear!$K$7*(Unit!D$20/100)/DB!I$3)*(Unit!C108/100)*1000","v":0},{"$f":"(DmYear!$K$7*(Unit!E$20/100)/DB!J$3)*(Unit!D108/100)*1000","v":0},{"$f":"(DmYear!$K$7*(Unit!F$20/100)/DB!K$3)*(Unit!E108/100)*1000","v":0},{"$f":"(DmYear!$K$7*(Unit!G$20/100)/DB!L$3)*(Unit!F108/100)*1000","v":0},{"$f":"(DmYear!$K$7*(Unit!H$20/100)/DB!M$3)*(Unit!G108/100)*1000","v":0},{"$f":"(DmYear!$K$7*(Unit!I$20/100)/DB!N$3)*(Unit!H108/100)*1000","v":0},{"$f":"(DmYear!$K$7*(Unit!J$20/100)/DB!O$3)*(Unit!I108/100)*1000","v":0},{"$f":"(DmYear!$K$7*(Unit!K$20/100)/DB!P$3)*(Unit!J108/100)*1000","v":0},{"$f":"(DmYear!$K$7*(Unit!L$20/100)/DB!Q$3)*(Unit!K108/100)*1000","v":0},{"$f":"(DmYear!$K$7*(Unit!M$20/100)/DB!R$3)*(Unit!L108/100)*1000","v":0},{"$f":"(DmYear!$K$7*(Unit!N$20/100)/DB!S$3)*(Unit!M108/100)*1000","v":0},"-",null,15,{"$f":"(DmYear!$K$7*(Unit!C$21/100)/DB!H$4)*(Unit!P108/100)*1000","v":0},{"$f":"(DmYear!$K$7*(Unit!D$21/100)/DB!I$4)*(Unit!Q108/100)*1000","v":0},{"$f":"(DmYear!$K$7*(Unit!E$21/100)/DB!J$4)*(Unit!R108/100)*1000","v":0},{"$f":"(DmYear!$K$7*(Unit!F$21/100)/DB!K$4)*(Unit!S108/100)*1000","v":0},{"$f":"(DmYear!$K$7*(Unit!G$21/100)/DB!L$4)*(Unit!T108/100)*1000","v":0},{"$f":"(DmYear!$K$7*(Unit!H$21/100)/DB!M$4)*(Unit!U108/100)*1000","v":0},{"$f":"(DmYear!$K$7*(Unit!I$21/100)/DB!N$4)*(Unit!V108/100)*1000","v":0},{"$f":"(DmYear!$K$7*(Unit!J$21/100)/DB!O$4)*(Unit!W108/100)*1000","v":0},{"$f":"(DmYear!$K$7*(Unit!K$21/100)/DB!P$4)*(Unit!X108/100)*1000","v":0},{"$f":"(DmYear!$K$7*(Unit!L$21/100)/DB!Q$4)*(Unit!Y108/100)*1000","v":0},{"$f":"(DmYear!$K$7*(Unit!M$21/100)/DB!R$4)*(Unit!Z108/100)*1000","v":0},{"$f":"(DmYear!$K$7*(Unit!N$21/100)/DB!S$4)*(Unit!AA108/100)*1000","v":0},"-",null,15,{"$f":"(DmYear!$K$7*(Unit!C$22/100)/DB!H$5)*(Unit!AD108/100)*1000","v":0},{"$f":"(DmYear!$K$7*(Unit!D$22/100)/DB!I$5)*(Unit!AE108/100)*1000","v":0},{"$f":"(DmYear!$K$7*(Unit!E$22/100)/DB!J$5)*(Unit!AF108/100)*1000","v":0},{"$f":"(DmYear!$K$7*(Unit!F$22/100)/DB!K$5)*(Unit!AG108/100)*1000","v":0},{"$f":"(DmYear!$K$7*(Unit!G$22/100)/DB!L$5)*(Unit!AH108/100)*1000","v":0},{"$f":"(DmYear!$K$7*(Unit!H$22/100)/DB!M$5)*(Unit!AI108/100)*1000","v":0},{"$f":"(DmYear!$K$7*(Unit!I$22/100)/DB!N$5)*(Unit!AJ108/100)*1000","v":0},{"$f":"(DmYear!$K$7*(Unit!J$22/100)/DB!O$5)*(Unit!AK108/100)*1000","v":0},{"$f":"(DmYear!$K$7*(Unit!K$22/100)/DB!P$5)*(Unit!AL108/100)*1000","v":0},{"$f":"(DmYear!$K$7*(Unit!L$22/100)/DB!Q$5)*(Unit!AM108/100)*1000","v":0},{"$f":"(DmYear!$K$7*(Unit!M$22/100)/DB!R$5)*(Unit!AN108/100)*1000","v":0},{"$f":"(DmYear!$K$7*(Unit!N$22/100)/DB!S$5)*(Unit!AO108/100)*1000","v":0},"-",null,null,15,0,0,0,0,0,0,0,0,0,0,0,0,null,null,15,0,0,0,0,0,0,0,0,0,0,0,0,null,null,15,0,0,0,0,0,0,0,0,0,0,0,0,null,null,null,null,15,{"$f":"(DmYear!$K$34*(Unit!C$20/100)/DB!H$3)*(Unit!B108/100)*1000","v":0},{"$f":"(DmYear!$K$34*(Unit!D$20/100)/DB!I$3)*(Unit!C108/100)*1000","v":0},{"$f":"(DmYear!$K$34*(Unit!E$20/100)/DB!J$3)*(Unit!D108/100)*1000","v":0},{"$f":"(DmYear!$K$34*(Unit!F$20/100)/DB!K$3)*(Unit!E108/100)*1000","v":0},{"$f":"(DmYear!$K$34*(Unit!G$20/100)/DB!L$3)*(Unit!F108/100)*1000","v":0},{"$f":"(DmYear!$K$34*(Unit!H$20/100)/DB!M$3)*(Unit!G108/100)*1000","v":0},{"$f":"(DmYear!$K$34*(Unit!I$20/100)/DB!N$3)*(Unit!H108/100)*1000","v":0},{"$f":"(DmYear!$K$34*(Unit!J$20/100)/DB!O$3)*(Unit!I108/100)*1000","v":0},{"$f":"(DmYear!$K$34*(Unit!K$20/100)/DB!P$3)*(Unit!J108/100)*1000","v":0},{"$f":"(DmYear!$K$34*(Unit!L$20/100)/DB!Q$3)*(Unit!K108/100)*1000","v":0},{"$f":"(DmYear!$K$34*(Unit!M$20/100)/DB!R$3)*(Unit!L108/100)*1000","v":0},{"$f":"(DmYear!$K$34*(Unit!N$20/100)/DB!S$3)*(Unit!M108/100)*1000","v":0},"-",null,15,{"$f":"(DmYear!$K$34*(Unit!C$21/100)/DB!H$4)*(Unit!P108/100)*1000","v":0},{"$f":"(DmYear!$K$34*(Unit!D$21/100)/DB!I$4)*(Unit!Q108/100)*1000","v":0},{"$f":"(DmYear!$K$34*(Unit!E$21/100)/DB!J$4)*(Unit!R108/100)*1000","v":0},{"$f":"(DmYear!$K$34*(Unit!F$21/100)/DB!K$4)*(Unit!S108/100)*1000","v":0},{"$f":"(DmYear!$K$34*(Unit!G$21/100)/DB!L$4)*(Unit!T108/100)*1000","v":0},{"$f":"(DmYear!$K$34*(Unit!H$21/100)/DB!M$4)*(Unit!U108/100)*1000","v":0},{"$f":"(DmYear!$K$34*(Unit!I$21/100)/DB!N$4)*(Unit!V108/100)*1000","v":0},{"$f":"(DmYear!$K$34*(Unit!J$21/100)/DB!O$4)*(Unit!W108/100)*1000","v":0},{"$f":"(DmYear!$K$34*(Unit!K$21/100)/DB!P$4)*(Unit!X108/100)*1000","v":0},{"$f":"(DmYear!$K$34*(Unit!L$21/100)/DB!Q$4)*(Unit!Y108/100)*1000","v":0},{"$f":"(DmYear!$K$34*(Unit!M$21/100)/DB!R$4)*(Unit!Z108/100)*1000","v":0},{"$f":"(DmYear!$K$34*(Unit!N$21/100)/DB!S$4)*(Unit!AA108/100)*1000","v":0},"-",null,15,{"$f":"(DmYear!$K$34*(Unit!C$22/100)/DB!H$5)*(Unit!AD108/100)*1000","v":0},{"$f":"(DmYear!$K$34*(Unit!D$22/100)/DB!I$5)*(Unit!AE108/100)*1000","v":0},{"$f":"(DmYear!$K$34*(Unit!E$22/100)/DB!J$5)*(Unit!AF108/100)*1000","v":0},{"$f":"(DmYear!$K$34*(Unit!F$22/100)/DB!K$5)*(Unit!AG108/100)*1000","v":0},{"$f":"(DmYear!$K$34*(Unit!G$22/100)/DB!L$5)*(Unit!AH108/100)*1000","v":0},{"$f":"(DmYear!$K$34*(Unit!H$22/100)/DB!M$5)*(Unit!AI108/100)*1000","v":0},{"$f":"(DmYear!$K$34*(Unit!I$22/100)/DB!N$5)*(Unit!AJ108/100)*1000","v":0},{"$f":"(DmYear!$K$34*(Unit!J$22/100)/DB!O$5)*(Unit!AK108/100)*1000","v":0},{"$f":"(DmYear!$K$34*(Unit!K$22/100)/DB!P$5)*(Unit!AL108/100)*1000","v":0},{"$f":"(DmYear!$K$34*(Unit!L$22/100)/DB!Q$5)*(Unit!AM108/100)*1000","v":0},{"$f":"(DmYear!$K$34*(Unit!M$22/100)/DB!R$5)*(Unit!AN108/100)*1000","v":0},{"$f":"(DmYear!$K$34*(Unit!N$22/100)/DB!S$5)*(Unit!AO108/100)*1000","v":0},"-",null,null,15,0,0,0,0,0,0,0,0,0,0,0,0,null,null,15,0,0,0,0,0,0,0,0,0,0,0,0,null,null,15,0,0,0,0,0,0,0,0,0,0,0,0]
[null,16,{"$f":"(DmYear!$K$7*(Unit!C$20/100)/DB!H$3)*(Unit!B109/100)*1000","v":0},{"$f":"(DmYear!$K$7*(Unit!D$20/100)/DB!I$3)*(Unit!C109/100)*1000","v":0},{"$f":"(DmYear!$K$7*(Unit!E$20/100)/DB!J$3)*(Unit!D109/100)*1000","v":0},{"$f":"(DmYear!$K$7*(Unit!F$20/100)/DB!K$3)*(Unit!E109/100)*1000","v":0},{"$f":"(DmYear!$K$7*(Unit!G$20/100)/DB!L$3)*(Unit!F109/100)*1000","v":0},{"$f":"(DmYear!$K$7*(Unit!H$20/100)/DB!M$3)*(Unit!G109/100)*1000","v":0},{"$f":"(DmYear!$K$7*(Unit!I$20/100)/DB!N$3)*(Unit!H109/100)*1000","v":0},{"$f":"(DmYear!$K$7*(Unit!J$20/100)/DB!O$3)*(Unit!I109/100)*1000","v":0},{"$f":"(DmYear!$K$7*(Unit!K$20/100)/DB!P$3)*(Unit!J109/100)*1000","v":0},{"$f":"(DmYear!$K$7*(Unit!L$20/100)/DB!Q$3)*(Unit!K109/100)*1000","v":0},{"$f":"(DmYear!$K$7*(Unit!M$20/100)/DB!R$3)*(Unit!L109/100)*1000","v":0},{"$f":"(DmYear!$K$7*(Unit!N$20/100)/DB!S$3)*(Unit!M109/100)*1000","v":0},"-",null,16,{"$f":"(DmYear!$K$7*(Unit!C$21/100)/DB!H$4)*(Unit!P109/100)*1000","v":0},{"$f":"(DmYear!$K$7*(Unit!D$21/100)/DB!I$4)*(Unit!Q109/100)*1000","v":0},{"$f":"(DmYear!$K$7*(Unit!E$21/100)/DB!J$4)*(Unit!R109/100)*1000","v":0},{"$f":"(DmYear!$K$7*(Unit!F$21/100)/DB!K$4)*(Unit!S109/100)*1000","v":0},{"$f":"(DmYear!$K$7*(Unit!G$21/100)/DB!L$4)*(Unit!T109/100)*1000","v":0},{"$f":"(DmYear!$K$7*(Unit!H$21/100)/DB!M$4)*(Unit!U109/100)*1000","v":0},{"$f":"(DmYear!$K$7*(Unit!I$21/100)/DB!N$4)*(Unit!V109/100)*1000","v":0},{"$f":"(DmYear!$K$7*(Unit!J$21/100)/DB!O$4)*(Unit!W109/100)*1000","v":0},{"$f":"(DmYear!$K$7*(Unit!K$21/100)/DB!P$4)*(Unit!X109/100)*1000","v":0},{"$f":"(DmYear!$K$7*(Unit!L$21/100)/DB!Q$4)*(Unit!Y109/100)*1000","v":0},{"$f":"(DmYear!$K$7*(Unit!M$21/100)/DB!R$4)*(Unit!Z109/100)*1000","v":0},{"$f":"(DmYear!$K$7*(Unit!N$21/100)/DB!S$4)*(Unit!AA109/100)*1000","v":0},"-",null,16,{"$f":"(DmYear!$K$7*(Unit!C$22/100)/DB!H$5)*(Unit!AD109/100)*1000","v":0},{"$f":"(DmYear!$K$7*(Unit!D$22/100)/DB!I$5)*(Unit!AE109/100)*1000","v":0},{"$f":"(DmYear!$K$7*(Unit!E$22/100)/DB!J$5)*(Unit!AF109/100)*1000","v":0},{"$f":"(DmYear!$K$7*(Unit!F$22/100)/DB!K$5)*(Unit!AG109/100)*1000","v":0},{"$f":"(DmYear!$K$7*(Unit!G$22/100)/DB!L$5)*(Unit!AH109/100)*1000","v":0},{"$f":"(DmYear!$K$7*(Unit!H$22/100)/DB!M$5)*(Unit!AI109/100)*1000","v":0},{"$f":"(DmYear!$K$7*(Unit!I$22/100)/DB!N$5)*(Unit!AJ109/100)*1000","v":0},{"$f":"(DmYear!$K$7*(Unit!J$22/100)/DB!O$5)*(Unit!AK109/100)*1000","v":0},{"$f":"(DmYear!$K$7*(Unit!K$22/100)/DB!P$5)*(Unit!AL109/100)*1000","v":0},{"$f":"(DmYear!$K$7*(Unit!L$22/100)/DB!Q$5)*(Unit!AM109/100)*1000","v":0},{"$f":"(DmYear!$K$7*(Unit!M$22/100)/DB!R$5)*(Unit!AN109/100)*1000","v":0},{"$f":"(DmYear!$K$7*(Unit!N$22/100)/DB!S$5)*(Unit!AO109/100)*1000","v":0},"-",null,null,16,0,0,0,0,0,0,0,0,0,0,0,0,null,null,16,0,0,0,0,0,0,0,0,0,0,0,0,null,null,16,0,0,0,0,0,0,0,0,0,0,0,0,null,null,null,null,16,{"$f":"(DmYear!$K$34*(Unit!C$20/100)/DB!H$3)*(Unit!B109/100)*1000","v":0},{"$f":"(DmYear!$K$34*(Unit!D$20/100)/DB!I$3)*(Unit!C109/100)*1000","v":0},{"$f":"(DmYear!$K$34*(Unit!E$20/100)/DB!J$3)*(Unit!D109/100)*1000","v":0},{"$f":"(DmYear!$K$34*(Unit!F$20/100)/DB!K$3)*(Unit!E109/100)*1000","v":0},{"$f":"(DmYear!$K$34*(Unit!G$20/100)/DB!L$3)*(Unit!F109/100)*1000","v":0},{"$f":"(DmYear!$K$34*(Unit!H$20/100)/DB!M$3)*(Unit!G109/100)*1000","v":0},{"$f":"(DmYear!$K$34*(Unit!I$20/100)/DB!N$3)*(Unit!H109/100)*1000","v":0},{"$f":"(DmYear!$K$34*(Unit!J$20/100)/DB!O$3)*(Unit!I109/100)*1000","v":0},{"$f":"(DmYear!$K$34*(Unit!K$20/100)/DB!P$3)*(Unit!J109/100)*1000","v":0},{"$f":"(DmYear!$K$34*(Unit!L$20/100)/DB!Q$3)*(Unit!K109/100)*1000","v":0},{"$f":"(DmYear!$K$34*(Unit!M$20/100)/DB!R$3)*(Unit!L109/100)*1000","v":0},{"$f":"(DmYear!$K$34*(Unit!N$20/100)/DB!S$3)*(Unit!M109/100)*1000","v":0},"-",null,16,{"$f":"(DmYear!$K$34*(Unit!C$21/100)/DB!H$4)*(Unit!P109/100)*1000","v":0},{"$f":"(DmYear!$K$34*(Unit!D$21/100)/DB!I$4)*(Unit!Q109/100)*1000","v":0},{"$f":"(DmYear!$K$34*(Unit!E$21/100)/DB!J$4)*(Unit!R109/100)*1000","v":0},{"$f":"(DmYear!$K$34*(Unit!F$21/100)/DB!K$4)*(Unit!S109/100)*1000","v":0},{"$f":"(DmYear!$K$34*(Unit!G$21/100)/DB!L$4)*(Unit!T109/100)*1000","v":0},{"$f":"(DmYear!$K$34*(Unit!H$21/100)/DB!M$4)*(Unit!U109/100)*1000","v":0},{"$f":"(DmYear!$K$34*(Unit!I$21/100)/DB!N$4)*(Unit!V109/100)*1000","v":0},{"$f":"(DmYear!$K$34*(Unit!J$21/100)/DB!O$4)*(Unit!W109/100)*1000","v":0},{"$f":"(DmYear!$K$34*(Unit!K$21/100)/DB!P$4)*(Unit!X109/100)*1000","v":0},{"$f":"(DmYear!$K$34*(Unit!L$21/100)/DB!Q$4)*(Unit!Y109/100)*1000","v":0},{"$f":"(DmYear!$K$34*(Unit!M$21/100)/DB!R$4)*(Unit!Z109/100)*1000","v":0},{"$f":"(DmYear!$K$34*(Unit!N$21/100)/DB!S$4)*(Unit!AA109/100)*1000","v":0},"-",null,16,{"$f":"(DmYear!$K$34*(Unit!C$22/100)/DB!H$5)*(Unit!AD109/100)*1000","v":0},{"$f":"(DmYear!$K$34*(Unit!D$22/100)/DB!I$5)*(Unit!AE109/100)*1000","v":0},{"$f":"(DmYear!$K$34*(Unit!E$22/100)/DB!J$5)*(Unit!AF109/100)*1000","v":0},{"$f":"(DmYear!$K$34*(Unit!F$22/100)/DB!K$5)*(Unit!AG109/100)*1000","v":0},{"$f":"(DmYear!$K$34*(Unit!G$22/100)/DB!L$5)*(Unit!AH109/100)*1000","v":0},{"$f":"(DmYear!$K$34*(Unit!H$22/100)/DB!M$5)*(Unit!AI109/100)*1000","v":0},{"$f":"(DmYear!$K$34*(Unit!I$22/100)/DB!N$5)*(Unit!AJ109/100)*1000","v":0},{"$f":"(DmYear!$K$34*(Unit!J$22/100)/DB!O$5)*(Unit!AK109/100)*1000","v":0},{"$f":"(DmYear!$K$34*(Unit!K$22/100)/DB!P$5)*(Unit!AL109/100)*1000","v":0},{"$f":"(DmYear!$K$34*(Unit!L$22/100)/DB!Q$5)*(Unit!AM109/100)*1000","v":0},{"$f":"(DmYear!$K$34*(Unit!M$22/100)/DB!R$5)*(Unit!AN109/100)*1000","v":0},{"$f":"(DmYear!$K$34*(Unit!N$22/100)/DB!S$5)*(Unit!AO109/100)*1000","v":0},"-",null,null,16,0,0,0,0,0,0,0,0,0,0,0,0,null,null,16,0,0,0,0,0,0,0,0,0,0,0,0,null,null,16,0,0,0,0,0,0,0,0,0,0,0,0]
[null,17,{"$f":"(DmYear!$K$7*(Unit!C$20/100)/DB!H$3)*(Unit!B110/100)*1000","v":0},{"$f":"(DmYear!$K$7*(Unit!D$20/100)/DB!I$3)*(Unit!C110/100)*1000","v":0},{"$f":"(DmYear!$K$7*(Unit!E$20/100)/DB!J$3)*(Unit!D110/100)*1000","v":0},{"$f":"(DmYear!$K$7*(Unit!F$20/100)/DB!K$3)*(Unit!E110/100)*1000","v":0},{"$f":"(DmYear!$K$7*(Unit!G$20/100)/DB!L$3)*(Unit!F110/100)*1000","v":0},{"$f":"(DmYear!$K$7*(Unit!H$20/100)/DB!M$3)*(Unit!G110/100)*1000","v":0},{"$f":"(DmYear!$K$7*(Unit!I$20/100)/DB!N$3)*(Unit!H110/100)*1000","v":0},{"$f":"(DmYear!$K$7*(Unit!J$20/100)/DB!O$3)*(Unit!I110/100)*1000","v":0},{"$f":"(DmYear!$K$7*(Unit!K$20/100)/DB!P$3)*(Unit!J110/100)*1000","v":0},{"$f":"(DmYear!$K$7*(Unit!L$20/100)/DB!Q$3)*(Unit!K110/100)*1000","v":0},{"$f":"(DmYear!$K$7*(Unit!M$20/100)/DB!R$3)*(Unit!L110/100)*1000","v":0},{"$f":"(DmYear!$K$7*(Unit!N$20/100)/DB!S$3)*(Unit!M110/100)*1000","v":0},"-",null,17,{"$f":"(DmYear!$K$7*(Unit!C$21/100)/DB!H$4)*(Unit!P110/100)*1000","v":0},{"$f":"(DmYear!$K$7*(Unit!D$21/100)/DB!I$4)*(Unit!Q110/100)*1000","v":0},{"$f":"(DmYear!$K$7*(Unit!E$21/100)/DB!J$4)*(Unit!R110/100)*1000","v":0},{"$f":"(DmYear!$K$7*(Unit!F$21/100)/DB!K$4)*(Unit!S110/100)*1000","v":0},{"$f":"(DmYear!$K$7*(Unit!G$21/100)/DB!L$4)*(Unit!T110/100)*1000","v":0},{"$f":"(DmYear!$K$7*(Unit!H$21/100)/DB!M$4)*(Unit!U110/100)*1000","v":0},{"$f":"(DmYear!$K$7*(Unit!I$21/100)/DB!N$4)*(Unit!V110/100)*1000","v":0},{"$f":"(DmYear!$K$7*(Unit!J$21/100)/DB!O$4)*(Unit!W110/100)*1000","v":0},{"$f":"(DmYear!$K$7*(Unit!K$21/100)/DB!P$4)*(Unit!X110/100)*1000","v":0},{"$f":"(DmYear!$K$7*(Unit!L$21/100)/DB!Q$4)*(Unit!Y110/100)*1000","v":0},{"$f":"(DmYear!$K$7*(Unit!M$21/100)/DB!R$4)*(Unit!Z110/100)*1000","v":0},{"$f":"(DmYear!$K$7*(Unit!N$21/100)/DB!S$4)*(Unit!AA110/100)*1000","v":0},"-",null,17,{"$f":"(DmYear!$K$7*(Unit!C$22/100)/DB!H$5)*(Unit!AD110/100)*1000","v":0},{"$f":"(DmYear!$K$7*(Unit!D$22/100)/DB!I$5)*(Unit!AE110/100)*1000","v":0},{"$f":"(DmYear!$K$7*(Unit!E$22/100)/DB!J$5)*(Unit!AF110/100)*1000","v":0},{"$f":"(DmYear!$K$7*(Unit!F$22/100)/DB!K$5)*(Unit!AG110/100)*1000","v":0},{"$f":"(DmYear!$K$7*(Unit!G$22/100)/DB!L$5)*(Unit!AH110/100)*1000","v":0},{"$f":"(DmYear!$K$7*(Unit!H$22/100)/DB!M$5)*(Unit!AI110/100)*1000","v":0},{"$f":"(DmYear!$K$7*(Unit!I$22/100)/DB!N$5)*(Unit!AJ110/100)*1000","v":0},{"$f":"(DmYear!$K$7*(Unit!J$22/100)/DB!O$5)*(Unit!AK110/100)*1000","v":0},{"$f":"(DmYear!$K$7*(Unit!K$22/100)/DB!P$5)*(Unit!AL110/100)*1000","v":0},{"$f":"(DmYear!$K$7*(Unit!L$22/100)/DB!Q$5)*(Unit!AM110/100)*1000","v":0},{"$f":"(DmYear!$K$7*(Unit!M$22/100)/DB!R$5)*(Unit!AN110/100)*1000","v":0},{"$f":"(DmYear!$K$7*(Unit!N$22/100)/DB!S$5)*(Unit!AO110/100)*1000","v":0},"-",null,null,17,0,0,0,0,0,0,0,0,0,0,0,0,null,null,17,0,0,0,0,0,0,0,0,0,0,0,0,null,null,17,0,0,0,0,0,0,0,0,0,0,0,0,null,null,null,null,17,{"$f":"(DmYear!$K$34*(Unit!C$20/100)/DB!H$3)*(Unit!B110/100)*1000","v":0},{"$f":"(DmYear!$K$34*(Unit!D$20/100)/DB!I$3)*(Unit!C110/100)*1000","v":0},{"$f":"(DmYear!$K$34*(Unit!E$20/100)/DB!J$3)*(Unit!D110/100)*1000","v":0},{"$f":"(DmYear!$K$34*(Unit!F$20/100)/DB!K$3)*(Unit!E110/100)*1000","v":0},{"$f":"(DmYear!$K$34*(Unit!G$20/100)/DB!L$3)*(Unit!F110/100)*1000","v":0},{"$f":"(DmYear!$K$34*(Unit!H$20/100)/DB!M$3)*(Unit!G110/100)*1000","v":0},{"$f":"(DmYear!$K$34*(Unit!I$20/100)/DB!N$3)*(Unit!H110/100)*1000","v":0},{"$f":"(DmYear!$K$34*(Unit!J$20/100)/DB!O$3)*(Unit!I110/100)*1000","v":0},{"$f":"(DmYear!$K$34*(Unit!K$20/100)/DB!P$3)*(Unit!J110/100)*1000","v":0},{"$f":"(DmYear!$K$34*(Unit!L$20/100)/DB!Q$3)*(Unit!K110/100)*1000","v":0},{"$f":"(DmYear!$K$34*(Unit!M$20/100)/DB!R$3)*(Unit!L110/100)*1000","v":0},{"$f":"(DmYear!$K$34*(Unit!N$20/100)/DB!S$3)*(Unit!M110/100)*1000","v":0},"-",null,17,{"$f":"(DmYear!$K$34*(Unit!C$21/100)/DB!H$4)*(Unit!P110/100)*1000","v":0},{"$f":"(DmYear!$K$34*(Unit!D$21/100)/DB!I$4)*(Unit!Q110/100)*1000","v":0},{"$f":"(DmYear!$K$34*(Unit!E$21/100)/DB!J$4)*(Unit!R110/100)*1000","v":0},{"$f":"(DmYear!$K$34*(Unit!F$21/100)/DB!K$4)*(Unit!S110/100)*1000","v":0},{"$f":"(DmYear!$K$34*(Unit!G$21/100)/DB!L$4)*(Unit!T110/100)*1000","v":0},{"$f":"(DmYear!$K$34*(Unit!H$21/100)/DB!M$4)*(Unit!U110/100)*1000","v":0},{"$f":"(DmYear!$K$34*(Unit!I$21/100)/DB!N$4)*(Unit!V110/100)*1000","v":0},{"$f":"(DmYear!$K$34*(Unit!J$21/100)/DB!O$4)*(Unit!W110/100)*1000","v":0},{"$f":"(DmYear!$K$34*(Unit!K$21/100)/DB!P$4)*(Unit!X110/100)*1000","v":0},{"$f":"(DmYear!$K$34*(Unit!L$21/100)/DB!Q$4)*(Unit!Y110/100)*1000","v":0},{"$f":"(DmYear!$K$34*(Unit!M$21/100)/DB!R$4)*(Unit!Z110/100)*1000","v":0},{"$f":"(DmYear!$K$34*(Unit!N$21/100)/DB!S$4)*(Unit!AA110/100)*1000","v":0},"-",null,17,{"$f":"(DmYear!$K$34*(Unit!C$22/100)/DB!H$5)*(Unit!AD110/100)*1000","v":0},{"$f":"(DmYear!$K$34*(Unit!D$22/100)/DB!I$5)*(Unit!AE110/100)*1000","v":0},{"$f":"(DmYear!$K$34*(Unit!E$22/100)/DB!J$5)*(Unit!AF110/100)*1000","v":0},{"$f":"(DmYear!$K$34*(Unit!F$22/100)/DB!K$5)*(Unit!AG110/100)*1000","v":0},{"$f":"(DmYear!$K$34*(Unit!G$22/100)/DB!L$5)*(Unit!AH110/100)*1000","v":0},{"$f":"(DmYear!$K$34*(Unit!H$22/100)/DB!M$5)*(Unit!AI110/100)*1000","v":0},{"$f":"(DmYear!$K$34*(Unit!I$22/100)/DB!N$5)*(Unit!AJ110/100)*1000","v":0},{"$f":"(DmYear!$K$34*(Unit!J$22/100)/DB!O$5)*(Unit!AK110/100)*1000","v":0},{"$f":"(DmYear!$K$34*(Unit!K$22/100)/DB!P$5)*(Unit!AL110/100)*1000","v":0},{"$f":"(DmYear!$K$34*(Unit!L$22/100)/DB!Q$5)*(Unit!AM110/100)*1000","v":0},{"$f":"(DmYear!$K$34*(Unit!M$22/100)/DB!R$5)*(Unit!AN110/100)*1000","v":0},{"$f":"(DmYear!$K$34*(Unit!N$22/100)/DB!S$5)*(Unit!AO110/100)*1000","v":0},"-",null,null,17,0,0,0,0,0,0,0,0,0,0,0,0,null,null,17,0,0,0,0,0,0,0,0,0,0,0,0,null,null,17,0,0,0,0,0,0,0,0,0,0,0,0]
[null,18,{"$f":"(DmYear!$K$7*(Unit!C$20/100)/DB!H$3)*(Unit!B111/100)*1000","v":0},{"$f":"(DmYear!$K$7*(Unit!D$20/100)/DB!I$3)*(Unit!C111/100)*1000","v":0},{"$f":"(DmYear!$K$7*(Unit!E$20/100)/DB!J$3)*(Unit!D111/100)*1000","v":0},{"$f":"(DmYear!$K$7*(Unit!F$20/100)/DB!K$3)*(Unit!E111/100)*1000","v":0},{"$f":"(DmYear!$K$7*(Unit!G$20/100)/DB!L$3)*(Unit!F111/100)*1000","v":0},{"$f":"(DmYear!$K$7*(Unit!H$20/100)/DB!M$3)*(Unit!G111/100)*1000","v":0},{"$f":"(DmYear!$K$7*(Unit!I$20/100)/DB!N$3)*(Unit!H111/100)*1000","v":0},{"$f":"(DmYear!$K$7*(Unit!J$20/100)/DB!O$3)*(Unit!I111/100)*1000","v":0},{"$f":"(DmYear!$K$7*(Unit!K$20/100)/DB!P$3)*(Unit!J111/100)*1000","v":0},{"$f":"(DmYear!$K$7*(Unit!L$20/100)/DB!Q$3)*(Unit!K111/100)*1000","v":0},{"$f":"(DmYear!$K$7*(Unit!M$20/100)/DB!R$3)*(Unit!L111/100)*1000","v":0},{"$f":"(DmYear!$K$7*(Unit!N$20/100)/DB!S$3)*(Unit!M111/100)*1000","v":0},"-",null,18,{"$f":"(DmYear!$K$7*(Unit!C$21/100)/DB!H$4)*(Unit!P111/100)*1000","v":0},{"$f":"(DmYear!$K$7*(Unit!D$21/100)/DB!I$4)*(Unit!Q111/100)*1000","v":0},{"$f":"(DmYear!$K$7*(Unit!E$21/100)/DB!J$4)*(Unit!R111/100)*1000","v":0},{"$f":"(DmYear!$K$7*(Unit!F$21/100)/DB!K$4)*(Unit!S111/100)*1000","v":0},{"$f":"(DmYear!$K$7*(Unit!G$21/100)/DB!L$4)*(Unit!T111/100)*1000","v":0},{"$f":"(DmYear!$K$7*(Unit!H$21/100)/DB!M$4)*(Unit!U111/100)*1000","v":0},{"$f":"(DmYear!$K$7*(Unit!I$21/100)/DB!N$4)*(Unit!V111/100)*1000","v":0},{"$f":"(DmYear!$K$7*(Unit!J$21/100)/DB!O$4)*(Unit!W111/100)*1000","v":0},{"$f":"(DmYear!$K$7*(Unit!K$21/100)/DB!P$4)*(Unit!X111/100)*1000","v":0},{"$f":"(DmYear!$K$7*(Unit!L$21/100)/DB!Q$4)*(Unit!Y111/100)*1000","v":0},{"$f":"(DmYear!$K$7*(Unit!M$21/100)/DB!R$4)*(Unit!Z111/100)*1000","v":0},{"$f":"(DmYear!$K$7*(Unit!N$21/100)/DB!S$4)*(Unit!AA111/100)*1000","v":0},"-",null,18,{"$f":"(DmYear!$K$7*(Unit!C$22/100)/DB!H$5)*(Unit!AD111/100)*1000","v":0},{"$f":"(DmYear!$K$7*(Unit!D$22/100)/DB!I$5)*(Unit!AE111/100)*1000","v":0},{"$f":"(DmYear!$K$7*(Unit!E$22/100)/DB!J$5)*(Unit!AF111/100)*1000","v":0},{"$f":"(DmYear!$K$7*(Unit!F$22/100)/DB!K$5)*(Unit!AG111/100)*1000","v":0},{"$f":"(DmYear!$K$7*(Unit!G$22/100)/DB!L$5)*(Unit!AH111/100)*1000","v":0},{"$f":"(DmYear!$K$7*(Unit!H$22/100)/DB!M$5)*(Unit!AI111/100)*1000","v":0},{"$f":"(DmYear!$K$7*(Unit!I$22/100)/DB!N$5)*(Unit!AJ111/100)*1000","v":0},{"$f":"(DmYear!$K$7*(Unit!J$22/100)/DB!O$5)*(Unit!AK111/100)*1000","v":0},{"$f":"(DmYear!$K$7*(Unit!K$22/100)/DB!P$5)*(Unit!AL111/100)*1000","v":0},{"$f":"(DmYear!$K$7*(Unit!L$22/100)/DB!Q$5)*(Unit!AM111/100)*1000","v":0},{"$f":"(DmYear!$K$7*(Unit!M$22/100)/DB!R$5)*(Unit!AN111/100)*1000","v":0},{"$f":"(DmYear!$K$7*(Unit!N$22/100)/DB!S$5)*(Unit!AO111/100)*1000","v":0},"-",null,null,18,0,0,0,0,0,0,0,0,0,0,0,0,null,null,18,0,0,0,0,0,0,0,0,0,0,0,0,null,null,18,0,0,0,0,0,0,0,0,0,0,0,0,null,null,null,null,18,{"$f":"(DmYear!$K$34*(Unit!C$20/100)/DB!H$3)*(Unit!B111/100)*1000","v":0},{"$f":"(DmYear!$K$34*(Unit!D$20/100)/DB!I$3)*(Unit!C111/100)*1000","v":0},{"$f":"(DmYear!$K$34*(Unit!E$20/100)/DB!J$3)*(Unit!D111/100)*1000","v":0},{"$f":"(DmYear!$K$34*(Unit!F$20/100)/DB!K$3)*(Unit!E111/100)*1000","v":0},{"$f":"(DmYear!$K$34*(Unit!G$20/100)/DB!L$3)*(Unit!F111/100)*1000","v":0},{"$f":"(DmYear!$K$34*(Unit!H$20/100)/DB!M$3)*(Unit!G111/100)*1000","v":0},{"$f":"(DmYear!$K$34*(Unit!I$20/100)/DB!N$3)*(Unit!H111/100)*1000","v":0},{"$f":"(DmYear!$K$34*(Unit!J$20/100)/DB!O$3)*(Unit!I111/100)*1000","v":0},{"$f":"(DmYear!$K$34*(Unit!K$20/100)/DB!P$3)*(Unit!J111/100)*1000","v":0},{"$f":"(DmYear!$K$34*(Unit!L$20/100)/DB!Q$3)*(Unit!K111/100)*1000","v":0},{"$f":"(DmYear!$K$34*(Unit!M$20/100)/DB!R$3)*(Unit!L111/100)*1000","v":0},{"$f":"(DmYear!$K$34*(Unit!N$20/100)/DB!S$3)*(Unit!M111/100)*1000","v":0},"-",null,18,{"$f":"(DmYear!$K$34*(Unit!C$21/100)/DB!H$4)*(Unit!P111/100)*1000","v":0},{"$f":"(DmYear!$K$34*(Unit!D$21/100)/DB!I$4)*(Unit!Q111/100)*1000","v":0},{"$f":"(DmYear!$K$34*(Unit!E$21/100)/DB!J$4)*(Unit!R111/100)*1000","v":0},{"$f":"(DmYear!$K$34*(Unit!F$21/100)/DB!K$4)*(Unit!S111/100)*1000","v":0},{"$f":"(DmYear!$K$34*(Unit!G$21/100)/DB!L$4)*(Unit!T111/100)*1000","v":0},{"$f":"(DmYear!$K$34*(Unit!H$21/100)/DB!M$4)*(Unit!U111/100)*1000","v":0},{"$f":"(DmYear!$K$34*(Unit!I$21/100)/DB!N$4)*(Unit!V111/100)*1000","v":0},{"$f":"(DmYear!$K$34*(Unit!J$21/100)/DB!O$4)*(Unit!W111/100)*1000","v":0},{"$f":"(DmYear!$K$34*(Unit!K$21/100)/DB!P$4)*(Unit!X111/100)*1000","v":0},{"$f":"(DmYear!$K$34*(Unit!L$21/100)/DB!Q$4)*(Unit!Y111/100)*1000","v":0},{"$f":"(DmYear!$K$34*(Unit!M$21/100)/DB!R$4)*(Unit!Z111/100)*1000","v":0},{"$f":"(DmYear!$K$34*(Unit!N$21/100)/DB!S$4)*(Unit!AA111/100)*1000","v":0},"-",null,18,{"$f":"(DmYear!$K$34*(Unit!C$22/100)/DB!H$5)*(Unit!AD111/100)*1000","v":0},{"$f":"(DmYear!$K$34*(Unit!D$22/100)/DB!I$5)*(Unit!AE111/100)*1000","v":0},{"$f":"(DmYear!$K$34*(Unit!E$22/100)/DB!J$5)*(Unit!AF111/100)*1000","v":0},{"$f":"(DmYear!$K$34*(Unit!F$22/100)/DB!K$5)*(Unit!AG111/100)*1000","v":0},{"$f":"(DmYear!$K$34*(Unit!G$22/100)/DB!L$5)*(Unit!AH111/100)*1000","v":0},{"$f":"(DmYear!$K$34*(Unit!H$22/100)/DB!M$5)*(Unit!AI111/100)*1000","v":0},{"$f":"(DmYear!$K$34*(Unit!I$22/100)/DB!N$5)*(Unit!AJ111/100)*1000","v":0},{"$f":"(DmYear!$K$34*(Unit!J$22/100)/DB!O$5)*(Unit!AK111/100)*1000","v":0},{"$f":"(DmYear!$K$34*(Unit!K$22/100)/DB!P$5)*(Unit!AL111/100)*1000","v":0},{"$f":"(DmYear!$K$34*(Unit!L$22/100)/DB!Q$5)*(Unit!AM111/100)*1000","v":0},{"$f":"(DmYear!$K$34*(Unit!M$22/100)/DB!R$5)*(Unit!AN111/100)*1000","v":0},{"$f":"(DmYear!$K$34*(Unit!N$22/100)/DB!S$5)*(Unit!AO111/100)*1000","v":0},"-",null,null,18,0,0,0,0,0,0,0,0,0,0,0,0,null,null,18,0,0,0,0,0,0,0,0,0,0,0,0,null,null,18,0,0,0,0,0,0,0,0,0,0,0,0]
[null,19,{"$f":"(DmYear!$K$7*(Unit!C$20/100)/DB!H$3)*(Unit!B112/100)*1000","v":0},{"$f":"(DmYear!$K$7*(Unit!D$20/100)/DB!I$3)*(Unit!C112/100)*1000","v":0},{"$f":"(DmYear!$K$7*(Unit!E$20/100)/DB!J$3)*(Unit!D112/100)*1000","v":0},{"$f":"(DmYear!$K$7*(Unit!F$20/100)/DB!K$3)*(Unit!E112/100)*1000","v":0},{"$f":"(DmYear!$K$7*(Unit!G$20/100)/DB!L$3)*(Unit!F112/100)*1000","v":0},{"$f":"(DmYear!$K$7*(Unit!H$20/100)/DB!M$3)*(Unit!G112/100)*1000","v":0},{"$f":"(DmYear!$K$7*(Unit!I$20/100)/DB!N$3)*(Unit!H112/100)*1000","v":0},{"$f":"(DmYear!$K$7*(Unit!J$20/100)/DB!O$3)*(Unit!I112/100)*1000","v":0},{"$f":"(DmYear!$K$7*(Unit!K$20/100)/DB!P$3)*(Unit!J112/100)*1000","v":0},{"$f":"(DmYear!$K$7*(Unit!L$20/100)/DB!Q$3)*(Unit!K112/100)*1000","v":0},{"$f":"(DmYear!$K$7*(Unit!M$20/100)/DB!R$3)*(Unit!L112/100)*1000","v":0},{"$f":"(DmYear!$K$7*(Unit!N$20/100)/DB!S$3)*(Unit!M112/100)*1000","v":0},"-",null,19,{"$f":"(DmYear!$K$7*(Unit!C$21/100)/DB!H$4)*(Unit!P112/100)*1000","v":0},{"$f":"(DmYear!$K$7*(Unit!D$21/100)/DB!I$4)*(Unit!Q112/100)*1000","v":0},{"$f":"(DmYear!$K$7*(Unit!E$21/100)/DB!J$4)*(Unit!R112/100)*1000","v":0},{"$f":"(DmYear!$K$7*(Unit!F$21/100)/DB!K$4)*(Unit!S112/100)*1000","v":0},{"$f":"(DmYear!$K$7*(Unit!G$21/100)/DB!L$4)*(Unit!T112/100)*1000","v":0},{"$f":"(DmYear!$K$7*(Unit!H$21/100)/DB!M$4)*(Unit!U112/100)*1000","v":0},{"$f":"(DmYear!$K$7*(Unit!I$21/100)/DB!N$4)*(Unit!V112/100)*1000","v":0},{"$f":"(DmYear!$K$7*(Unit!J$21/100)/DB!O$4)*(Unit!W112/100)*1000","v":0},{"$f":"(DmYear!$K$7*(Unit!K$21/100)/DB!P$4)*(Unit!X112/100)*1000","v":0},{"$f":"(DmYear!$K$7*(Unit!L$21/100)/DB!Q$4)*(Unit!Y112/100)*1000","v":0},{"$f":"(DmYear!$K$7*(Unit!M$21/100)/DB!R$4)*(Unit!Z112/100)*1000","v":0},{"$f":"(DmYear!$K$7*(Unit!N$21/100)/DB!S$4)*(Unit!AA112/100)*1000","v":0},"-",null,19,{"$f":"(DmYear!$K$7*(Unit!C$22/100)/DB!H$5)*(Unit!AD112/100)*1000","v":0},{"$f":"(DmYear!$K$7*(Unit!D$22/100)/DB!I$5)*(Unit!AE112/100)*1000","v":0},{"$f":"(DmYear!$K$7*(Unit!E$22/100)/DB!J$5)*(Unit!AF112/100)*1000","v":0},{"$f":"(DmYear!$K$7*(Unit!F$22/100)/DB!K$5)*(Unit!AG112/100)*1000","v":0},{"$f":"(DmYear!$K$7*(Unit!G$22/100)/DB!L$5)*(Unit!AH112/100)*1000","v":0},{"$f":"(DmYear!$K$7*(Unit!H$22/100)/DB!M$5)*(Unit!AI112/100)*1000","v":0},{"$f":"(DmYear!$K$7*(Unit!I$22/100)/DB!N$5)*(Unit!AJ112/100)*1000","v":0},{"$f":"(DmYear!$K$7*(Unit!J$22/100)/DB!O$5)*(Unit!AK112/100)*1000","v":0},{"$f":"(DmYear!$K$7*(Unit!K$22/100)/DB!P$5)*(Unit!AL112/100)*1000","v":0},{"$f":"(DmYear!$K$7*(Unit!L$22/100)/DB!Q$5)*(Unit!AM112/100)*1000","v":0},{"$f":"(DmYear!$K$7*(Unit!M$22/100)/DB!R$5)*(Unit!AN112/100)*1000","v":0},{"$f":"(DmYear!$K$7*(Unit!N$22/100)/DB!S$5)*(Unit!AO112/100)*1000","v":0},"-",null,null,19,0,0,0,0,0,0,0,0,0,0,0,0,null,null,19,0,0,0,0,0,0,0,0,0,0,0,0,null,null,19,0,0,0,0,0,0,0,0,0,0,0,0,null,null,null,null,19,{"$f":"(DmYear!$K$34*(Unit!C$20/100)/DB!H$3)*(Unit!B112/100)*1000","v":0},{"$f":"(DmYear!$K$34*(Unit!D$20/100)/DB!I$3)*(Unit!C112/100)*1000","v":0},{"$f":"(DmYear!$K$34*(Unit!E$20/100)/DB!J$3)*(Unit!D112/100)*1000","v":0},{"$f":"(DmYear!$K$34*(Unit!F$20/100)/DB!K$3)*(Unit!E112/100)*1000","v":0},{"$f":"(DmYear!$K$34*(Unit!G$20/100)/DB!L$3)*(Unit!F112/100)*1000","v":0},{"$f":"(DmYear!$K$34*(Unit!H$20/100)/DB!M$3)*(Unit!G112/100)*1000","v":0},{"$f":"(DmYear!$K$34*(Unit!I$20/100)/DB!N$3)*(Unit!H112/100)*1000","v":0},{"$f":"(DmYear!$K$34*(Unit!J$20/100)/DB!O$3)*(Unit!I112/100)*1000","v":0},{"$f":"(DmYear!$K$34*(Unit!K$20/100)/DB!P$3)*(Unit!J112/100)*1000","v":0},{"$f":"(DmYear!$K$34*(Unit!L$20/100)/DB!Q$3)*(Unit!K112/100)*1000","v":0},{"$f":"(DmYear!$K$34*(Unit!M$20/100)/DB!R$3)*(Unit!L112/100)*1000","v":0},{"$f":"(DmYear!$K$34*(Unit!N$20/100)/DB!S$3)*(Unit!M112/100)*1000","v":0},"-",null,19,{"$f":"(DmYear!$K$34*(Unit!C$21/100)/DB!H$4)*(Unit!P112/100)*1000","v":0},{"$f":"(DmYear!$K$34*(Unit!D$21/100)/DB!I$4)*(Unit!Q112/100)*1000","v":0},{"$f":"(DmYear!$K$34*(Unit!E$21/100)/DB!J$4)*(Unit!R112/100)*1000","v":0},{"$f":"(DmYear!$K$34*(Unit!F$21/100)/DB!K$4)*(Unit!S112/100)*1000","v":0},{"$f":"(DmYear!$K$34*(Unit!G$21/100)/DB!L$4)*(Unit!T112/100)*1000","v":0},{"$f":"(DmYear!$K$34*(Unit!H$21/100)/DB!M$4)*(Unit!U112/100)*1000","v":0},{"$f":"(DmYear!$K$34*(Unit!I$21/100)/DB!N$4)*(Unit!V112/100)*1000","v":0},{"$f":"(DmYear!$K$34*(Unit!J$21/100)/DB!O$4)*(Unit!W112/100)*1000","v":0},{"$f":"(DmYear!$K$34*(Unit!K$21/100)/DB!P$4)*(Unit!X112/100)*1000","v":0},{"$f":"(DmYear!$K$34*(Unit!L$21/100)/DB!Q$4)*(Unit!Y112/100)*1000","v":0},{"$f":"(DmYear!$K$34*(Unit!M$21/100)/DB!R$4)*(Unit!Z112/100)*1000","v":0},{"$f":"(DmYear!$K$34*(Unit!N$21/100)/DB!S$4)*(Unit!AA112/100)*1000","v":0},"-",null,19,{"$f":"(DmYear!$K$34*(Unit!C$22/100)/DB!H$5)*(Unit!AD112/100)*1000","v":0},{"$f":"(DmYear!$K$34*(Unit!D$22/100)/DB!I$5)*(Unit!AE112/100)*1000","v":0},{"$f":"(DmYear!$K$34*(Unit!E$22/100)/DB!J$5)*(Unit!AF112/100)*1000","v":0},{"$f":"(DmYear!$K$34*(Unit!F$22/100)/DB!K$5)*(Unit!AG112/100)*1000","v":0},{"$f":"(DmYear!$K$34*(Unit!G$22/100)/DB!L$5)*(Unit!AH112/100)*1000","v":0},{"$f":"(DmYear!$K$34*(Unit!H$22/100)/DB!M$5)*(Unit!AI112/100)*1000","v":0},{"$f":"(DmYear!$K$34*(Unit!I$22/100)/DB!N$5)*(Unit!AJ112/100)*1000","v":0},{"$f":"(DmYear!$K$34*(Unit!J$22/100)/DB!O$5)*(Unit!AK112/100)*1000","v":0},{"$f":"(DmYear!$K$34*(Unit!K$22/100)/DB!P$5)*(Unit!AL112/100)*1000","v":0},{"$f":"(DmYear!$K$34*(Unit!L$22/100)/DB!Q$5)*(Unit!AM112/100)*1000","v":0},{"$f":"(DmYear!$K$34*(Unit!M$22/100)/DB!R$5)*(Unit!AN112/100)*1000","v":0},{"$f":"(DmYear!$K$34*(Unit!N$22/100)/DB!S$5)*(Unit!AO112/100)*1000","v":0},"-",null,null,19,0,0,0,0,0,0,0,0,0,0,0,0,null,null,19,0,0,0,0,0,0,0,0,0,0,0,0,null,null,19,0,0,0,0,0,0,0,0,0,0,0,0]
[null,20,{"$f":"(DmYear!$K$7*(Unit!C$20/100)/DB!H$3)*(Unit!B113/100)*1000","v":0},{"$f":"(DmYear!$K$7*(Unit!D$20/100)/DB!I$3)*(Unit!C113/100)*1000","v":0},{"$f":"(DmYear!$K$7*(Unit!E$20/100)/DB!J$3)*(Unit!D113/100)*1000","v":0},{"$f":"(DmYear!$K$7*(Unit!F$20/100)/DB!K$3)*(Unit!E113/100)*1000","v":0},{"$f":"(DmYear!$K$7*(Unit!G$20/100)/DB!L$3)*(Unit!F113/100)*1000","v":0},{"$f":"(DmYear!$K$7*(Unit!H$20/100)/DB!M$3)*(Unit!G113/100)*1000","v":0},{"$f":"(DmYear!$K$7*(Unit!I$20/100)/DB!N$3)*(Unit!H113/100)*1000","v":0},{"$f":"(DmYear!$K$7*(Unit!J$20/100)/DB!O$3)*(Unit!I113/100)*1000","v":0},{"$f":"(DmYear!$K$7*(Unit!K$20/100)/DB!P$3)*(Unit!J113/100)*1000","v":0},{"$f":"(DmYear!$K$7*(Unit!L$20/100)/DB!Q$3)*(Unit!K113/100)*1000","v":0},{"$f":"(DmYear!$K$7*(Unit!M$20/100)/DB!R$3)*(Unit!L113/100)*1000","v":0},{"$f":"(DmYear!$K$7*(Unit!N$20/100)/DB!S$3)*(Unit!M113/100)*1000","v":0},"-",null,20,{"$f":"(DmYear!$K$7*(Unit!C$21/100)/DB!H$4)*(Unit!P113/100)*1000","v":0},{"$f":"(DmYear!$K$7*(Unit!D$21/100)/DB!I$4)*(Unit!Q113/100)*1000","v":0},{"$f":"(DmYear!$K$7*(Unit!E$21/100)/DB!J$4)*(Unit!R113/100)*1000","v":0},{"$f":"(DmYear!$K$7*(Unit!F$21/100)/DB!K$4)*(Unit!S113/100)*1000","v":0},{"$f":"(DmYear!$K$7*(Unit!G$21/100)/DB!L$4)*(Unit!T113/100)*1000","v":0},{"$f":"(DmYear!$K$7*(Unit!H$21/100)/DB!M$4)*(Unit!U113/100)*1000","v":0},{"$f":"(DmYear!$K$7*(Unit!I$21/100)/DB!N$4)*(Unit!V113/100)*1000","v":0},{"$f":"(DmYear!$K$7*(Unit!J$21/100)/DB!O$4)*(Unit!W113/100)*1000","v":0},{"$f":"(DmYear!$K$7*(Unit!K$21/100)/DB!P$4)*(Unit!X113/100)*1000","v":0},{"$f":"(DmYear!$K$7*(Unit!L$21/100)/DB!Q$4)*(Unit!Y113/100)*1000","v":0},{"$f":"(DmYear!$K$7*(Unit!M$21/100)/DB!R$4)*(Unit!Z113/100)*1000","v":0},{"$f":"(DmYear!$K$7*(Unit!N$21/100)/DB!S$4)*(Unit!AA113/100)*1000","v":0},"-",null,20,{"$f":"(DmYear!$K$7*(Unit!C$22/100)/DB!H$5)*(Unit!AD113/100)*1000","v":0},{"$f":"(DmYear!$K$7*(Unit!D$22/100)/DB!I$5)*(Unit!AE113/100)*1000","v":0},{"$f":"(DmYear!$K$7*(Unit!E$22/100)/DB!J$5)*(Unit!AF113/100)*1000","v":0},{"$f":"(DmYear!$K$7*(Unit!F$22/100)/DB!K$5)*(Unit!AG113/100)*1000","v":0},{"$f":"(DmYear!$K$7*(Unit!G$22/100)/DB!L$5)*(Unit!AH113/100)*1000","v":0},{"$f":"(DmYear!$K$7*(Unit!H$22/100)/DB!M$5)*(Unit!AI113/100)*1000","v":0},{"$f":"(DmYear!$K$7*(Unit!I$22/100)/DB!N$5)*(Unit!AJ113/100)*1000","v":0},{"$f":"(DmYear!$K$7*(Unit!J$22/100)/DB!O$5)*(Unit!AK113/100)*1000","v":0},{"$f":"(DmYear!$K$7*(Unit!K$22/100)/DB!P$5)*(Unit!AL113/100)*1000","v":0},{"$f":"(DmYear!$K$7*(Unit!L$22/100)/DB!Q$5)*(Unit!AM113/100)*1000","v":0},{"$f":"(DmYear!$K$7*(Unit!M$22/100)/DB!R$5)*(Unit!AN113/100)*1000","v":0},{"$f":"(DmYear!$K$7*(Unit!N$22/100)/DB!S$5)*(Unit!AO113/100)*1000","v":0},"-",null,null,20,0,0,0,0,0,0,0,0,0,0,0,0,null,null,20,0,0,0,0,0,0,0,0,0,0,0,0,null,null,20,0,0,0,0,0,0,0,0,0,0,0,0,null,null,null,null,20,{"$f":"(DmYear!$K$34*(Unit!C$20/100)/DB!H$3)*(Unit!B113/100)*1000","v":0},{"$f":"(DmYear!$K$34*(Unit!D$20/100)/DB!I$3)*(Unit!C113/100)*1000","v":0},{"$f":"(DmYear!$K$34*(Unit!E$20/100)/DB!J$3)*(Unit!D113/100)*1000","v":0},{"$f":"(DmYear!$K$34*(Unit!F$20/100)/DB!K$3)*(Unit!E113/100)*1000","v":0},{"$f":"(DmYear!$K$34*(Unit!G$20/100)/DB!L$3)*(Unit!F113/100)*1000","v":0},{"$f":"(DmYear!$K$34*(Unit!H$20/100)/DB!M$3)*(Unit!G113/100)*1000","v":0},{"$f":"(DmYear!$K$34*(Unit!I$20/100)/DB!N$3)*(Unit!H113/100)*1000","v":0},{"$f":"(DmYear!$K$34*(Unit!J$20/100)/DB!O$3)*(Unit!I113/100)*1000","v":0},{"$f":"(DmYear!$K$34*(Unit!K$20/100)/DB!P$3)*(Unit!J113/100)*1000","v":0},{"$f":"(DmYear!$K$34*(Unit!L$20/100)/DB!Q$3)*(Unit!K113/100)*1000","v":0},{"$f":"(DmYear!$K$34*(Unit!M$20/100)/DB!R$3)*(Unit!L113/100)*1000","v":0},{"$f":"(DmYear!$K$34*(Unit!N$20/100)/DB!S$3)*(Unit!M113/100)*1000","v":0},"-",null,20,{"$f":"(DmYear!$K$34*(Unit!C$21/100)/DB!H$4)*(Unit!P113/100)*1000","v":0},{"$f":"(DmYear!$K$34*(Unit!D$21/100)/DB!I$4)*(Unit!Q113/100)*1000","v":0},{"$f":"(DmYear!$K$34*(Unit!E$21/100)/DB!J$4)*(Unit!R113/100)*1000","v":0},{"$f":"(DmYear!$K$34*(Unit!F$21/100)/DB!K$4)*(Unit!S113/100)*1000","v":0},{"$f":"(DmYear!$K$34*(Unit!G$21/100)/DB!L$4)*(Unit!T113/100)*1000","v":0},{"$f":"(DmYear!$K$34*(Unit!H$21/100)/DB!M$4)*(Unit!U113/100)*1000","v":0},{"$f":"(DmYear!$K$34*(Unit!I$21/100)/DB!N$4)*(Unit!V113/100)*1000","v":0},{"$f":"(DmYear!$K$34*(Unit!J$21/100)/DB!O$4)*(Unit!W113/100)*1000","v":0},{"$f":"(DmYear!$K$34*(Unit!K$21/100)/DB!P$4)*(Unit!X113/100)*1000","v":0},{"$f":"(DmYear!$K$34*(Unit!L$21/100)/DB!Q$4)*(Unit!Y113/100)*1000","v":0},{"$f":"(DmYear!$K$34*(Unit!M$21/100)/DB!R$4)*(Unit!Z113/100)*1000","v":0},{"$f":"(DmYear!$K$34*(Unit!N$21/100)/DB!S$4)*(Unit!AA113/100)*1000","v":0},"-",null,20,{"$f":"(DmYear!$K$34*(Unit!C$22/100)/DB!H$5)*(Unit!AD113/100)*1000","v":0},{"$f":"(DmYear!$K$34*(Unit!D$22/100)/DB!I$5)*(Unit!AE113/100)*1000","v":0},{"$f":"(DmYear!$K$34*(Unit!E$22/100)/DB!J$5)*(Unit!AF113/100)*1000","v":0},{"$f":"(DmYear!$K$34*(Unit!F$22/100)/DB!K$5)*(Unit!AG113/100)*1000","v":0},{"$f":"(DmYear!$K$34*(Unit!G$22/100)/DB!L$5)*(Unit!AH113/100)*1000","v":0},{"$f":"(DmYear!$K$34*(Unit!H$22/100)/DB!M$5)*(Unit!AI113/100)*1000","v":0},{"$f":"(DmYear!$K$34*(Unit!I$22/100)/DB!N$5)*(Unit!AJ113/100)*1000","v":0},{"$f":"(DmYear!$K$34*(Unit!J$22/100)/DB!O$5)*(Unit!AK113/100)*1000","v":0},{"$f":"(DmYear!$K$34*(Unit!K$22/100)/DB!P$5)*(Unit!AL113/100)*1000","v":0},{"$f":"(DmYear!$K$34*(Unit!L$22/100)/DB!Q$5)*(Unit!AM113/100)*1000","v":0},{"$f":"(DmYear!$K$34*(Unit!M$22/100)/DB!R$5)*(Unit!AN113/100)*1000","v":0},{"$f":"(DmYear!$K$34*(Unit!N$22/100)/DB!S$5)*(Unit!AO113/100)*1000","v":0},"-",null,null,20,0,0,0,0,0,0,0,0,0,0,0,0,null,null,20,0,0,0,0,0,0,0,0,0,0,0,0,null,null,20,0,0,0,0,0,0,0,0,0,0,0,0]
[null,21,{"$f":"(DmYear!$K$7*(Unit!C$20/100)/DB!H$3)*(Unit!B114/100)*1000","v":0},{"$f":"(DmYear!$K$7*(Unit!D$20/100)/DB!I$3)*(Unit!C114/100)*1000","v":0},{"$f":"(DmYear!$K$7*(Unit!E$20/100)/DB!J$3)*(Unit!D114/100)*1000","v":0},{"$f":"(DmYear!$K$7*(Unit!F$20/100)/DB!K$3)*(Unit!E114/100)*1000","v":0},{"$f":"(DmYear!$K$7*(Unit!G$20/100)/DB!L$3)*(Unit!F114/100)*1000","v":0},{"$f":"(DmYear!$K$7*(Unit!H$20/100)/DB!M$3)*(Unit!G114/100)*1000","v":0},{"$f":"(DmYear!$K$7*(Unit!I$20/100)/DB!N$3)*(Unit!H114/100)*1000","v":0},{"$f":"(DmYear!$K$7*(Unit!J$20/100)/DB!O$3)*(Unit!I114/100)*1000","v":0},{"$f":"(DmYear!$K$7*(Unit!K$20/100)/DB!P$3)*(Unit!J114/100)*1000","v":0},{"$f":"(DmYear!$K$7*(Unit!L$20/100)/DB!Q$3)*(Unit!K114/100)*1000","v":0},{"$f":"(DmYear!$K$7*(Unit!M$20/100)/DB!R$3)*(Unit!L114/100)*1000","v":0},{"$f":"(DmYear!$K$7*(Unit!N$20/100)/DB!S$3)*(Unit!M114/100)*1000","v":0},"-",null,21,{"$f":"(DmYear!$K$7*(Unit!C$21/100)/DB!H$4)*(Unit!P114/100)*1000","v":0},{"$f":"(DmYear!$K$7*(Unit!D$21/100)/DB!I$4)*(Unit!Q114/100)*1000","v":0},{"$f":"(DmYear!$K$7*(Unit!E$21/100)/DB!J$4)*(Unit!R114/100)*1000","v":0},{"$f":"(DmYear!$K$7*(Unit!F$21/100)/DB!K$4)*(Unit!S114/100)*1000","v":0},{"$f":"(DmYear!$K$7*(Unit!G$21/100)/DB!L$4)*(Unit!T114/100)*1000","v":0},{"$f":"(DmYear!$K$7*(Unit!H$21/100)/DB!M$4)*(Unit!U114/100)*1000","v":0},{"$f":"(DmYear!$K$7*(Unit!I$21/100)/DB!N$4)*(Unit!V114/100)*1000","v":0},{"$f":"(DmYear!$K$7*(Unit!J$21/100)/DB!O$4)*(Unit!W114/100)*1000","v":0},{"$f":"(DmYear!$K$7*(Unit!K$21/100)/DB!P$4)*(Unit!X114/100)*1000","v":0},{"$f":"(DmYear!$K$7*(Unit!L$21/100)/DB!Q$4)*(Unit!Y114/100)*1000","v":0},{"$f":"(DmYear!$K$7*(Unit!M$21/100)/DB!R$4)*(Unit!Z114/100)*1000","v":0},{"$f":"(DmYear!$K$7*(Unit!N$21/100)/DB!S$4)*(Unit!AA114/100)*1000","v":0},"-",null,21,{"$f":"(DmYear!$K$7*(Unit!C$22/100)/DB!H$5)*(Unit!AD114/100)*1000","v":0},{"$f":"(DmYear!$K$7*(Unit!D$22/100)/DB!I$5)*(Unit!AE114/100)*1000","v":0},{"$f":"(DmYear!$K$7*(Unit!E$22/100)/DB!J$5)*(Unit!AF114/100)*1000","v":0},{"$f":"(DmYear!$K$7*(Unit!F$22/100)/DB!K$5)*(Unit!AG114/100)*1000","v":0},{"$f":"(DmYear!$K$7*(Unit!G$22/100)/DB!L$5)*(Unit!AH114/100)*1000","v":0},{"$f":"(DmYear!$K$7*(Unit!H$22/100)/DB!M$5)*(Unit!AI114/100)*1000","v":0},{"$f":"(DmYear!$K$7*(Unit!I$22/100)/DB!N$5)*(Unit!AJ114/100)*1000","v":0},{"$f":"(DmYear!$K$7*(Unit!J$22/100)/DB!O$5)*(Unit!AK114/100)*1000","v":0},{"$f":"(DmYear!$K$7*(Unit!K$22/100)/DB!P$5)*(Unit!AL114/100)*1000","v":0},{"$f":"(DmYear!$K$7*(Unit!L$22/100)/DB!Q$5)*(Unit!AM114/100)*1000","v":0},{"$f":"(DmYear!$K$7*(Unit!M$22/100)/DB!R$5)*(Unit!AN114/100)*1000","v":0},{"$f":"(DmYear!$K$7*(Unit!N$22/100)/DB!S$5)*(Unit!AO114/100)*1000","v":0},"-",null,null,21,0,0,0,0,0,0,0,0,0,0,0,0,null,null,21,0,0,0,0,0,0,0,0,0,0,0,0,null,null,21,0,0,0,0,0,0,0,0,0,0,0,0,null,null,null,null,21,{"$f":"(DmYear!$K$34*(Unit!C$20/100)/DB!H$3)*(Unit!B114/100)*1000","v":0},{"$f":"(DmYear!$K$34*(Unit!D$20/100)/DB!I$3)*(Unit!C114/100)*1000","v":0},{"$f":"(DmYear!$K$34*(Unit!E$20/100)/DB!J$3)*(Unit!D114/100)*1000","v":0},{"$f":"(DmYear!$K$34*(Unit!F$20/100)/DB!K$3)*(Unit!E114/100)*1000","v":0},{"$f":"(DmYear!$K$34*(Unit!G$20/100)/DB!L$3)*(Unit!F114/100)*1000","v":0},{"$f":"(DmYear!$K$34*(Unit!H$20/100)/DB!M$3)*(Unit!G114/100)*1000","v":0},{"$f":"(DmYear!$K$34*(Unit!I$20/100)/DB!N$3)*(Unit!H114/100)*1000","v":0},{"$f":"(DmYear!$K$34*(Unit!J$20/100)/DB!O$3)*(Unit!I114/100)*1000","v":0},{"$f":"(DmYear!$K$34*(Unit!K$20/100)/DB!P$3)*(Unit!J114/100)*1000","v":0},{"$f":"(DmYear!$K$34*(Unit!L$20/100)/DB!Q$3)*(Unit!K114/100)*1000","v":0},{"$f":"(DmYear!$K$34*(Unit!M$20/100)/DB!R$3)*(Unit!L114/100)*1000","v":0},{"$f":"(DmYear!$K$34*(Unit!N$20/100)/DB!S$3)*(Unit!M114/100)*1000","v":0},"-",null,21,{"$f":"(DmYear!$K$34*(Unit!C$21/100)/DB!H$4)*(Unit!P114/100)*1000","v":0},{"$f":"(DmYear!$K$34*(Unit!D$21/100)/DB!I$4)*(Unit!Q114/100)*1000","v":0},{"$f":"(DmYear!$K$34*(Unit!E$21/100)/DB!J$4)*(Unit!R114/100)*1000","v":0},{"$f":"(DmYear!$K$34*(Unit!F$21/100)/DB!K$4)*(Unit!S114/100)*1000","v":0},{"$f":"(DmYear!$K$34*(Unit!G$21/100)/DB!L$4)*(Unit!T114/100)*1000","v":0},{"$f":"(DmYear!$K$34*(Unit!H$21/100)/DB!M$4)*(Unit!U114/100)*1000","v":0},{"$f":"(DmYear!$K$34*(Unit!I$21/100)/DB!N$4)*(Unit!V114/100)*1000","v":0},{"$f":"(DmYear!$K$34*(Unit!J$21/100)/DB!O$4)*(Unit!W114/100)*1000","v":0},{"$f":"(DmYear!$K$34*(Unit!K$21/100)/DB!P$4)*(Unit!X114/100)*1000","v":0},{"$f":"(DmYear!$K$34*(Unit!L$21/100)/DB!Q$4)*(Unit!Y114/100)*1000","v":0},{"$f":"(DmYear!$K$34*(Unit!M$21/100)/DB!R$4)*(Unit!Z114/100)*1000","v":0},{"$f":"(DmYear!$K$34*(Unit!N$21/100)/DB!S$4)*(Unit!AA114/100)*1000","v":0},"-",null,21,{"$f":"(DmYear!$K$34*(Unit!C$22/100)/DB!H$5)*(Unit!AD114/100)*1000","v":0},{"$f":"(DmYear!$K$34*(Unit!D$22/100)/DB!I$5)*(Unit!AE114/100)*1000","v":0},{"$f":"(DmYear!$K$34*(Unit!E$22/100)/DB!J$5)*(Unit!AF114/100)*1000","v":0},{"$f":"(DmYear!$K$34*(Unit!F$22/100)/DB!K$5)*(Unit!AG114/100)*1000","v":0},{"$f":"(DmYear!$K$34*(Unit!G$22/100)/DB!L$5)*(Unit!AH114/100)*1000","v":0},{"$f":"(DmYear!$K$34*(Unit!H$22/100)/DB!M$5)*(Unit!AI114/100)*1000","v":0},{"$f":"(DmYear!$K$34*(Unit!I$22/100)/DB!N$5)*(Unit!AJ114/100)*1000","v":0},{"$f":"(DmYear!$K$34*(Unit!J$22/100)/DB!O$5)*(Unit!AK114/100)*1000","v":0},{"$f":"(DmYear!$K$34*(Unit!K$22/100)/DB!P$5)*(Unit!AL114/100)*1000","v":0},{"$f":"(DmYear!$K$34*(Unit!L$22/100)/DB!Q$5)*(Unit!AM114/100)*1000","v":0},{"$f":"(DmYear!$K$34*(Unit!M$22/100)/DB!R$5)*(Unit!AN114/100)*1000","v":0},{"$f":"(DmYear!$K$34*(Unit!N$22/100)/DB!S$5)*(Unit!AO114/100)*1000","v":0},"-",null,null,21,0,0,0,0,0,0,0,0,0,0,0,0,null,null,21,0,0,0,0,0,0,0,0,0,0,0,0,null,null,21,0,0,0,0,0,0,0,0,0,0,0,0]
[null,22,{"$f":"(DmYear!$K$7*(Unit!C$20/100)/DB!H$3)*(Unit!B115/100)*1000","v":0},{"$f":"(DmYear!$K$7*(Unit!D$20/100)/DB!I$3)*(Unit!C115/100)*1000","v":0},{"$f":"(DmYear!$K$7*(Unit!E$20/100)/DB!J$3)*(Unit!D115/100)*1000","v":0},{"$f":"(DmYear!$K$7*(Unit!F$20/100)/DB!K$3)*(Unit!E115/100)*1000","v":0},{"$f":"(DmYear!$K$7*(Unit!G$20/100)/DB!L$3)*(Unit!F115/100)*1000","v":0},{"$f":"(DmYear!$K$7*(Unit!H$20/100)/DB!M$3)*(Unit!G115/100)*1000","v":0},{"$f":"(DmYear!$K$7*(Unit!I$20/100)/DB!N$3)*(Unit!H115/100)*1000","v":0},{"$f":"(DmYear!$K$7*(Unit!J$20/100)/DB!O$3)*(Unit!I115/100)*1000","v":0},{"$f":"(DmYear!$K$7*(Unit!K$20/100)/DB!P$3)*(Unit!J115/100)*1000","v":0},{"$f":"(DmYear!$K$7*(Unit!L$20/100)/DB!Q$3)*(Unit!K115/100)*1000","v":0},{"$f":"(DmYear!$K$7*(Unit!M$20/100)/DB!R$3)*(Unit!L115/100)*1000","v":0},{"$f":"(DmYear!$K$7*(Unit!N$20/100)/DB!S$3)*(Unit!M115/100)*1000","v":0},"-",null,22,{"$f":"(DmYear!$K$7*(Unit!C$21/100)/DB!H$4)*(Unit!P115/100)*1000","v":0},{"$f":"(DmYear!$K$7*(Unit!D$21/100)/DB!I$4)*(Unit!Q115/100)*1000","v":0},{"$f":"(DmYear!$K$7*(Unit!E$21/100)/DB!J$4)*(Unit!R115/100)*1000","v":0},{"$f":"(DmYear!$K$7*(Unit!F$21/100)/DB!K$4)*(Unit!S115/100)*1000","v":0},{"$f":"(DmYear!$K$7*(Unit!G$21/100)/DB!L$4)*(Unit!T115/100)*1000","v":0},{"$f":"(DmYear!$K$7*(Unit!H$21/100)/DB!M$4)*(Unit!U115/100)*1000","v":0},{"$f":"(DmYear!$K$7*(Unit!I$21/100)/DB!N$4)*(Unit!V115/100)*1000","v":0},{"$f":"(DmYear!$K$7*(Unit!J$21/100)/DB!O$4)*(Unit!W115/100)*1000","v":0},{"$f":"(DmYear!$K$7*(Unit!K$21/100)/DB!P$4)*(Unit!X115/100)*1000","v":0},{"$f":"(DmYear!$K$7*(Unit!L$21/100)/DB!Q$4)*(Unit!Y115/100)*1000","v":0},{"$f":"(DmYear!$K$7*(Unit!M$21/100)/DB!R$4)*(Unit!Z115/100)*1000","v":0},{"$f":"(DmYear!$K$7*(Unit!N$21/100)/DB!S$4)*(Unit!AA115/100)*1000","v":0},"-",null,22,{"$f":"(DmYear!$K$7*(Unit!C$22/100)/DB!H$5)*(Unit!AD115/100)*1000","v":0},{"$f":"(DmYear!$K$7*(Unit!D$22/100)/DB!I$5)*(Unit!AE115/100)*1000","v":0},{"$f":"(DmYear!$K$7*(Unit!E$22/100)/DB!J$5)*(Unit!AF115/100)*1000","v":0},{"$f":"(DmYear!$K$7*(Unit!F$22/100)/DB!K$5)*(Unit!AG115/100)*1000","v":0},{"$f":"(DmYear!$K$7*(Unit!G$22/100)/DB!L$5)*(Unit!AH115/100)*1000","v":0},{"$f":"(DmYear!$K$7*(Unit!H$22/100)/DB!M$5)*(Unit!AI115/100)*1000","v":0},{"$f":"(DmYear!$K$7*(Unit!I$22/100)/DB!N$5)*(Unit!AJ115/100)*1000","v":0},{"$f":"(DmYear!$K$7*(Unit!J$22/100)/DB!O$5)*(Unit!AK115/100)*1000","v":0},{"$f":"(DmYear!$K$7*(Unit!K$22/100)/DB!P$5)*(Unit!AL115/100)*1000","v":0},{"$f":"(DmYear!$K$7*(Unit!L$22/100)/DB!Q$5)*(Unit!AM115/100)*1000","v":0},{"$f":"(DmYear!$K$7*(Unit!M$22/100)/DB!R$5)*(Unit!AN115/100)*1000","v":0},{"$f":"(DmYear!$K$7*(Unit!N$22/100)/DB!S$5)*(Unit!AO115/100)*1000","v":0},"-",null,null,22,0,0,0,0,0,0,0,0,0,0,0,0,null,null,22,0,0,0,0,0,0,0,0,0,0,0,0,null,null,22,0,0,0,0,0,0,0,0,0,0,0,0,null,null,null,null,22,{"$f":"(DmYear!$K$34*(Unit!C$20/100)/DB!H$3)*(Unit!B115/100)*1000","v":0},{"$f":"(DmYear!$K$34*(Unit!D$20/100)/DB!I$3)*(Unit!C115/100)*1000","v":0},{"$f":"(DmYear!$K$34*(Unit!E$20/100)/DB!J$3)*(Unit!D115/100)*1000","v":0},{"$f":"(DmYear!$K$34*(Unit!F$20/100)/DB!K$3)*(Unit!E115/100)*1000","v":0},{"$f":"(DmYear!$K$34*(Unit!G$20/100)/DB!L$3)*(Unit!F115/100)*1000","v":0},{"$f":"(DmYear!$K$34*(Unit!H$20/100)/DB!M$3)*(Unit!G115/100)*1000","v":0},{"$f":"(DmYear!$K$34*(Unit!I$20/100)/DB!N$3)*(Unit!H115/100)*1000","v":0},{"$f":"(DmYear!$K$34*(Unit!J$20/100)/DB!O$3)*(Unit!I115/100)*1000","v":0},{"$f":"(DmYear!$K$34*(Unit!K$20/100)/DB!P$3)*(Unit!J115/100)*1000","v":0},{"$f":"(DmYear!$K$34*(Unit!L$20/100)/DB!Q$3)*(Unit!K115/100)*1000","v":0},{"$f":"(DmYear!$K$34*(Unit!M$20/100)/DB!R$3)*(Unit!L115/100)*1000","v":0},{"$f":"(DmYear!$K$34*(Unit!N$20/100)/DB!S$3)*(Unit!M115/100)*1000","v":0},"-",null,22,{"$f":"(DmYear!$K$34*(Unit!C$21/100)/DB!H$4)*(Unit!P115/100)*1000","v":0},{"$f":"(DmYear!$K$34*(Unit!D$21/100)/DB!I$4)*(Unit!Q115/100)*1000","v":0},{"$f":"(DmYear!$K$34*(Unit!E$21/100)/DB!J$4)*(Unit!R115/100)*1000","v":0},{"$f":"(DmYear!$K$34*(Unit!F$21/100)/DB!K$4)*(Unit!S115/100)*1000","v":0},{"$f":"(DmYear!$K$34*(Unit!G$21/100)/DB!L$4)*(Unit!T115/100)*1000","v":0},{"$f":"(DmYear!$K$34*(Unit!H$21/100)/DB!M$4)*(Unit!U115/100)*1000","v":0},{"$f":"(DmYear!$K$34*(Unit!I$21/100)/DB!N$4)*(Unit!V115/100)*1000","v":0},{"$f":"(DmYear!$K$34*(Unit!J$21/100)/DB!O$4)*(Unit!W115/100)*1000","v":0},{"$f":"(DmYear!$K$34*(Unit!K$21/100)/DB!P$4)*(Unit!X115/100)*1000","v":0},{"$f":"(DmYear!$K$34*(Unit!L$21/100)/DB!Q$4)*(Unit!Y115/100)*1000","v":0},{"$f":"(DmYear!$K$34*(Unit!M$21/100)/DB!R$4)*(Unit!Z115/100)*1000","v":0},{"$f":"(DmYear!$K$34*(Unit!N$21/100)/DB!S$4)*(Unit!AA115/100)*1000","v":0},"-",null,22,{"$f":"(DmYear!$K$34*(Unit!C$22/100)/DB!H$5)*(Unit!AD115/100)*1000","v":0},{"$f":"(DmYear!$K$34*(Unit!D$22/100)/DB!I$5)*(Unit!AE115/100)*1000","v":0},{"$f":"(DmYear!$K$34*(Unit!E$22/100)/DB!J$5)*(Unit!AF115/100)*1000","v":0},{"$f":"(DmYear!$K$34*(Unit!F$22/100)/DB!K$5)*(Unit!AG115/100)*1000","v":0},{"$f":"(DmYear!$K$34*(Unit!G$22/100)/DB!L$5)*(Unit!AH115/100)*1000","v":0},{"$f":"(DmYear!$K$34*(Unit!H$22/100)/DB!M$5)*(Unit!AI115/100)*1000","v":0},{"$f":"(DmYear!$K$34*(Unit!I$22/100)/DB!N$5)*(Unit!AJ115/100)*1000","v":0},{"$f":"(DmYear!$K$34*(Unit!J$22/100)/DB!O$5)*(Unit!AK115/100)*1000","v":0},{"$f":"(DmYear!$K$34*(Unit!K$22/100)/DB!P$5)*(Unit!AL115/100)*1000","v":0},{"$f":"(DmYear!$K$34*(Unit!L$22/100)/DB!Q$5)*(Unit!AM115/100)*1000","v":0},{"$f":"(DmYear!$K$34*(Unit!M$22/100)/DB!R$5)*(Unit!AN115/100)*1000","v":0},{"$f":"(DmYear!$K$34*(Unit!N$22/100)/DB!S$5)*(Unit!AO115/100)*1000","v":0},"-",null,null,22,0,0,0,0,0,0,0,0,0,0,0,0,null,null,22,0,0,0,0,0,0,0,0,0,0,0,0,null,null,22,0,0,0,0,0,0,0,0,0,0,0,0]
[null,23,{"$f":"(DmYear!$K$7*(Unit!C$20/100)/DB!H$3)*(Unit!B116/100)*1000","v":0},{"$f":"(DmYear!$K$7*(Unit!D$20/100)/DB!I$3)*(Unit!C116/100)*1000","v":0},{"$f":"(DmYear!$K$7*(Unit!E$20/100)/DB!J$3)*(Unit!D116/100)*1000","v":0},{"$f":"(DmYear!$K$7*(Unit!F$20/100)/DB!K$3)*(Unit!E116/100)*1000","v":0},{"$f":"(DmYear!$K$7*(Unit!G$20/100)/DB!L$3)*(Unit!F116/100)*1000","v":0},{"$f":"(DmYear!$K$7*(Unit!H$20/100)/DB!M$3)*(Unit!G116/100)*1000","v":0},{"$f":"(DmYear!$K$7*(Unit!I$20/100)/DB!N$3)*(Unit!H116/100)*1000","v":0},{"$f":"(DmYear!$K$7*(Unit!J$20/100)/DB!O$3)*(Unit!I116/100)*1000","v":0},{"$f":"(DmYear!$K$7*(Unit!K$20/100)/DB!P$3)*(Unit!J116/100)*1000","v":0},{"$f":"(DmYear!$K$7*(Unit!L$20/100)/DB!Q$3)*(Unit!K116/100)*1000","v":0},{"$f":"(DmYear!$K$7*(Unit!M$20/100)/DB!R$3)*(Unit!L116/100)*1000","v":0},{"$f":"(DmYear!$K$7*(Unit!N$20/100)/DB!S$3)*(Unit!M116/100)*1000","v":0},"-",null,23,{"$f":"(DmYear!$K$7*(Unit!C$21/100)/DB!H$4)*(Unit!P116/100)*1000","v":0},{"$f":"(DmYear!$K$7*(Unit!D$21/100)/DB!I$4)*(Unit!Q116/100)*1000","v":0},{"$f":"(DmYear!$K$7*(Unit!E$21/100)/DB!J$4)*(Unit!R116/100)*1000","v":0},{"$f":"(DmYear!$K$7*(Unit!F$21/100)/DB!K$4)*(Unit!S116/100)*1000","v":0},{"$f":"(DmYear!$K$7*(Unit!G$21/100)/DB!L$4)*(Unit!T116/100)*1000","v":0},{"$f":"(DmYear!$K$7*(Unit!H$21/100)/DB!M$4)*(Unit!U116/100)*1000","v":0},{"$f":"(DmYear!$K$7*(Unit!I$21/100)/DB!N$4)*(Unit!V116/100)*1000","v":0},{"$f":"(DmYear!$K$7*(Unit!J$21/100)/DB!O$4)*(Unit!W116/100)*1000","v":0},{"$f":"(DmYear!$K$7*(Unit!K$21/100)/DB!P$4)*(Unit!X116/100)*1000","v":0},{"$f":"(DmYear!$K$7*(Unit!L$21/100)/DB!Q$4)*(Unit!Y116/100)*1000","v":0},{"$f":"(DmYear!$K$7*(Unit!M$21/100)/DB!R$4)*(Unit!Z116/100)*1000","v":0},{"$f":"(DmYear!$K$7*(Unit!N$21/100)/DB!S$4)*(Unit!AA116/100)*1000","v":0},"-",null,23,{"$f":"(DmYear!$K$7*(Unit!C$22/100)/DB!H$5)*(Unit!AD116/100)*1000","v":0},{"$f":"(DmYear!$K$7*(Unit!D$22/100)/DB!I$5)*(Unit!AE116/100)*1000","v":0},{"$f":"(DmYear!$K$7*(Unit!E$22/100)/DB!J$5)*(Unit!AF116/100)*1000","v":0},{"$f":"(DmYear!$K$7*(Unit!F$22/100)/DB!K$5)*(Unit!AG116/100)*1000","v":0},{"$f":"(DmYear!$K$7*(Unit!G$22/100)/DB!L$5)*(Unit!AH116/100)*1000","v":0},{"$f":"(DmYear!$K$7*(Unit!H$22/100)/DB!M$5)*(Unit!AI116/100)*1000","v":0},{"$f":"(DmYear!$K$7*(Unit!I$22/100)/DB!N$5)*(Unit!AJ116/100)*1000","v":0},{"$f":"(DmYear!$K$7*(Unit!J$22/100)/DB!O$5)*(Unit!AK116/100)*1000","v":0},{"$f":"(DmYear!$K$7*(Unit!K$22/100)/DB!P$5)*(Unit!AL116/100)*1000","v":0},{"$f":"(DmYear!$K$7*(Unit!L$22/100)/DB!Q$5)*(Unit!AM116/100)*1000","v":0},{"$f":"(DmYear!$K$7*(Unit!M$22/100)/DB!R$5)*(Unit!AN116/100)*1000","v":0},{"$f":"(DmYear!$K$7*(Unit!N$22/100)/DB!S$5)*(Unit!AO116/100)*1000","v":0},"-",null,null,23,0,0,0,0,0,0,0,0,0,0,0,0,null,null,23,0,0,0,0,0,0,0,0,0,0,0,0,null,null,23,0,0,0,0,0,0,0,0,0,0,0,0,null,null,null,null,23,{"$f":"(DmYear!$K$34*(Unit!C$20/100)/DB!H$3)*(Unit!B116/100)*1000","v":0},{"$f":"(DmYear!$K$34*(Unit!D$20/100)/DB!I$3)*(Unit!C116/100)*1000","v":0},{"$f":"(DmYear!$K$34*(Unit!E$20/100)/DB!J$3)*(Unit!D116/100)*1000","v":0},{"$f":"(DmYear!$K$34*(Unit!F$20/100)/DB!K$3)*(Unit!E116/100)*1000","v":0},{"$f":"(DmYear!$K$34*(Unit!G$20/100)/DB!L$3)*(Unit!F116/100)*1000","v":0},{"$f":"(DmYear!$K$34*(Unit!H$20/100)/DB!M$3)*(Unit!G116/100)*1000","v":0},{"$f":"(DmYear!$K$34*(Unit!I$20/100)/DB!N$3)*(Unit!H116/100)*1000","v":0},{"$f":"(DmYear!$K$34*(Unit!J$20/100)/DB!O$3)*(Unit!I116/100)*1000","v":0},{"$f":"(DmYear!$K$34*(Unit!K$20/100)/DB!P$3)*(Unit!J116/100)*1000","v":0},{"$f":"(DmYear!$K$34*(Unit!L$20/100)/DB!Q$3)*(Unit!K116/100)*1000","v":0},{"$f":"(DmYear!$K$34*(Unit!M$20/100)/DB!R$3)*(Unit!L116/100)*1000","v":0},{"$f":"(DmYear!$K$34*(Unit!N$20/100)/DB!S$3)*(Unit!M116/100)*1000","v":0},"-",null,23,{"$f":"(DmYear!$K$34*(Unit!C$21/100)/DB!H$4)*(Unit!P116/100)*1000","v":0},{"$f":"(DmYear!$K$34*(Unit!D$21/100)/DB!I$4)*(Unit!Q116/100)*1000","v":0},{"$f":"(DmYear!$K$34*(Unit!E$21/100)/DB!J$4)*(Unit!R116/100)*1000","v":0},{"$f":"(DmYear!$K$34*(Unit!F$21/100)/DB!K$4)*(Unit!S116/100)*1000","v":0},{"$f":"(DmYear!$K$34*(Unit!G$21/100)/DB!L$4)*(Unit!T116/100)*1000","v":0},{"$f":"(DmYear!$K$34*(Unit!H$21/100)/DB!M$4)*(Unit!U116/100)*1000","v":0},{"$f":"(DmYear!$K$34*(Unit!I$21/100)/DB!N$4)*(Unit!V116/100)*1000","v":0},{"$f":"(DmYear!$K$34*(Unit!J$21/100)/DB!O$4)*(Unit!W116/100)*1000","v":0},{"$f":"(DmYear!$K$34*(Unit!K$21/100)/DB!P$4)*(Unit!X116/100)*1000","v":0},{"$f":"(DmYear!$K$34*(Unit!L$21/100)/DB!Q$4)*(Unit!Y116/100)*1000","v":0},{"$f":"(DmYear!$K$34*(Unit!M$21/100)/DB!R$4)*(Unit!Z116/100)*1000","v":0},{"$f":"(DmYear!$K$34*(Unit!N$21/100)/DB!S$4)*(Unit!AA116/100)*1000","v":0},"-",null,23,{"$f":"(DmYear!$K$34*(Unit!C$22/100)/DB!H$5)*(Unit!AD116/100)*1000","v":0},{"$f":"(DmYear!$K$34*(Unit!D$22/100)/DB!I$5)*(Unit!AE116/100)*1000","v":0},{"$f":"(DmYear!$K$34*(Unit!E$22/100)/DB!J$5)*(Unit!AF116/100)*1000","v":0},{"$f":"(DmYear!$K$34*(Unit!F$22/100)/DB!K$5)*(Unit!AG116/100)*1000","v":0},{"$f":"(DmYear!$K$34*(Unit!G$22/100)/DB!L$5)*(Unit!AH116/100)*1000","v":0},{"$f":"(DmYear!$K$34*(Unit!H$22/100)/DB!M$5)*(Unit!AI116/100)*1000","v":0},{"$f":"(DmYear!$K$34*(Unit!I$22/100)/DB!N$5)*(Unit!AJ116/100)*1000","v":0},{"$f":"(DmYear!$K$34*(Unit!J$22/100)/DB!O$5)*(Unit!AK116/100)*1000","v":0},{"$f":"(DmYear!$K$34*(Unit!K$22/100)/DB!P$5)*(Unit!AL116/100)*1000","v":0},{"$f":"(DmYear!$K$34*(Unit!L$22/100)/DB!Q$5)*(Unit!AM116/100)*1000","v":0},{"$f":"(DmYear!$K$34*(Unit!M$22/100)/DB!R$5)*(Unit!AN116/100)*1000","v":0},{"$f":"(DmYear!$K$34*(Unit!N$22/100)/DB!S$5)*(Unit!AO116/100)*1000","v":0},"-",null,null,23,0,0,0,0,0,0,0,0,0,0,0,0,null,null,23,0,0,0,0,0,0,0,0,0,0,0,0,null,null,23,0,0,0,0,0,0,0,0,0,0,0,0]
[null,"MJ/日",{"$f":"DmYear!$K$7*(Unit!C$20/100)/DB!H$3*1000","v":0},{"$f":"DmYear!$K$7*(Unit!D$20/100)/DB!I$3*1000","v":0},{"$f":"DmYear!$K$7*(Unit!E$20/100)/DB!J$3*1000","v":0},{"$f":"DmYear!$K$7*(Unit!F$20/100)/DB!K$3*1000","v":0},{"$f":"DmYear!$K$7*(Unit!G$20/100)/DB!L$3*1000","v":0},{"$f":"DmYear!$K$7*(Unit!H$20/100)/DB!M$3*1000","v":0},{"$f":"DmYear!$K$7*(Unit!I$20/100)/DB!N$3*1000","v":0},{"$f":"DmYear!$K$7*(Unit!J$20/100)/DB!O$3*1000","v":0},{"$f":"DmYear!$K$7*(Unit!K$20/100)/DB!P$3*1000","v":0},{"$f":"DmYear!$K$7*(Unit!L$20/100)/DB!Q$3*1000","v":0},{"$f":"DmYear!$K$7*(Unit!M$20/100)/DB!R$3*1000","v":0},{"$f":"DmYear!$K$7*(Unit!N$20/100)/DB!S$3*1000","v":0},"-",null,"MJ/日",{"$f":"DmYear!$K$7*(Unit!C$21/100)/DB!H$4*1000","v":0},{"$f":"DmYear!$K$7*(Unit!D$21/100)/DB!I$4*1000","v":0},{"$f":"DmYear!$K$7*(Unit!E$21/100)/DB!J$4*1000","v":0},{"$f":"DmYear!$K$7*(Unit!F$21/100)/DB!K$4*1000","v":0},{"$f":"DmYear!$K$7*(Unit!G$21/100)/DB!L$4*1000","v":0},{"$f":"DmYear!$K$7*(Unit!H$21/100)/DB!M$4*1000","v":0},{"$f":"DmYear!$K$7*(Unit!I$21/100)/DB!N$4*1000","v":0},{"$f":"DmYear!$K$7*(Unit!J$21/100)/DB!O$4*1000","v":0},{"$f":"DmYear!$K$7*(Unit!K$21/100)/DB!P$4*1000","v":0},{"$f":"DmYear!$K$7*(Unit!L$21/100)/DB!Q$4*1000","v":0},{"$f":"DmYear!$K$7*(Unit!M$21/100)/DB!R$4*1000","v":0},{"$f":"DmYear!$K$7*(Unit!N$21/100)/DB!S$4*1000","v":0},"-",null,"MJ/日",{"$f":"DmYear!$K$7*(Unit!C$22/100)/DB!H$5*1000","v":0},{"$f":"DmYear!$K$7*(Unit!D$22/100)/DB!I$5*1000","v":0},{"$f":"DmYear!$K$7*(Unit!E$22/100)/DB!J$5*1000","v":0},{"$f":"DmYear!$K$7*(Unit!F$22/100)/DB!K$5*1000","v":0},{"$f":"DmYear!$K$7*(Unit!G$22/100)/DB!L$5*1000","v":0},{"$f":"DmYear!$K$7*(Unit!H$22/100)/DB!M$5*1000","v":0},{"$f":"DmYear!$K$7*(Unit!I$22/100)/DB!N$5*1000","v":0},{"$f":"DmYear!$K$7*(Unit!J$22/100)/DB!O$5*1000","v":0},{"$f":"DmYear!$K$7*(Unit!K$22/100)/DB!P$5*1000","v":0},{"$f":"DmYear!$K$7*(Unit!L$22/100)/DB!Q$5*1000","v":0},{"$f":"DmYear!$K$7*(Unit!M$22/100)/DB!R$5*1000","v":0},{"$f":"DmYear!$K$7*(Unit!N$22/100)/DB!S$5*1000","v":0},"-",null,null,"MJ/日",{"$f":"SUM(AW93:AW116)","v":0},{"$f":"SUM(AX93:AX116)","v":0},{"$f":"SUM(AY93:AY116)","v":0},{"$f":"SUM(AZ93:AZ116)","v":0},{"$f":"SUM(BA93:BA116)","v":0},{"$f":"SUM(BB93:BB116)","v":0},{"$f":"SUM(BC93:BC116)","v":0},{"$f":"SUM(BD93:BD116)","v":0},{"$f":"SUM(BE93:BE116)","v":0},{"$f":"SUM(BF93:BF116)","v":0},{"$f":"SUM(BG93:BG116)","v":0},{"$f":"SUM(BH93:BH116)","v":0},null,null,"MJ/日",{"$f":"SUM(BL93:BL116)","v":0},{"$f":"SUM(BM93:BM116)","v":0},{"$f":"SUM(BN93:BN116)","v":0},{"$f":"SUM(BO93:BO116)","v":0},{"$f":"SUM(BP93:BP116)","v":0},{"$f":"SUM(BQ93:BQ116)","v":0},{"$f":"SUM(BR93:BR116)","v":0},{"$f":"SUM(BS93:BS116)","v":0},{"$f":"SUM(BT93:BT116)","v":0},{"$f":"SUM(BU93:BU116)","v":0},{"$f":"SUM(BV93:BV116)","v":0},{"$f":"SUM(BW93:BW116)","v":0},null,null,"MJ/日",{"$f":"SUM(CA93:CA116)","v":0},{"$f":"SUM(CB93:CB116)","v":0},{"$f":"SUM(CC93:CC116)","v":0},{"$f":"SUM(CD93:CD116)","v":0},{"$f":"SUM(CE93:CE116)","v":0},{"$f":"SUM(CF93:CF116)","v":0},{"$f":"SUM(CG93:CG116)","v":0},{"$f":"SUM(CH93:CH116)","v":0},{"$f":"SUM(CI93:CI116)","v":0},{"$f":"SUM(CJ93:CJ116)","v":0},{"$f":"SUM(CK93:CK116)","v":0},{"$f":"SUM(CL93:CL116)","v":0},null,null,null,null,"MJ/日",{"$f":"DmYear!$K$34*(Unit!C$20/100)/DB!H$3*1000","v":0},{"$f":"DmYear!$K$34*(Unit!D$20/100)/DB!I$3*1000","v":0},{"$f":"DmYear!$K$34*(Unit!E$20/100)/DB!J$3*1000","v":0},{"$f":"DmYear!$K$34*(Unit!F$20/100)/DB!K$3*1000","v":0},{"$f":"DmYear!$K$34*(Unit!G$20/100)/DB!L$3*1000","v":0},{"$f":"DmYear!$K$34*(Unit!H$20/100)/DB!M$3*1000","v":0},{"$f":"DmYear!$K$34*(Unit!I$20/100)/DB!N$3*1000","v":0},{"$f":"DmYear!$K$34*(Unit!J$20/100)/DB!O$3*1000","v":0},{"$f":"DmYear!$K$34*(Unit!K$20/100)/DB!P$3*1000","v":0},{"$f":"DmYear!$K$34*(Unit!L$20/100)/DB!Q$3*1000","v":0},{"$f":"DmYear!$K$34*(Unit!M$20/100)/DB!R$3*1000","v":0},{"$f":"DmYear!$K$34*(Unit!N$20/100)/DB!S$3*1000","v":0},"-",null,"MJ/日",{"$f":"DmYear!$K$34*(Unit!C$21/100)/DB!H$4*1000","v":0},{"$f":"DmYear!$K$34*(Unit!D$21/100)/DB!I$4*1000","v":0},{"$f":"DmYear!$K$34*(Unit!E$21/100)/DB!J$4*1000","v":0},{"$f":"DmYear!$K$34*(Unit!F$21/100)/DB!K$4*1000","v":0},{"$f":"DmYear!$K$34*(Unit!G$21/100)/DB!L$4*1000","v":0},{"$f":"DmYear!$K$34*(Unit!H$21/100)/DB!M$4*1000","v":0},{"$f":"DmYear!$K$34*(Unit!I$21/100)/DB!N$4*1000","v":0},{"$f":"DmYear!$K$34*(Unit!J$21/100)/DB!O$4*1000","v":0},{"$f":"DmYear!$K$34*(Unit!K$21/100)/DB!P$4*1000","v":0},{"$f":"DmYear!$K$34*(Unit!L$21/100)/DB!Q$4*1000","v":0},{"$f":"DmYear!$K$34*(Unit!M$21/100)/DB!R$4*1000","v":0},{"$f":"DmYear!$K$34*(Unit!N$21/100)/DB!S$4*1000","v":0},"-",null,"MJ/日",{"$f":"DmYear!$K$34*(Unit!C$22/100)/DB!H$5*1000","v":0},{"$f":"DmYear!$K$34*(Unit!D$22/100)/DB!I$5*1000","v":0},{"$f":"DmYear!$K$34*(Unit!E$22/100)/DB!J$5*1000","v":0},{"$f":"DmYear!$K$34*(Unit!F$22/100)/DB!K$5*1000","v":0},{"$f":"DmYear!$K$34*(Unit!G$22/100)/DB!L$5*1000","v":0},{"$f":"DmYear!$K$34*(Unit!H$22/100)/DB!M$5*1000","v":0},{"$f":"DmYear!$K$34*(Unit!I$22/100)/DB!N$5*1000","v":0},{"$f":"DmYear!$K$34*(Unit!J$22/100)/DB!O$5*1000","v":0},{"$f":"DmYear!$K$34*(Unit!K$22/100)/DB!P$5*1000","v":0},{"$f":"DmYear!$K$34*(Unit!L$22/100)/DB!Q$5*1000","v":0},{"$f":"DmYear!$K$34*(Unit!M$22/100)/DB!R$5*1000","v":0},{"$f":"DmYear!$K$34*(Unit!N$22/100)/DB!S$5*1000","v":0},"-",null,null,"MJ/日",{"$f":"SUM(EL93:EL116)","v":0},{"$f":"SUM(EM93:EM116)","v":0},{"$f":"SUM(EN93:EN116)","v":0},{"$f":"SUM(EO93:EO116)","v":0},{"$f":"SUM(EP93:EP116)","v":0},{"$f":"SUM(EQ93:EQ116)","v":0},{"$f":"SUM(ER93:ER116)","v":0},{"$f":"SUM(ES93:ES116)","v":0},{"$f":"SUM(ET93:ET116)","v":0},{"$f":"SUM(EU93:EU116)","v":0},{"$f":"SUM(EV93:EV116)","v":0},{"$f":"SUM(EW93:EW116)","v":0},null,null,"MJ/日",{"$f":"SUM(FA93:FA116)","v":0},{"$f":"SUM(FB93:FB116)","v":0},{"$f":"SUM(FC93:FC116)","v":0},{"$f":"SUM(FD93:FD116)","v":0},{"$f":"SUM(FE93:FE116)","v":0},{"$f":"SUM(FF93:FF116)","v":0},{"$f":"SUM(FG93:FG116)","v":0},{"$f":"SUM(FH93:FH116)","v":0},{"$f":"SUM(FI93:FI116)","v":0},{"$f":"SUM(FJ93:FJ116)","v":0},{"$f":"SUM(FK93:FK116)","v":0},{"$f":"SUM(FL93:FL116)","v":0},null,null,"MJ/日",{"$f":"SUM(FP93:FP116)","v":0},{"$f":"SUM(FQ93:FQ116)","v":0},{"$f":"SUM(FR93:FR116)","v":0},{"$f":"SUM(FS93:FS116)","v":0},{"$f":"SUM(FT93:FT116)","v":0},{"$f":"SUM(FU93:FU116)","v":0},{"$f":"SUM(FV93:FV116)","v":0},{"$f":"SUM(FW93:FW116)","v":0},{"$f":"SUM(FX93:FX116)","v":0},{"$f":"SUM(FY93:FY116)","v":0},{"$f":"SUM(FZ93:FZ116)","v":0},{"$f":"SUM(GA93:GA116)","v":0}]
[null,"日",{"$f":"DB!$H$3","v":20},{"$f":"DB!$I$3","v":20},{"$f":"DB!$J$3","v":22},{"$f":"DB!$K$3","v":20},{"$f":"DB!$L$3","v":20},{"$f":"DB!$M$3","v":22},{"$f":"DB!$N$3","v":20},{"$f":"DB!$O$3","v":23},{"$f":"DB!$P$3","v":20},{"$f":"DB!$Q$3","v":21},{"$f":"DB!$R$3","v":20},{"$f":"DB!$S$3","v":21},{"$f":"SUM(C118:N118)","v":249},null,"日",{"$f":"DB!$H$4","v":4},{"$f":"DB!$I$4","v":3},{"$f":"DB!$J$4","v":4},{"$f":"DB!$K$4","v":4},{"$f":"DB!$L$4","v":4},{"$f":"DB!$M$4","v":4},{"$f":"DB!$N$4","v":5},{"$f":"DB!$O$4","v":4},{"$f":"DB!$P$4","v":4},{"$f":"DB!$Q$4","v":4},{"$f":"DB!$R$4","v":4},{"$f":"DB!$S$4","v":4},{"$f":"SUM(R118:AC118)","v":48},null,"日",{"$f":"DB!$H$5","v":7},{"$f":"DB!$I$5","v":5},{"$f":"DB!$J$5","v":5},{"$f":"DB!$K$5","v":6},{"$f":"DB!$L$5","v":7},{"$f":"DB!$M$5","v":4},{"$f":"DB!$N$5","v":6},{"$f":"DB!$O$5","v":4},{"$f":"DB!$P$5","v":6},{"$f":"DB!$Q$5","v":6},{"$f":"DB!$R$5","v":6},{"$f":"DB!$S$5","v":6},{"$f":"SUM(AG118:AR118)","v":68},null,null,null,null,null,null,null,null,null,null,null,null,null,null,null,null,null,null,null,null,null,null,null,null,null,null,null,null,null,null,null,null,null,null,null,null,null,null,null,null,null,null,null,null,null,null,null,null,null,"日",{"$f":"DB!$H$3","v":20},{"$f":"DB!$I$3","v":20},{"$f":"DB!$J$3","v":22},{"$f":"DB!$K$3","v":20},{"$f":"DB!$L$3","v":20},{"$f":"DB!$M$3","v":22},{"$f":"DB!$N$3","v":20},{"$f":"DB!$O$3","v":23},{"$f":"DB!$P$3","v":20},{"$f":"DB!$Q$3","v":21},{"$f":"DB!$R$3","v":20},{"$f":"DB!$S$3","v":21},{"$f":"SUM(CR118:DC118)","v":249},null,"日",{"$f":"DB!$H$4","v":4},{"$f":"DB!$I$4","v":3},{"$f":"DB!$J$4","v":4},{"$f":"DB!$K$4","v":4},{"$f":"DB!$L$4","v":4},{"$f":"DB!$M$4","v":4},{"$f":"DB!$N$4","v":5},{"$f":"DB!$O$4","v":4},{"$f":"DB!$P$4","v":4},{"$f":"DB!$Q$4","v":4},{"$f":"DB!$R$4","v":4},{"$f":"DB!$S$4","v":4},{"$f":"SUM(DG118:DR118)","v":48},null,"日",{"$f":"DB!$H$5","v":7},{"$f":"DB!$I$5","v":5},{"$f":"DB!$J$5","v":5},{"$f":"DB!$K$5","v":6},{"$f":"DB!$L$5","v":7},{"$f":"DB!$M$5","v":4},{"$f":"DB!$N$5","v":6},{"$f":"DB!$O$5","v":4},{"$f":"DB!$P$5","v":6},{"$f":"DB!$Q$5","v":6},{"$f":"DB!$R$5","v":6},{"$f":"DB!$S$5","v":6},{"$f":"SUM(DV118:EG118)","v":68}]
[null,"GJ/月",{"$f":"C117*C118","v":0},{"$f":"D117*D118","v":0},0,0,0,0,0,0,0,0,0,0,{"$f":"SUM(C119:N119)","v":0},null,"GJ/月",{"$f":"R117*R118","v":0},{"$f":"S117*S118","v":0},0,0,0,0,0,0,0,0,0,0,{"$f":"SUM(R119:AC119)","v":0},null,"GJ/月",{"$f":"AG117*AG118","v":0},{"$f":"AH117*AH118","v":0},0,0,0,0,0,0,0,0,0,0,{"$f":"SUM(AG119:AR119)","v":0},null,null,null,null,null,null,null,null,null,null,null,null,null,null,null,null,null,null,null,null,null,null,null,null,null,null,null,null,null,null,null,null,null,null,null,null,null,null,null,null,null,null,null,null,null,null,null,null,null,"GJ/月",{"$f":"CR117*CR118","v":0},{"$f":"CS117*CS118","v":0},{"$f":"CT117*CT118","v":0},{"$f":"CU117*CU118","v":0},{"$f":"CV117*CV118","v":0},{"$f":"CW117*CW118","v":0},{"$f":"CX117*CX118","v":0},{"$f":"CY117*CY118","v":0},{"$f":"CZ117*CZ118","v":0},{"$f":"DA117*DA118","v":0},{"$f":"DB117*DB118","v":0},{"$f":"DC117*DC118","v":0},{"$f":"SUM(CR119:DC119)","v":0},null,"GJ/月",{"$f":"DG117*DG118","v":0},{"$f":"DH117*DH118","v":0},{"$f":"DI117*DI118","v":0},{"$f":"DJ117*DJ118","v":0},{"$f":"DK117*DK118","v":0},{"$f":"DL117*DL118","v":0},{"$f":"DM117*DM118","v":0},{"$f":"DN117*DN118","v":0},{"$f":"DO117*DO118","v":0},{"$f":"DP117*DP118","v":0},{"$f":"DQ117*DQ118","v":0},{"$f":"DR117*DR118","v":0},{"$f":"SUM(DG119:DR119)","v":0},null,"GJ/月",{"$f":"DV117*DV118","v":0},{"$f":"DW117*DW118","v":0},{"$f":"DX117*DX118","v":0},{"$f":"DY117*DY118","v":0},{"$f":"DZ117*DZ118","v":0},{"$f":"EA117*EA118","v":0},{"$f":"EB117*EB118","v":0},{"$f":"EC117*EC118","v":0},{"$f":"ED117*ED118","v":0},{"$f":"EE117*EE118","v":0},{"$f":"EF117*EF118","v":0},{"$f":"EG117*EG118","v":0},{"$f":"SUM(DV119:EG119)","v":0}]
[null,"max",{"$f":"MAX(C123:N146)","v":0},null,"文献値",{"$f":"DmYear!C8","v":0},null,"比率",{"$f":"IF(C120=0,0,F120/C120)","v":0},null,null,null,null,null,null,null,"max",{"$f":"MAX(R123:AC146)","v":0},null,"文献値",{"$f":"DmYear!C8","v":0},null,"比率",{"$f":"IF(R120=0,0,U120/R120)","v":0},null,null,null,null,null,null,null,"max",{"$f":"MAX(AG123:AR146)","v":0},null,"文献値",{"$f":"DmYear!C8","v":0},null,"比率",{"$f":"IF(AG120=0,0,AJ120/AG120)","v":0},null,null,null,null,null,null,null,null,null,null,null,null,null,null,null,null,null,null,null,null,null,null,null,null,null,null,null,null,null,null,null,null,null,null,null,null,null,null,null,null,null,null,null,null,null,null,null,null,null,null,null,null,null,null,null,"max",{"$f":"MAX(CR123:DC146)","v":0},null,"文献値",{"$f":"DmYear!$C35","v":0},null,"比率",{"$f":"IF(CR120=0,0,CU120/CR120)","v":0},null,null,null,null,null,null,null,"max",{"$f":"MAX(DG123:DR146)","v":0},null,"文献値",{"$f":"DmYear!$C35","v":0},null,"比率",{"$f":"IF(DG120=0,0,DJ120/DG120)","v":0},null,null,null,null,null,null,null,"max",{"$f":"MAX(DV123:EG146)","v":0},null,"文献値",{"$f":"DmYear!$C35","v":0},null,"比率",{"$f":"IF(DV120=0,0,DY120/DV120)","v":0}]
[null,"給湯",{"$f":"SUM(C123:C146)-C147","v":0},{"$f":"SUM(D123:D146)-D147","v":0},0,0,0,0,0,0,0,0,0,0,"←検算用",null,"給湯",{"$f":"SUM(R123:R146)-R147","v":0},{"$f":"SUM(S123:S146)-S147","v":0},0,0,0,0,0,0,0,0,0,{"$f":"SUM(AC123:AC146)-AC147","v":0},"←検算用",null,"給湯",{"$f":"SUM(AG123:AG146)-AG147","v":0},{"$f":"SUM(AH123:AH146)-AH147","v":0},0,0,0,0,0,0,0,0,0,0,null,null,null,"給湯・平日・ピーク",null,null,null,null,null,null,null,null,null,null,null,null,null,null,"給湯・土曜・ピーク",null,null,null,null,null,null,null,null,null,null,null,null,null,null,"給湯・休日・ピーク",null,null,null,null,null,null,null,null,null,null,null,null,null,null,null,null,"給湯",{"$f":"SUM(CR123:CR146)-CR147","v":0},{"$f":"SUM(CS123:CS146)-CS147","v":0},0,0,0,0,0,0,0,0,0,0,"←検算用",null,"給湯",{"$f":"SUM(DG123:DG146)-DG147","v":0},{"$f":"SUM(DH123:DH146)-DH147","v":0},0,0,0,0,0,0,0,0,0,{"$f":"SUM(DR123:DR146)-DR147","v":0},"←検算用",null,"給湯",{"$f":"SUM(DV123:DV146)-DV147","v":0},{"$f":"SUM(DW123:DW146)-DW147","v":0},0,0,0,0,0,0,0,0,0,0,null,null,null,"給湯・平日・ピーク",null,null,null,null,null,null,null,null,null,null,null,null,null,null,"給湯・土曜・ピーク",null,null,null,null,null,null,null,null,null,null,null,null,null,null,"給湯・休日・ピーク"]
[null,"MJ/h","1月","2月","3月","4月","5月","6月","7月","8月","9月","10月","11月","12月","計",null,"MJ/h","1月","2月","3月","4月","5月","6月","7月","8月","9月","10月","11月","12月","計",null,"MJ/h","1月","2月","3月","4月","5月","6月","7月","8月","9月","10月","11月","12月","計",null,null,"MJ/h","1月","2月","3月","4月","5月","6月","7月","8月","9月","10月","11月","12月",null,null,"MJ/h","1月","2月","3月","4月","5月","6月","7月","8月","9月","10月","11月","12月",null,null,"MJ/h","1月","2月","3月","4月","5月","6月","7月","8月","9月","10月","11月","12月",null,null,null,null,"MJ/h","1月","2月","3月","4月","5月","6月","7月","8月","9月","10月","11月","12月","計",null,"MJ/h","1月","2月","3月","4月","5月","6月","7月","8月","9月","10月","11月","12月","計",null,"MJ/h","1月","2月","3月","4月","5月","6月","7月","8月","9月","10月","11月","12月","計",null,null,"MJ/h","1月","2月","3月","4月","5月","6月","7月","8月","9月","10月","11月","12月",null,null,"MJ/h","1月","2月","3月","4月","5月","6月","7月","8月","9月","10月","11月","12月",null,null,"MJ/h","1月","2月","3月","4月","5月","6月","7月","8月","9月","10月","11月","12月"]
[null,0,{"$f":"(DmYear!$K$8*(Unit!C$24/100)/DB!H$3)*(Unit!B123/100)*1000","v":0},{"$f":"(DmYear!$K$8*(Unit!D$24/100)/DB!I$3)*(Unit!C123/100)*1000","v":0},{"$f":"(DmYear!$K$8*(Unit!E$24/100)/DB!J$3)*(Unit!D123/100)*1000","v":0},{"$f":"(DmYear!$K$8*(Unit!F$24/100)/DB!K$3)*(Unit!E123/100)*1000","v":0},{"$f":"(DmYear!$K$8*(Unit!G$24/100)/DB!L$3)*(Unit!F123/100)*1000","v":0},{"$f":"(DmYear!$K$8*(Unit!H$24/100)/DB!M$3)*(Unit!G123/100)*1000","v":0},{"$f":"(DmYear!$K$8*(Unit!I$24/100)/DB!N$3)*(Unit!H123/100)*1000","v":0},{"$f":"(DmYear!$K$8*(Unit!J$24/100)/DB!O$3)*(Unit!I123/100)*1000","v":0},{"$f":"(DmYear!$K$8*(Unit!K$24/100)/DB!P$3)*(Unit!J123/100)*1000","v":0},{"$f":"(DmYear!$K$8*(Unit!L$24/100)/DB!Q$3)*(Unit!K123/100)*1000","v":0},{"$f":"(DmYear!$K$8*(Unit!M$24/100)/DB!R$3)*(Unit!L123/100)*1000","v":0},{"$f":"(DmYear!$K$8*(Unit!N$24/100)/DB!S$3)*(Unit!M123/100)*1000","v":0},"-",null,0,{"$f":"(DmYear!$K$8*(Unit!C$25/100)/DB!H$4)*(Unit!P123/100)*1000","v":0},{"$f":"(DmYear!$K$8*(Unit!D$25/100)/DB!I$4)*(Unit!Q123/100)*1000","v":0},{"$f":"(DmYear!$K$8*(Unit!E$25/100)/DB!J$4)*(Unit!R123/100)*1000","v":0},{"$f":"(DmYear!$K$8*(Unit!F$25/100)/DB!K$4)*(Unit!S123/100)*1000","v":0},{"$f":"(DmYear!$K$8*(Unit!G$25/100)/DB!L$4)*(Unit!T123/100)*1000","v":0},{"$f":"(DmYear!$K$8*(Unit!H$25/100)/DB!M$4)*(Unit!U123/100)*1000","v":0},{"$f":"(DmYear!$K$8*(Unit!I$25/100)/DB!N$4)*(Unit!V123/100)*1000","v":0},{"$f":"(DmYear!$K$8*(Unit!J$25/100)/DB!O$4)*(Unit!W123/100)*1000","v":0},{"$f":"(DmYear!$K$8*(Unit!K$25/100)/DB!P$4)*(Unit!X123/100)*1000","v":0},{"$f":"(DmYear!$K$8*(Unit!L$25/100)/DB!Q$4)*(Unit!Y123/100)*1000","v":0},{"$f":"(DmYear!$K$8*(Unit!M$25/100)/DB!R$4)*(Unit!Z123/100)*1000","v":0},{"$f":"(DmYear!$K$8*(Unit!N$25/100)/DB!S$4)*(Unit!AA123/100)*1000","v":0},"-",null,0,{"$f":"(DmYear!$K$8*(Unit!C$26/100)/DB!H$5)*(Unit!AD123/100)*1000","v":0},{"$f":"(DmYear!$K$8*(Unit!D$26/100)/DB!I$5)*(Unit!AE123/100)*1000","v":0},{"$f":"(DmYear!$K$8*(Unit!E$26/100)/DB!J$5)*(Unit!AF123/100)*1000","v":0},{"$f":"(DmYear!$K$8*(Unit!F$26/100)/DB!K$5)*(Unit!AG123/100)*1000","v":0},{"$f":"(DmYear!$K$8*(Unit!G$26/100)/DB!L$5)*(Unit!AH123/100)*1000","v":0},{"$f":"(DmYear!$K$8*(Unit!H$26/100)/DB!M$5)*(Unit!AI123/100)*1000","v":0},{"$f":"(DmYear!$K$8*(Unit!I$26/100)/DB!N$5)*(Unit!AJ123/100)*1000","v":0},{"$f":"(DmYear!$K$8*(Unit!J$26/100)/DB!O$5)*(Unit!AK123/100)*1000","v":0},{"$f":"(DmYear!$K$8*(Unit!K$26/100)/DB!P$5)*(Unit!AL123/100)*1000","v":0},{"$f":"(DmYear!$K$8*(Unit!L$26/100)/DB!Q$5)*(Unit!AM123/100)*1000","v":0},{"$f":"(DmYear!$K$8*(Unit!M$26/100)/DB!R$5)*(Unit!AN123/100)*1000","v":0},{"$f":"(DmYear!$K$8*(Unit!N$26/100)/DB!S$5)*(Unit!AO123/100)*1000","v":0},"-",null,null,0,{"$f":"MIN($I$120,$X$120,$AM$120)*C123","v":0},{"$f":"MIN($I$120,$X$120,$AM$120)*D123","v":0},{"$f":"MIN($I$120,$X$120,$AM$120)*E123","v":0},{"$f":"MIN($I$120,$X$120,$AM$120)*F123","v":0},{"$f":"MIN($I$120,$X$120,$AM$120)*G123","v":0},{"$f":"MIN($I$120,$X$120,$AM$120)*H123","v":0},{"$f":"MIN($I$120,$X$120,$AM$120)*I123","v":0},{"$f":"MIN($I$120,$X$120,$AM$120)*J123","v":0},{"$f":"MIN($I$120,$X$120,$AM$120)*K123","v":0},{"$f":"MIN($I$120,$X$120,$AM$120)*L123","v":0},{"$f":"MIN($I$120,$X$120,$AM$120)*M123","v":0},{"$f":"MIN($I$120,$X$120,$AM$120)*N123","v":0},null,null,0,{"$f":"MIN($I$120,$X$120,$AM$120)*R123","v":0},{"$f":"MIN($I$120,$X$120,$AM$120)*S123","v":0},{"$f":"MIN($I$120,$X$120,$AM$120)*T123","v":0},{"$f":"MIN($I$120,$X$120,$AM$120)*U123","v":0},{"$f":"MIN($I$120,$X$120,$AM$120)*V123","v":0},{"$f":"MIN($I$120,$X$120,$AM$120)*W123","v":0},{"$f":"MIN($I$120,$X$120,$AM$120)*X123","v":0},{"$f":"MIN($I$120,$X$120,$AM$120)*Y123","v":0},{"$f":"MIN($I$120,$X$120,$AM$120)*Z123","v":0},{"$f":"MIN($I$120,$X$120,$AM$120)*AA123","v":0},{"$f":"MIN($I$120,$X$120,$AM$120)*AB123","v":0},{"$f":"MIN($I$120,$X$120,$AM$120)*AC123","v":0},null,null,0,{"$f":"MIN($I$120,$X$120,$AM$120)*AG123","v":0},{"$f":"MIN($I$120,$X$120,$AM$120)*AH123","v":0},{"$f":"MIN($I$120,$X$120,$AM$120)*AI123","v":0},{"$f":"MIN($I$120,$X$120,$AM$120)*AJ123","v":0},{"$f":"MIN($I$120,$X$120,$AM$120)*AK123","v":0},{"$f":"MIN($I$120,$X$120,$AM$120)*AL123","v":0},{"$f":"MIN($I$120,$X$120,$AM$120)*AM123","v":0},{"$f":"MIN($I$120,$X$120,$AM$120)*AN123","v":0},{"$f":"MIN($I$120,$X$120,$AM$120)*AO123","v":0},{"$f":"MIN($I$120,$X$120,$AM$120)*AP123","v":0},{"$f":"MIN($I$120,$X$120,$AM$120)*AQ123","v":0},{"$f":"MIN($I$120,$X$120,$AM$120)*AR123","v":0},null,null,null,null,0,{"$f":"(DmYear!$K$35*(Unit!C$24/100)/DB!H$3)*(Unit!B123/100)*1000","v":0},{"$f":"(DmYear!$K$35*(Unit!D$24/100)/DB!I$3)*(Unit!C123/100)*1000","v":0},{"$f":"(DmYear!$K$35*(Unit!E$24/100)/DB!J$3)*(Unit!D123/100)*1000","v":0},{"$f":"(DmYear!$K$35*(Unit!F$24/100)/DB!K$3)*(Unit!E123/100)*1000","v":0},{"$f":"(DmYear!$K$35*(Unit!G$24/100)/DB!L$3)*(Unit!F123/100)*1000","v":0},{"$f":"(DmYear!$K$35*(Unit!H$24/100)/DB!M$3)*(Unit!G123/100)*1000","v":0},{"$f":"(DmYear!$K$35*(Unit!I$24/100)/DB!N$3)*(Unit!H123/100)*1000","v":0},{"$f":"(DmYear!$K$35*(Unit!J$24/100)/DB!O$3)*(Unit!I123/100)*1000","v":0},{"$f":"(DmYear!$K$35*(Unit!K$24/100)/DB!P$3)*(Unit!J123/100)*1000","v":0},{"$f":"(DmYear!$K$35*(Unit!L$24/100)/DB!Q$3)*(Unit!K123/100)*1000","v":0},{"$f":"(DmYear!$K$35*(Unit!M$24/100)/DB!R$3)*(Unit!L123/100)*1000","v":0},{"$f":"(DmYear!$K$35*(Unit!N$24/100)/DB!S$3)*(Unit!M123/100)*1000","v":0},"-",null,0,{"$f":"(DmYear!$K$35*(Unit!C$25/100)/DB!H$4)*(Unit!P123/100)*1000","v":0},{"$f":"(DmYear!$K$35*(Unit!D$25/100)/DB!I$4)*(Unit!Q123/100)*1000","v":0},{"$f":"(DmYear!$K$35*(Unit!E$25/100)/DB!J$4)*(Unit!R123/100)*1000","v":0},{"$f":"(DmYear!$K$35*(Unit!F$25/100)/DB!K$4)*(Unit!S123/100)*1000","v":0},{"$f":"(DmYear!$K$35*(Unit!G$25/100)/DB!L$4)*(Unit!T123/100)*1000","v":0},{"$f":"(DmYear!$K$35*(Unit!H$25/100)/DB!M$4)*(Unit!U123/100)*1000","v":0},{"$f":"(DmYear!$K$35*(Unit!I$25/100)/DB!N$4)*(Unit!V123/100)*1000","v":0},{"$f":"(DmYear!$K$35*(Unit!J$25/100)/DB!O$4)*(Unit!W123/100)*1000","v":0},{"$f":"(DmYear!$K$35*(Unit!K$25/100)/DB!P$4)*(Unit!X123/100)*1000","v":0},{"$f":"(DmYear!$K$35*(Unit!L$25/100)/DB!Q$4)*(Unit!Y123/100)*1000","v":0},{"$f":"(DmYear!$K$35*(Unit!M$25/100)/DB!R$4)*(Unit!Z123/100)*1000","v":0},{"$f":"(DmYear!$K$35*(Unit!N$25/100)/DB!S$4)*(Unit!AA123/100)*1000","v":0},"-",null,0,{"$f":"(DmYear!$K$35*(Unit!C$26/100)/DB!H$5)*(Unit!AD123/100)*1000","v":0},{"$f":"(DmYear!$K$35*(Unit!D$26/100)/DB!I$5)*(Unit!AE123/100)*1000","v":0},{"$f":"(DmYear!$K$35*(Unit!E$26/100)/DB!J$5)*(Unit!AF123/100)*1000","v":0},{"$f":"(DmYear!$K$35*(Unit!F$26/100)/DB!K$5)*(Unit!AG123/100)*1000","v":0},{"$f":"(DmYear!$K$35*(Unit!G$26/100)/DB!L$5)*(Unit!AH123/100)*1000","v":0},{"$f":"(DmYear!$K$35*(Unit!H$26/100)/DB!M$5)*(Unit!AI123/100)*1000","v":0},{"$f":"(DmYear!$K$35*(Unit!I$26/100)/DB!N$5)*(Unit!AJ123/100)*1000","v":0},{"$f":"(DmYear!$K$35*(Unit!J$26/100)/DB!O$5)*(Unit!AK123/100)*1000","v":0},{"$f":"(DmYear!$K$35*(Unit!K$26/100)/DB!P$5)*(Unit!AL123/100)*1000","v":0},{"$f":"(DmYear!$K$35*(Unit!L$26/100)/DB!Q$5)*(Unit!AM123/100)*1000","v":0},{"$f":"(DmYear!$K$35*(Unit!M$26/100)/DB!R$5)*(Unit!AN123/100)*1000","v":0},{"$f":"(DmYear!$K$35*(Unit!N$26/100)/DB!S$5)*(Unit!AO123/100)*1000","v":0},"-",null,null,0,{"$f":"MIN($CX$120,$DM$120,$EB$120)*CR123","v":0},{"$f":"MIN($CX$120,$DM$120,$EB$120)*CS123","v":0},{"$f":"MIN($CX$120,$DM$120,$EB$120)*CT123","v":0},{"$f":"MIN($CX$120,$DM$120,$EB$120)*CU123","v":0},{"$f":"MIN($CX$120,$DM$120,$EB$120)*CV123","v":0},{"$f":"MIN($CX$120,$DM$120,$EB$120)*CW123","v":0},{"$f":"MIN($CX$120,$DM$120,$EB$120)*CX123","v":0},{"$f":"MIN($CX$120,$DM$120,$EB$120)*CY123","v":0},{"$f":"MIN($CX$120,$DM$120,$EB$120)*CZ123","v":0},{"$f":"MIN($CX$120,$DM$120,$EB$120)*DA123","v":0},{"$f":"MIN($CX$120,$DM$120,$EB$120)*DB123","v":0},{"$f":"MIN($CX$120,$DM$120,$EB$120)*DC123","v":0},null,null,0,{"$f":"MIN($CX$120,$DM$120,$EB$120)*DG123","v":0},{"$f":"MIN($CX$120,$DM$120,$EB$120)*DH123","v":0},{"$f":"MIN($CX$120,$DM$120,$EB$120)*DI123","v":0},{"$f":"MIN($CX$120,$DM$120,$EB$120)*DJ123","v":0},{"$f":"MIN($CX$120,$DM$120,$EB$120)*DK123","v":0},{"$f":"MIN($CX$120,$DM$120,$EB$120)*DL123","v":0},{"$f":"MIN($CX$120,$DM$120,$EB$120)*DM123","v":0},{"$f":"MIN($CX$120,$DM$120,$EB$120)*DN123","v":0},{"$f":"MIN($CX$120,$DM$120,$EB$120)*DO123","v":0},{"$f":"MIN($CX$120,$DM$120,$EB$120)*DP123","v":0},{"$f":"MIN($CX$120,$DM$120,$EB$120)*DQ123","v":0},{"$f":"MIN($CX$120,$DM$120,$EB$120)*DR123","v":0},null,null,0,{"$f":"MIN($CX$120,$DM$120,$EB$120)*DV123","v":0},{"$f":"MIN($CX$120,$DM$120,$EB$120)*DW123","v":0},{"$f":"MIN($CX$120,$DM$120,$EB$120)*DX123","v":0},{"$f":"MIN($CX$120,$DM$120,$EB$120)*DY123","v":0},{"$f":"MIN($CX$120,$DM$120,$EB$120)*DZ123","v":0},{"$f":"MIN($CX$120,$DM$120,$EB$120)*EA123","v":0},{"$f":"MIN($CX$120,$DM$120,$EB$120)*EB123","v":0},{"$f":"MIN($CX$120,$DM$120,$EB$120)*EC123","v":0},{"$f":"MIN($CX$120,$DM$120,$EB$120)*ED123","v":0},{"$f":"MIN($CX$120,$DM$120,$EB$120)*EE123","v":0},{"$f":"MIN($CX$120,$DM$120,$EB$120)*EF123","v":0},{"$f":"MIN($CX$120,$DM$120,$EB$120)*EG123","v":0}]
[null,1,{"$f":"(DmYear!$K$8*(Unit!C$24/100)/DB!H$3)*(Unit!B124/100)*1000","v":0},{"$f":"(DmYear!$K$8*(Unit!D$24/100)/DB!I$3)*(Unit!C124/100)*1000","v":0},{"$f":"(DmYear!$K$8*(Unit!E$24/100)/DB!J$3)*(Unit!D124/100)*1000","v":0},{"$f":"(DmYear!$K$8*(Unit!F$24/100)/DB!K$3)*(Unit!E124/100)*1000","v":0},{"$f":"(DmYear!$K$8*(Unit!G$24/100)/DB!L$3)*(Unit!F124/100)*1000","v":0},{"$f":"(DmYear!$K$8*(Unit!H$24/100)/DB!M$3)*(Unit!G124/100)*1000","v":0},{"$f":"(DmYear!$K$8*(Unit!I$24/100)/DB!N$3)*(Unit!H124/100)*1000","v":0},{"$f":"(DmYear!$K$8*(Unit!J$24/100)/DB!O$3)*(Unit!I124/100)*1000","v":0},{"$f":"(DmYear!$K$8*(Unit!K$24/100)/DB!P$3)*(Unit!J124/100)*1000","v":0},{"$f":"(DmYear!$K$8*(Unit!L$24/100)/DB!Q$3)*(Unit!K124/100)*1000","v":0},{"$f":"(DmYear!$K$8*(Unit!M$24/100)/DB!R$3)*(Unit!L124/100)*1000","v":0},{"$f":"(DmYear!$K$8*(Unit!N$24/100)/DB!S$3)*(Unit!M124/100)*1000","v":0},"-",null,1,{"$f":"(DmYear!$K$8*(Unit!C$25/100)/DB!H$4)*(Unit!P124/100)*1000","v":0},{"$f":"(DmYear!$K$8*(Unit!D$25/100)/DB!I$4)*(Unit!Q124/100)*1000","v":0},{"$f":"(DmYear!$K$8*(Unit!E$25/100)/DB!J$4)*(Unit!R124/100)*1000","v":0},{"$f":"(DmYear!$K$8*(Unit!F$25/100)/DB!K$4)*(Unit!S124/100)*1000","v":0},{"$f":"(DmYear!$K$8*(Unit!G$25/100)/DB!L$4)*(Unit!T124/100)*1000","v":0},{"$f":"(DmYear!$K$8*(Unit!H$25/100)/DB!M$4)*(Unit!U124/100)*1000","v":0},{"$f":"(DmYear!$K$8*(Unit!I$25/100)/DB!N$4)*(Unit!V124/100)*1000","v":0},{"$f":"(DmYear!$K$8*(Unit!J$25/100)/DB!O$4)*(Unit!W124/100)*1000","v":0},{"$f":"(DmYear!$K$8*(Unit!K$25/100)/DB!P$4)*(Unit!X124/100)*1000","v":0},{"$f":"(DmYear!$K$8*(Unit!L$25/100)/DB!Q$4)*(Unit!Y124/100)*1000","v":0},{"$f":"(DmYear!$K$8*(Unit!M$25/100)/DB!R$4)*(Unit!Z124/100)*1000","v":0},{"$f":"(DmYear!$K$8*(Unit!N$25/100)/DB!S$4)*(Unit!AA124/100)*1000","v":0},"-",null,1,{"$f":"(DmYear!$K$8*(Unit!C$26/100)/DB!H$5)*(Unit!AD124/100)*1000","v":0},{"$f":"(DmYear!$K$8*(Unit!D$26/100)/DB!I$5)*(Unit!AE124/100)*1000","v":0},{"$f":"(DmYear!$K$8*(Unit!E$26/100)/DB!J$5)*(Unit!AF124/100)*1000","v":0},{"$f":"(DmYear!$K$8*(Unit!F$26/100)/DB!K$5)*(Unit!AG124/100)*1000","v":0},{"$f":"(DmYear!$K$8*(Unit!G$26/100)/DB!L$5)*(Unit!AH124/100)*1000","v":0},{"$f":"(DmYear!$K$8*(Unit!H$26/100)/DB!M$5)*(Unit!AI124/100)*1000","v":0},{"$f":"(DmYear!$K$8*(Unit!I$26/100)/DB!N$5)*(Unit!AJ124/100)*1000","v":0},{"$f":"(DmYear!$K$8*(Unit!J$26/100)/DB!O$5)*(Unit!AK124/100)*1000","v":0},{"$f":"(DmYear!$K$8*(Unit!K$26/100)/DB!P$5)*(Unit!AL124/100)*1000","v":0},{"$f":"(DmYear!$K$8*(Unit!L$26/100)/DB!Q$5)*(Unit!AM124/100)*1000","v":0},{"$f":"(DmYear!$K$8*(Unit!M$26/100)/DB!R$5)*(Unit!AN124/100)*1000","v":0},{"$f":"(DmYear!$K$8*(Unit!N$26/100)/DB!S$5)*(Unit!AO124/100)*1000","v":0},"-",null,null,1,{"$f":"MIN($I$120,$X$120,$AM$120)*C124","v":0},0,0,0,0,0,0,0,0,0,0,0,null,null,1,{"$f":"MIN($I$120,$X$120,$AM$120)*R124","v":0},0,0,0,0,0,0,0,0,0,0,0,null,null,1,{"$f":"MIN($I$120,$X$120,$AM$120)*AG124","v":0},0,0,0,0,0,0,0,0,0,0,0,null,null,null,null,1,{"$f":"(DmYear!$K$35*(Unit!C$24/100)/DB!H$3)*(Unit!B124/100)*1000","v":0},{"$f":"(DmYear!$K$35*(Unit!D$24/100)/DB!I$3)*(Unit!C124/100)*1000","v":0},{"$f":"(DmYear!$K$35*(Unit!E$24/100)/DB!J$3)*(Unit!D124/100)*1000","v":0},{"$f":"(DmYear!$K$35*(Unit!F$24/100)/DB!K$3)*(Unit!E124/100)*1000","v":0},{"$f":"(DmYear!$K$35*(Unit!G$24/100)/DB!L$3)*(Unit!F124/100)*1000","v":0},{"$f":"(DmYear!$K$35*(Unit!H$24/100)/DB!M$3)*(Unit!G124/100)*1000","v":0},{"$f":"(DmYear!$K$35*(Unit!I$24/100)/DB!N$3)*(Unit!H124/100)*1000","v":0},{"$f":"(DmYear!$K$35*(Unit!J$24/100)/DB!O$3)*(Unit!I124/100)*1000","v":0},{"$f":"(DmYear!$K$35*(Unit!K$24/100)/DB!P$3)*(Unit!J124/100)*1000","v":0},{"$f":"(DmYear!$K$35*(Unit!L$24/100)/DB!Q$3)*(Unit!K124/100)*1000","v":0},{"$f":"(DmYear!$K$35*(Unit!M$24/100)/DB!R$3)*(Unit!L124/100)*1000","v":0},{"$f":"(DmYear!$K$35*(Unit!N$24/100)/DB!S$3)*(Unit!M124/100)*1000","v":0},"-",null,1,{"$f":"(DmYear!$K$35*(Unit!C$25/100)/DB!H$4)*(Unit!P124/100)*1000","v":0},{"$f":"(DmYear!$K$35*(Unit!D$25/100)/DB!I$4)*(Unit!Q124/100)*1000","v":0},{"$f":"(DmYear!$K$35*(Unit!E$25/100)/DB!J$4)*(Unit!R124/100)*1000","v":0},{"$f":"(DmYear!$K$35*(Unit!F$25/100)/DB!K$4)*(Unit!S124/100)*1000","v":0},{"$f":"(DmYear!$K$35*(Unit!G$25/100)/DB!L$4)*(Unit!T124/100)*1000","v":0},{"$f":"(DmYear!$K$35*(Unit!H$25/100)/DB!M$4)*(Unit!U124/100)*1000","v":0},{"$f":"(DmYear!$K$35*(Unit!I$25/100)/DB!N$4)*(Unit!V124/100)*1000","v":0},{"$f":"(DmYear!$K$35*(Unit!J$25/100)/DB!O$4)*(Unit!W124/100)*1000","v":0},{"$f":"(DmYear!$K$35*(Unit!K$25/100)/DB!P$4)*(Unit!X124/100)*1000","v":0},{"$f":"(DmYear!$K$35*(Unit!L$25/100)/DB!Q$4)*(Unit!Y124/100)*1000","v":0},{"$f":"(DmYear!$K$35*(Unit!M$25/100)/DB!R$4)*(Unit!Z124/100)*1000","v":0},{"$f":"(DmYear!$K$35*(Unit!N$25/100)/DB!S$4)*(Unit!AA124/100)*1000","v":0},"-",null,1,{"$f":"(DmYear!$K$35*(Unit!C$26/100)/DB!H$5)*(Unit!AD124/100)*1000","v":0},{"$f":"(DmYear!$K$35*(Unit!D$26/100)/DB!I$5)*(Unit!AE124/100)*1000","v":0},{"$f":"(DmYear!$K$35*(Unit!E$26/100)/DB!J$5)*(Unit!AF124/100)*1000","v":0},{"$f":"(DmYear!$K$35*(Unit!F$26/100)/DB!K$5)*(Unit!AG124/100)*1000","v":0},{"$f":"(DmYear!$K$35*(Unit!G$26/100)/DB!L$5)*(Unit!AH124/100)*1000","v":0},{"$f":"(DmYear!$K$35*(Unit!H$26/100)/DB!M$5)*(Unit!AI124/100)*1000","v":0},{"$f":"(DmYear!$K$35*(Unit!I$26/100)/DB!N$5)*(Unit!AJ124/100)*1000","v":0},{"$f":"(DmYear!$K$35*(Unit!J$26/100)/DB!O$5)*(Unit!AK124/100)*1000","v":0},{"$f":"(DmYear!$K$35*(Unit!K$26/100)/DB!P$5)*(Unit!AL124/100)*1000","v":0},{"$f":"(DmYear!$K$35*(Unit!L$26/100)/DB!Q$5)*(Unit!AM124/100)*1000","v":0},{"$f":"(DmYear!$K$35*(Unit!M$26/100)/DB!R$5)*(Unit!AN124/100)*1000","v":0},{"$f":"(DmYear!$K$35*(Unit!N$26/100)/DB!S$5)*(Unit!AO124/100)*1000","v":0},"-",null,null,1,0,0,0,0,0,0,0,0,0,0,0,0,null,null,1,0,0,0,0,0,0,0,0,0,0,0,0,null,null,1,0,0,0,0,0,0,0,0,0,0,0,0]
[null,2,{"$f":"(DmYear!$K$8*(Unit!C$24/100)/DB!H$3)*(Unit!B125/100)*1000","v":0},{"$f":"(DmYear!$K$8*(Unit!D$24/100)/DB!I$3)*(Unit!C125/100)*1000","v":0},{"$f":"(DmYear!$K$8*(Unit!E$24/100)/DB!J$3)*(Unit!D125/100)*1000","v":0},{"$f":"(DmYear!$K$8*(Unit!F$24/100)/DB!K$3)*(Unit!E125/100)*1000","v":0},{"$f":"(DmYear!$K$8*(Unit!G$24/100)/DB!L$3)*(Unit!F125/100)*1000","v":0},{"$f":"(DmYear!$K$8*(Unit!H$24/100)/DB!M$3)*(Unit!G125/100)*1000","v":0},{"$f":"(DmYear!$K$8*(Unit!I$24/100)/DB!N$3)*(Unit!H125/100)*1000","v":0},{"$f":"(DmYear!$K$8*(Unit!J$24/100)/DB!O$3)*(Unit!I125/100)*1000","v":0},{"$f":"(DmYear!$K$8*(Unit!K$24/100)/DB!P$3)*(Unit!J125/100)*1000","v":0},{"$f":"(DmYear!$K$8*(Unit!L$24/100)/DB!Q$3)*(Unit!K125/100)*1000","v":0},{"$f":"(DmYear!$K$8*(Unit!M$24/100)/DB!R$3)*(Unit!L125/100)*1000","v":0},{"$f":"(DmYear!$K$8*(Unit!N$24/100)/DB!S$3)*(Unit!M125/100)*1000","v":0},"-",null,2,{"$f":"(DmYear!$K$8*(Unit!C$25/100)/DB!H$4)*(Unit!P125/100)*1000","v":0},{"$f":"(DmYear!$K$8*(Unit!D$25/100)/DB!I$4)*(Unit!Q125/100)*1000","v":0},{"$f":"(DmYear!$K$8*(Unit!E$25/100)/DB!J$4)*(Unit!R125/100)*1000","v":0},{"$f":"(DmYear!$K$8*(Unit!F$25/100)/DB!K$4)*(Unit!S125/100)*1000","v":0},{"$f":"(DmYear!$K$8*(Unit!G$25/100)/DB!L$4)*(Unit!T125/100)*1000","v":0},{"$f":"(DmYear!$K$8*(Unit!H$25/100)/DB!M$4)*(Unit!U125/100)*1000","v":0},{"$f":"(DmYear!$K$8*(Unit!I$25/100)/DB!N$4)*(Unit!V125/100)*1000","v":0},{"$f":"(DmYear!$K$8*(Unit!J$25/100)/DB!O$4)*(Unit!W125/100)*1000","v":0},{"$f":"(DmYear!$K$8*(Unit!K$25/100)/DB!P$4)*(Unit!X125/100)*1000","v":0},{"$f":"(DmYear!$K$8*(Unit!L$25/100)/DB!Q$4)*(Unit!Y125/100)*1000","v":0},{"$f":"(DmYear!$K$8*(Unit!M$25/100)/DB!R$4)*(Unit!Z125/100)*1000","v":0},{"$f":"(DmYear!$K$8*(Unit!N$25/100)/DB!S$4)*(Unit!AA125/100)*1000","v":0},"-",null,2,{"$f":"(DmYear!$K$8*(Unit!C$26/100)/DB!H$5)*(Unit!AD125/100)*1000","v":0},{"$f":"(DmYear!$K$8*(Unit!D$26/100)/DB!I$5)*(Unit!AE125/100)*1000","v":0},{"$f":"(DmYear!$K$8*(Unit!E$26/100)/DB!J$5)*(Unit!AF125/100)*1000","v":0},{"$f":"(DmYear!$K$8*(Unit!F$26/100)/DB!K$5)*(Unit!AG125/100)*1000","v":0},{"$f":"(DmYear!$K$8*(Unit!G$26/100)/DB!L$5)*(Unit!AH125/100)*1000","v":0},{"$f":"(DmYear!$K$8*(Unit!H$26/100)/DB!M$5)*(Unit!AI125/100)*1000","v":0},{"$f":"(DmYear!$K$8*(Unit!I$26/100)/DB!N$5)*(Unit!AJ125/100)*1000","v":0},{"$f":"(DmYear!$K$8*(Unit!J$26/100)/DB!O$5)*(Unit!AK125/100)*1000","v":0},{"$f":"(DmYear!$K$8*(Unit!K$26/100)/DB!P$5)*(Unit!AL125/100)*1000","v":0},{"$f":"(DmYear!$K$8*(Unit!L$26/100)/DB!Q$5)*(Unit!AM125/100)*1000","v":0},{"$f":"(DmYear!$K$8*(Unit!M$26/100)/DB!R$5)*(Unit!AN125/100)*1000","v":0},{"$f":"(DmYear!$K$8*(Unit!N$26/100)/DB!S$5)*(Unit!AO125/100)*1000","v":0},"-",null,null,2,0,0,0,0,0,0,0,0,0,0,0,0,null,null,2,0,0,0,0,0,0,0,0,0,0,0,0,null,null,2,0,0,0,0,0,0,0,0,0,0,0,0,null,null,null,null,2,{"$f":"(DmYear!$K$35*(Unit!C$24/100)/DB!H$3)*(Unit!B125/100)*1000","v":0},{"$f":"(DmYear!$K$35*(Unit!D$24/100)/DB!I$3)*(Unit!C125/100)*1000","v":0},{"$f":"(DmYear!$K$35*(Unit!E$24/100)/DB!J$3)*(Unit!D125/100)*1000","v":0},{"$f":"(DmYear!$K$35*(Unit!F$24/100)/DB!K$3)*(Unit!E125/100)*1000","v":0},{"$f":"(DmYear!$K$35*(Unit!G$24/100)/DB!L$3)*(Unit!F125/100)*1000","v":0},{"$f":"(DmYear!$K$35*(Unit!H$24/100)/DB!M$3)*(Unit!G125/100)*1000","v":0},{"$f":"(DmYear!$K$35*(Unit!I$24/100)/DB!N$3)*(Unit!H125/100)*1000","v":0},{"$f":"(DmYear!$K$35*(Unit!J$24/100)/DB!O$3)*(Unit!I125/100)*1000","v":0},{"$f":"(DmYear!$K$35*(Unit!K$24/100)/DB!P$3)*(Unit!J125/100)*1000","v":0},{"$f":"(DmYear!$K$35*(Unit!L$24/100)/DB!Q$3)*(Unit!K125/100)*1000","v":0},{"$f":"(DmYear!$K$35*(Unit!M$24/100)/DB!R$3)*(Unit!L125/100)*1000","v":0},{"$f":"(DmYear!$K$35*(Unit!N$24/100)/DB!S$3)*(Unit!M125/100)*1000","v":0},"-",null,2,{"$f":"(DmYear!$K$35*(Unit!C$25/100)/DB!H$4)*(Unit!P125/100)*1000","v":0},{"$f":"(DmYear!$K$35*(Unit!D$25/100)/DB!I$4)*(Unit!Q125/100)*1000","v":0},{"$f":"(DmYear!$K$35*(Unit!E$25/100)/DB!J$4)*(Unit!R125/100)*1000","v":0},{"$f":"(DmYear!$K$35*(Unit!F$25/100)/DB!K$4)*(Unit!S125/100)*1000","v":0},{"$f":"(DmYear!$K$35*(Unit!G$25/100)/DB!L$4)*(Unit!T125/100)*1000","v":0},{"$f":"(DmYear!$K$35*(Unit!H$25/100)/DB!M$4)*(Unit!U125/100)*1000","v":0},{"$f":"(DmYear!$K$35*(Unit!I$25/100)/DB!N$4)*(Unit!V125/100)*1000","v":0},{"$f":"(DmYear!$K$35*(Unit!J$25/100)/DB!O$4)*(Unit!W125/100)*1000","v":0},{"$f":"(DmYear!$K$35*(Unit!K$25/100)/DB!P$4)*(Unit!X125/100)*1000","v":0},{"$f":"(DmYear!$K$35*(Unit!L$25/100)/DB!Q$4)*(Unit!Y125/100)*1000","v":0},{"$f":"(DmYear!$K$35*(Unit!M$25/100)/DB!R$4)*(Unit!Z125/100)*1000","v":0},{"$f":"(DmYear!$K$35*(Unit!N$25/100)/DB!S$4)*(Unit!AA125/100)*1000","v":0},"-",null,2,{"$f":"(DmYear!$K$35*(Unit!C$26/100)/DB!H$5)*(Unit!AD125/100)*1000","v":0},{"$f":"(DmYear!$K$35*(Unit!D$26/100)/DB!I$5)*(Unit!AE125/100)*1000","v":0},{"$f":"(DmYear!$K$35*(Unit!E$26/100)/DB!J$5)*(Unit!AF125/100)*1000","v":0},{"$f":"(DmYear!$K$35*(Unit!F$26/100)/DB!K$5)*(Unit!AG125/100)*1000","v":0},{"$f":"(DmYear!$K$35*(Unit!G$26/100)/DB!L$5)*(Unit!AH125/100)*1000","v":0},{"$f":"(DmYear!$K$35*(Unit!H$26/100)/DB!M$5)*(Unit!AI125/100)*1000","v":0},{"$f":"(DmYear!$K$35*(Unit!I$26/100)/DB!N$5)*(Unit!AJ125/100)*1000","v":0},{"$f":"(DmYear!$K$35*(Unit!J$26/100)/DB!O$5)*(Unit!AK125/100)*1000","v":0},{"$f":"(DmYear!$K$35*(Unit!K$26/100)/DB!P$5)*(Unit!AL125/100)*1000","v":0},{"$f":"(DmYear!$K$35*(Unit!L$26/100)/DB!Q$5)*(Unit!AM125/100)*1000","v":0},{"$f":"(DmYear!$K$35*(Unit!M$26/100)/DB!R$5)*(Unit!AN125/100)*1000","v":0},{"$f":"(DmYear!$K$35*(Unit!N$26/100)/DB!S$5)*(Unit!AO125/100)*1000","v":0},"-",null,null,2,0,0,0,0,0,0,0,0,0,0,0,0,null,null,2,0,0,0,0,0,0,0,0,0,0,0,0,null,null,2,0,0,0,0,0,0,0,0,0,0,0,0]
[null,3,{"$f":"(DmYear!$K$8*(Unit!C$24/100)/DB!H$3)*(Unit!B126/100)*1000","v":0},{"$f":"(DmYear!$K$8*(Unit!D$24/100)/DB!I$3)*(Unit!C126/100)*1000","v":0},{"$f":"(DmYear!$K$8*(Unit!E$24/100)/DB!J$3)*(Unit!D126/100)*1000","v":0},{"$f":"(DmYear!$K$8*(Unit!F$24/100)/DB!K$3)*(Unit!E126/100)*1000","v":0},{"$f":"(DmYear!$K$8*(Unit!G$24/100)/DB!L$3)*(Unit!F126/100)*1000","v":0},{"$f":"(DmYear!$K$8*(Unit!H$24/100)/DB!M$3)*(Unit!G126/100)*1000","v":0},{"$f":"(DmYear!$K$8*(Unit!I$24/100)/DB!N$3)*(Unit!H126/100)*1000","v":0},{"$f":"(DmYear!$K$8*(Unit!J$24/100)/DB!O$3)*(Unit!I126/100)*1000","v":0},{"$f":"(DmYear!$K$8*(Unit!K$24/100)/DB!P$3)*(Unit!J126/100)*1000","v":0},{"$f":"(DmYear!$K$8*(Unit!L$24/100)/DB!Q$3)*(Unit!K126/100)*1000","v":0},{"$f":"(DmYear!$K$8*(Unit!M$24/100)/DB!R$3)*(Unit!L126/100)*1000","v":0},{"$f":"(DmYear!$K$8*(Unit!N$24/100)/DB!S$3)*(Unit!M126/100)*1000","v":0},"-",null,3,{"$f":"(DmYear!$K$8*(Unit!C$25/100)/DB!H$4)*(Unit!P126/100)*1000","v":0},{"$f":"(DmYear!$K$8*(Unit!D$25/100)/DB!I$4)*(Unit!Q126/100)*1000","v":0},{"$f":"(DmYear!$K$8*(Unit!E$25/100)/DB!J$4)*(Unit!R126/100)*1000","v":0},{"$f":"(DmYear!$K$8*(Unit!F$25/100)/DB!K$4)*(Unit!S126/100)*1000","v":0},{"$f":"(DmYear!$K$8*(Unit!G$25/100)/DB!L$4)*(Unit!T126/100)*1000","v":0},{"$f":"(DmYear!$K$8*(Unit!H$25/100)/DB!M$4)*(Unit!U126/100)*1000","v":0},{"$f":"(DmYear!$K$8*(Unit!I$25/100)/DB!N$4)*(Unit!V126/100)*1000","v":0},{"$f":"(DmYear!$K$8*(Unit!J$25/100)/DB!O$4)*(Unit!W126/100)*1000","v":0},{"$f":"(DmYear!$K$8*(Unit!K$25/100)/DB!P$4)*(Unit!X126/100)*1000","v":0},{"$f":"(DmYear!$K$8*(Unit!L$25/100)/DB!Q$4)*(Unit!Y126/100)*1000","v":0},{"$f":"(DmYear!$K$8*(Unit!M$25/100)/DB!R$4)*(Unit!Z126/100)*1000","v":0},{"$f":"(DmYear!$K$8*(Unit!N$25/100)/DB!S$4)*(Unit!AA126/100)*1000","v":0},"-",null,3,{"$f":"(DmYear!$K$8*(Unit!C$26/100)/DB!H$5)*(Unit!AD126/100)*1000","v":0},{"$f":"(DmYear!$K$8*(Unit!D$26/100)/DB!I$5)*(Unit!AE126/100)*1000","v":0},{"$f":"(DmYear!$K$8*(Unit!E$26/100)/DB!J$5)*(Unit!AF126/100)*1000","v":0},{"$f":"(DmYear!$K$8*(Unit!F$26/100)/DB!K$5)*(Unit!AG126/100)*1000","v":0},{"$f":"(DmYear!$K$8*(Unit!G$26/100)/DB!L$5)*(Unit!AH126/100)*1000","v":0},{"$f":"(DmYear!$K$8*(Unit!H$26/100)/DB!M$5)*(Unit!AI126/100)*1000","v":0},{"$f":"(DmYear!$K$8*(Unit!I$26/100)/DB!N$5)*(Unit!AJ126/100)*1000","v":0},{"$f":"(DmYear!$K$8*(Unit!J$26/100)/DB!O$5)*(Unit!AK126/100)*1000","v":0},{"$f":"(DmYear!$K$8*(Unit!K$26/100)/DB!P$5)*(Unit!AL126/100)*1000","v":0},{"$f":"(DmYear!$K$8*(Unit!L$26/100)/DB!Q$5)*(Unit!AM126/100)*1000","v":0},{"$f":"(DmYear!$K$8*(Unit!M$26/100)/DB!R$5)*(Unit!AN126/100)*1000","v":0},{"$f":"(DmYear!$K$8*(Unit!N$26/100)/DB!S$5)*(Unit!AO126/100)*1000","v":0},"-",null,null,3,0,0,0,0,0,0,0,0,0,0,0,0,null,null,3,0,0,0,0,0,0,0,0,0,0,0,0,null,null,3,0,0,0,0,0,0,0,0,0,0,0,0,null,null,null,null,3,{"$f":"(DmYear!$K$35*(Unit!C$24/100)/DB!H$3)*(Unit!B126/100)*1000","v":0},{"$f":"(DmYear!$K$35*(Unit!D$24/100)/DB!I$3)*(Unit!C126/100)*1000","v":0},{"$f":"(DmYear!$K$35*(Unit!E$24/100)/DB!J$3)*(Unit!D126/100)*1000","v":0},{"$f":"(DmYear!$K$35*(Unit!F$24/100)/DB!K$3)*(Unit!E126/100)*1000","v":0},{"$f":"(DmYear!$K$35*(Unit!G$24/100)/DB!L$3)*(Unit!F126/100)*1000","v":0},{"$f":"(DmYear!$K$35*(Unit!H$24/100)/DB!M$3)*(Unit!G126/100)*1000","v":0},{"$f":"(DmYear!$K$35*(Unit!I$24/100)/DB!N$3)*(Unit!H126/100)*1000","v":0},{"$f":"(DmYear!$K$35*(Unit!J$24/100)/DB!O$3)*(Unit!I126/100)*1000","v":0},{"$f":"(DmYear!$K$35*(Unit!K$24/100)/DB!P$3)*(Unit!J126/100)*1000","v":0},{"$f":"(DmYear!$K$35*(Unit!L$24/100)/DB!Q$3)*(Unit!K126/100)*1000","v":0},{"$f":"(DmYear!$K$35*(Unit!M$24/100)/DB!R$3)*(Unit!L126/100)*1000","v":0},{"$f":"(DmYear!$K$35*(Unit!N$24/100)/DB!S$3)*(Unit!M126/100)*1000","v":0},"-",null,3,{"$f":"(DmYear!$K$35*(Unit!C$25/100)/DB!H$4)*(Unit!P126/100)*1000","v":0},{"$f":"(DmYear!$K$35*(Unit!D$25/100)/DB!I$4)*(Unit!Q126/100)*1000","v":0},{"$f":"(DmYear!$K$35*(Unit!E$25/100)/DB!J$4)*(Unit!R126/100)*1000","v":0},{"$f":"(DmYear!$K$35*(Unit!F$25/100)/DB!K$4)*(Unit!S126/100)*1000","v":0},{"$f":"(DmYear!$K$35*(Unit!G$25/100)/DB!L$4)*(Unit!T126/100)*1000","v":0},{"$f":"(DmYear!$K$35*(Unit!H$25/100)/DB!M$4)*(Unit!U126/100)*1000","v":0},{"$f":"(DmYear!$K$35*(Unit!I$25/100)/DB!N$4)*(Unit!V126/100)*1000","v":0},{"$f":"(DmYear!$K$35*(Unit!J$25/100)/DB!O$4)*(Unit!W126/100)*1000","v":0},{"$f":"(DmYear!$K$35*(Unit!K$25/100)/DB!P$4)*(Unit!X126/100)*1000","v":0},{"$f":"(DmYear!$K$35*(Unit!L$25/100)/DB!Q$4)*(Unit!Y126/100)*1000","v":0},{"$f":"(DmYear!$K$35*(Unit!M$25/100)/DB!R$4)*(Unit!Z126/100)*1000","v":0},{"$f":"(DmYear!$K$35*(Unit!N$25/100)/DB!S$4)*(Unit!AA126/100)*1000","v":0},"-",null,3,{"$f":"(DmYear!$K$35*(Unit!C$26/100)/DB!H$5)*(Unit!AD126/100)*1000","v":0},{"$f":"(DmYear!$K$35*(Unit!D$26/100)/DB!I$5)*(Unit!AE126/100)*1000","v":0},{"$f":"(DmYear!$K$35*(Unit!E$26/100)/DB!J$5)*(Unit!AF126/100)*1000","v":0},{"$f":"(DmYear!$K$35*(Unit!F$26/100)/DB!K$5)*(Unit!AG126/100)*1000","v":0},{"$f":"(DmYear!$K$35*(Unit!G$26/100)/DB!L$5)*(Unit!AH126/100)*1000","v":0},{"$f":"(DmYear!$K$35*(Unit!H$26/100)/DB!M$5)*(Unit!AI126/100)*1000","v":0},{"$f":"(DmYear!$K$35*(Unit!I$26/100)/DB!N$5)*(Unit!AJ126/100)*1000","v":0},{"$f":"(DmYear!$K$35*(Unit!J$26/100)/DB!O$5)*(Unit!AK126/100)*1000","v":0},{"$f":"(DmYear!$K$35*(Unit!K$26/100)/DB!P$5)*(Unit!AL126/100)*1000","v":0},{"$f":"(DmYear!$K$35*(Unit!L$26/100)/DB!Q$5)*(Unit!AM126/100)*1000","v":0},{"$f":"(DmYear!$K$35*(Unit!M$26/100)/DB!R$5)*(Unit!AN126/100)*1000","v":0},{"$f":"(DmYear!$K$35*(Unit!N$26/100)/DB!S$5)*(Unit!AO126/100)*1000","v":0},"-",null,null,3,0,0,0,0,0,0,0,0,0,0,0,0,null,null,3,0,0,0,0,0,0,0,0,0,0,0,0,null,null,3,0,0,0,0,0,0,0,0,0,0,0,0]
[null,4,{"$f":"(DmYear!$K$8*(Unit!C$24/100)/DB!H$3)*(Unit!B127/100)*1000","v":0},{"$f":"(DmYear!$K$8*(Unit!D$24/100)/DB!I$3)*(Unit!C127/100)*1000","v":0},{"$f":"(DmYear!$K$8*(Unit!E$24/100)/DB!J$3)*(Unit!D127/100)*1000","v":0},{"$f":"(DmYear!$K$8*(Unit!F$24/100)/DB!K$3)*(Unit!E127/100)*1000","v":0},{"$f":"(DmYear!$K$8*(Unit!G$24/100)/DB!L$3)*(Unit!F127/100)*1000","v":0},{"$f":"(DmYear!$K$8*(Unit!H$24/100)/DB!M$3)*(Unit!G127/100)*1000","v":0},{"$f":"(DmYear!$K$8*(Unit!I$24/100)/DB!N$3)*(Unit!H127/100)*1000","v":0},{"$f":"(DmYear!$K$8*(Unit!J$24/100)/DB!O$3)*(Unit!I127/100)*1000","v":0},{"$f":"(DmYear!$K$8*(Unit!K$24/100)/DB!P$3)*(Unit!J127/100)*1000","v":0},{"$f":"(DmYear!$K$8*(Unit!L$24/100)/DB!Q$3)*(Unit!K127/100)*1000","v":0},{"$f":"(DmYear!$K$8*(Unit!M$24/100)/DB!R$3)*(Unit!L127/100)*1000","v":0},{"$f":"(DmYear!$K$8*(Unit!N$24/100)/DB!S$3)*(Unit!M127/100)*1000","v":0},"-",null,4,{"$f":"(DmYear!$K$8*(Unit!C$25/100)/DB!H$4)*(Unit!P127/100)*1000","v":0},{"$f":"(DmYear!$K$8*(Unit!D$25/100)/DB!I$4)*(Unit!Q127/100)*1000","v":0},{"$f":"(DmYear!$K$8*(Unit!E$25/100)/DB!J$4)*(Unit!R127/100)*1000","v":0},{"$f":"(DmYear!$K$8*(Unit!F$25/100)/DB!K$4)*(Unit!S127/100)*1000","v":0},{"$f":"(DmYear!$K$8*(Unit!G$25/100)/DB!L$4)*(Unit!T127/100)*1000","v":0},{"$f":"(DmYear!$K$8*(Unit!H$25/100)/DB!M$4)*(Unit!U127/100)*1000","v":0},{"$f":"(DmYear!$K$8*(Unit!I$25/100)/DB!N$4)*(Unit!V127/100)*1000","v":0},{"$f":"(DmYear!$K$8*(Unit!J$25/100)/DB!O$4)*(Unit!W127/100)*1000","v":0},{"$f":"(DmYear!$K$8*(Unit!K$25/100)/DB!P$4)*(Unit!X127/100)*1000","v":0},{"$f":"(DmYear!$K$8*(Unit!L$25/100)/DB!Q$4)*(Unit!Y127/100)*1000","v":0},{"$f":"(DmYear!$K$8*(Unit!M$25/100)/DB!R$4)*(Unit!Z127/100)*1000","v":0},{"$f":"(DmYear!$K$8*(Unit!N$25/100)/DB!S$4)*(Unit!AA127/100)*1000","v":0},"-",null,4,{"$f":"(DmYear!$K$8*(Unit!C$26/100)/DB!H$5)*(Unit!AD127/100)*1000","v":0},{"$f":"(DmYear!$K$8*(Unit!D$26/100)/DB!I$5)*(Unit!AE127/100)*1000","v":0},{"$f":"(DmYear!$K$8*(Unit!E$26/100)/DB!J$5)*(Unit!AF127/100)*1000","v":0},{"$f":"(DmYear!$K$8*(Unit!F$26/100)/DB!K$5)*(Unit!AG127/100)*1000","v":0},{"$f":"(DmYear!$K$8*(Unit!G$26/100)/DB!L$5)*(Unit!AH127/100)*1000","v":0},{"$f":"(DmYear!$K$8*(Unit!H$26/100)/DB!M$5)*(Unit!AI127/100)*1000","v":0},{"$f":"(DmYear!$K$8*(Unit!I$26/100)/DB!N$5)*(Unit!AJ127/100)*1000","v":0},{"$f":"(DmYear!$K$8*(Unit!J$26/100)/DB!O$5)*(Unit!AK127/100)*1000","v":0},{"$f":"(DmYear!$K$8*(Unit!K$26/100)/DB!P$5)*(Unit!AL127/100)*1000","v":0},{"$f":"(DmYear!$K$8*(Unit!L$26/100)/DB!Q$5)*(Unit!AM127/100)*1000","v":0},{"$f":"(DmYear!$K$8*(Unit!M$26/100)/DB!R$5)*(Unit!AN127/100)*1000","v":0},{"$f":"(DmYear!$K$8*(Unit!N$26/100)/DB!S$5)*(Unit!AO127/100)*1000","v":0},"-",null,null,4,0,0,0,0,0,0,0,0,0,0,0,0,null,null,4,0,0,0,0,0,0,0,0,0,0,0,0,null,null,4,0,0,0,0,0,0,0,0,0,0,0,0,null,null,null,null,4,{"$f":"(DmYear!$K$35*(Unit!C$24/100)/DB!H$3)*(Unit!B127/100)*1000","v":0},{"$f":"(DmYear!$K$35*(Unit!D$24/100)/DB!I$3)*(Unit!C127/100)*1000","v":0},{"$f":"(DmYear!$K$35*(Unit!E$24/100)/DB!J$3)*(Unit!D127/100)*1000","v":0},{"$f":"(DmYear!$K$35*(Unit!F$24/100)/DB!K$3)*(Unit!E127/100)*1000","v":0},{"$f":"(DmYear!$K$35*(Unit!G$24/100)/DB!L$3)*(Unit!F127/100)*1000","v":0},{"$f":"(DmYear!$K$35*(Unit!H$24/100)/DB!M$3)*(Unit!G127/100)*1000","v":0},{"$f":"(DmYear!$K$35*(Unit!I$24/100)/DB!N$3)*(Unit!H127/100)*1000","v":0},{"$f":"(DmYear!$K$35*(Unit!J$24/100)/DB!O$3)*(Unit!I127/100)*1000","v":0},{"$f":"(DmYear!$K$35*(Unit!K$24/100)/DB!P$3)*(Unit!J127/100)*1000","v":0},{"$f":"(DmYear!$K$35*(Unit!L$24/100)/DB!Q$3)*(Unit!K127/100)*1000","v":0},{"$f":"(DmYear!$K$35*(Unit!M$24/100)/DB!R$3)*(Unit!L127/100)*1000","v":0},{"$f":"(DmYear!$K$35*(Unit!N$24/100)/DB!S$3)*(Unit!M127/100)*1000","v":0},"-",null,4,{"$f":"(DmYear!$K$35*(Unit!C$25/100)/DB!H$4)*(Unit!P127/100)*1000","v":0},{"$f":"(DmYear!$K$35*(Unit!D$25/100)/DB!I$4)*(Unit!Q127/100)*1000","v":0},{"$f":"(DmYear!$K$35*(Unit!E$25/100)/DB!J$4)*(Unit!R127/100)*1000","v":0},{"$f":"(DmYear!$K$35*(Unit!F$25/100)/DB!K$4)*(Unit!S127/100)*1000","v":0},{"$f":"(DmYear!$K$35*(Unit!G$25/100)/DB!L$4)*(Unit!T127/100)*1000","v":0},{"$f":"(DmYear!$K$35*(Unit!H$25/100)/DB!M$4)*(Unit!U127/100)*1000","v":0},{"$f":"(DmYear!$K$35*(Unit!I$25/100)/DB!N$4)*(Unit!V127/100)*1000","v":0},{"$f":"(DmYear!$K$35*(Unit!J$25/100)/DB!O$4)*(Unit!W127/100)*1000","v":0},{"$f":"(DmYear!$K$35*(Unit!K$25/100)/DB!P$4)*(Unit!X127/100)*1000","v":0},{"$f":"(DmYear!$K$35*(Unit!L$25/100)/DB!Q$4)*(Unit!Y127/100)*1000","v":0},{"$f":"(DmYear!$K$35*(Unit!M$25/100)/DB!R$4)*(Unit!Z127/100)*1000","v":0},{"$f":"(DmYear!$K$35*(Unit!N$25/100)/DB!S$4)*(Unit!AA127/100)*1000","v":0},"-",null,4,{"$f":"(DmYear!$K$35*(Unit!C$26/100)/DB!H$5)*(Unit!AD127/100)*1000","v":0},{"$f":"(DmYear!$K$35*(Unit!D$26/100)/DB!I$5)*(Unit!AE127/100)*1000","v":0},{"$f":"(DmYear!$K$35*(Unit!E$26/100)/DB!J$5)*(Unit!AF127/100)*1000","v":0},{"$f":"(DmYear!$K$35*(Unit!F$26/100)/DB!K$5)*(Unit!AG127/100)*1000","v":0},{"$f":"(DmYear!$K$35*(Unit!G$26/100)/DB!L$5)*(Unit!AH127/100)*1000","v":0},{"$f":"(DmYear!$K$35*(Unit!H$26/100)/DB!M$5)*(Unit!AI127/100)*1000","v":0},{"$f":"(DmYear!$K$35*(Unit!I$26/100)/DB!N$5)*(Unit!AJ127/100)*1000","v":0},{"$f":"(DmYear!$K$35*(Unit!J$26/100)/DB!O$5)*(Unit!AK127/100)*1000","v":0},{"$f":"(DmYear!$K$35*(Unit!K$26/100)/DB!P$5)*(Unit!AL127/100)*1000","v":0},{"$f":"(DmYear!$K$35*(Unit!L$26/100)/DB!Q$5)*(Unit!AM127/100)*1000","v":0},{"$f":"(DmYear!$K$35*(Unit!M$26/100)/DB!R$5)*(Unit!AN127/100)*1000","v":0},{"$f":"(DmYear!$K$35*(Unit!N$26/100)/DB!S$5)*(Unit!AO127/100)*1000","v":0},"-",null,null,4,0,0,0,0,0,0,0,0,0,0,0,0,null,null,4,0,0,0,0,0,0,0,0,0,0,0,0,null,null,4,0,0,0,0,0,0,0,0,0,0,0,0]
[null,5,{"$f":"(DmYear!$K$8*(Unit!C$24/100)/DB!H$3)*(Unit!B128/100)*1000","v":0},{"$f":"(DmYear!$K$8*(Unit!D$24/100)/DB!I$3)*(Unit!C128/100)*1000","v":0},{"$f":"(DmYear!$K$8*(Unit!E$24/100)/DB!J$3)*(Unit!D128/100)*1000","v":0},{"$f":"(DmYear!$K$8*(Unit!F$24/100)/DB!K$3)*(Unit!E128/100)*1000","v":0},{"$f":"(DmYear!$K$8*(Unit!G$24/100)/DB!L$3)*(Unit!F128/100)*1000","v":0},{"$f":"(DmYear!$K$8*(Unit!H$24/100)/DB!M$3)*(Unit!G128/100)*1000","v":0},{"$f":"(DmYear!$K$8*(Unit!I$24/100)/DB!N$3)*(Unit!H128/100)*1000","v":0},{"$f":"(DmYear!$K$8*(Unit!J$24/100)/DB!O$3)*(Unit!I128/100)*1000","v":0},{"$f":"(DmYear!$K$8*(Unit!K$24/100)/DB!P$3)*(Unit!J128/100)*1000","v":0},{"$f":"(DmYear!$K$8*(Unit!L$24/100)/DB!Q$3)*(Unit!K128/100)*1000","v":0},{"$f":"(DmYear!$K$8*(Unit!M$24/100)/DB!R$3)*(Unit!L128/100)*1000","v":0},{"$f":"(DmYear!$K$8*(Unit!N$24/100)/DB!S$3)*(Unit!M128/100)*1000","v":0},"-",null,5,{"$f":"(DmYear!$K$8*(Unit!C$25/100)/DB!H$4)*(Unit!P128/100)*1000","v":0},{"$f":"(DmYear!$K$8*(Unit!D$25/100)/DB!I$4)*(Unit!Q128/100)*1000","v":0},{"$f":"(DmYear!$K$8*(Unit!E$25/100)/DB!J$4)*(Unit!R128/100)*1000","v":0},{"$f":"(DmYear!$K$8*(Unit!F$25/100)/DB!K$4)*(Unit!S128/100)*1000","v":0},{"$f":"(DmYear!$K$8*(Unit!G$25/100)/DB!L$4)*(Unit!T128/100)*1000","v":0},{"$f":"(DmYear!$K$8*(Unit!H$25/100)/DB!M$4)*(Unit!U128/100)*1000","v":0},{"$f":"(DmYear!$K$8*(Unit!I$25/100)/DB!N$4)*(Unit!V128/100)*1000","v":0},{"$f":"(DmYear!$K$8*(Unit!J$25/100)/DB!O$4)*(Unit!W128/100)*1000","v":0},{"$f":"(DmYear!$K$8*(Unit!K$25/100)/DB!P$4)*(Unit!X128/100)*1000","v":0},{"$f":"(DmYear!$K$8*(Unit!L$25/100)/DB!Q$4)*(Unit!Y128/100)*1000","v":0},{"$f":"(DmYear!$K$8*(Unit!M$25/100)/DB!R$4)*(Unit!Z128/100)*1000","v":0},{"$f":"(DmYear!$K$8*(Unit!N$25/100)/DB!S$4)*(Unit!AA128/100)*1000","v":0},"-",null,5,{"$f":"(DmYear!$K$8*(Unit!C$26/100)/DB!H$5)*(Unit!AD128/100)*1000","v":0},{"$f":"(DmYear!$K$8*(Unit!D$26/100)/DB!I$5)*(Unit!AE128/100)*1000","v":0},{"$f":"(DmYear!$K$8*(Unit!E$26/100)/DB!J$5)*(Unit!AF128/100)*1000","v":0},{"$f":"(DmYear!$K$8*(Unit!F$26/100)/DB!K$5)*(Unit!AG128/100)*1000","v":0},{"$f":"(DmYear!$K$8*(Unit!G$26/100)/DB!L$5)*(Unit!AH128/100)*1000","v":0},{"$f":"(DmYear!$K$8*(Unit!H$26/100)/DB!M$5)*(Unit!AI128/100)*1000","v":0},{"$f":"(DmYear!$K$8*(Unit!I$26/100)/DB!N$5)*(Unit!AJ128/100)*1000","v":0},{"$f":"(DmYear!$K$8*(Unit!J$26/100)/DB!O$5)*(Unit!AK128/100)*1000","v":0},{"$f":"(DmYear!$K$8*(Unit!K$26/100)/DB!P$5)*(Unit!AL128/100)*1000","v":0},{"$f":"(DmYear!$K$8*(Unit!L$26/100)/DB!Q$5)*(Unit!AM128/100)*1000","v":0},{"$f":"(DmYear!$K$8*(Unit!M$26/100)/DB!R$5)*(Unit!AN128/100)*1000","v":0},{"$f":"(DmYear!$K$8*(Unit!N$26/100)/DB!S$5)*(Unit!AO128/100)*1000","v":0},"-",null,null,5,0,0,0,0,0,0,0,0,0,0,0,0,null,null,5,0,0,0,0,0,0,0,0,0,0,0,0,null,null,5,0,0,0,0,0,0,0,0,0,0,0,0,null,null,null,null,5,{"$f":"(DmYear!$K$35*(Unit!C$24/100)/DB!H$3)*(Unit!B128/100)*1000","v":0},{"$f":"(DmYear!$K$35*(Unit!D$24/100)/DB!I$3)*(Unit!C128/100)*1000","v":0},{"$f":"(DmYear!$K$35*(Unit!E$24/100)/DB!J$3)*(Unit!D128/100)*1000","v":0},{"$f":"(DmYear!$K$35*(Unit!F$24/100)/DB!K$3)*(Unit!E128/100)*1000","v":0},{"$f":"(DmYear!$K$35*(Unit!G$24/100)/DB!L$3)*(Unit!F128/100)*1000","v":0},{"$f":"(DmYear!$K$35*(Unit!H$24/100)/DB!M$3)*(Unit!G128/100)*1000","v":0},{"$f":"(DmYear!$K$35*(Unit!I$24/100)/DB!N$3)*(Unit!H128/100)*1000","v":0},{"$f":"(DmYear!$K$35*(Unit!J$24/100)/DB!O$3)*(Unit!I128/100)*1000","v":0},{"$f":"(DmYear!$K$35*(Unit!K$24/100)/DB!P$3)*(Unit!J128/100)*1000","v":0},{"$f":"(DmYear!$K$35*(Unit!L$24/100)/DB!Q$3)*(Unit!K128/100)*1000","v":0},{"$f":"(DmYear!$K$35*(Unit!M$24/100)/DB!R$3)*(Unit!L128/100)*1000","v":0},{"$f":"(DmYear!$K$35*(Unit!N$24/100)/DB!S$3)*(Unit!M128/100)*1000","v":0},"-",null,5,{"$f":"(DmYear!$K$35*(Unit!C$25/100)/DB!H$4)*(Unit!P128/100)*1000","v":0},{"$f":"(DmYear!$K$35*(Unit!D$25/100)/DB!I$4)*(Unit!Q128/100)*1000","v":0},{"$f":"(DmYear!$K$35*(Unit!E$25/100)/DB!J$4)*(Unit!R128/100)*1000","v":0},{"$f":"(DmYear!$K$35*(Unit!F$25/100)/DB!K$4)*(Unit!S128/100)*1000","v":0},{"$f":"(DmYear!$K$35*(Unit!G$25/100)/DB!L$4)*(Unit!T128/100)*1000","v":0},{"$f":"(DmYear!$K$35*(Unit!H$25/100)/DB!M$4)*(Unit!U128/100)*1000","v":0},{"$f":"(DmYear!$K$35*(Unit!I$25/100)/DB!N$4)*(Unit!V128/100)*1000","v":0},{"$f":"(DmYear!$K$35*(Unit!J$25/100)/DB!O$4)*(Unit!W128/100)*1000","v":0},{"$f":"(DmYear!$K$35*(Unit!K$25/100)/DB!P$4)*(Unit!X128/100)*1000","v":0},{"$f":"(DmYear!$K$35*(Unit!L$25/100)/DB!Q$4)*(Unit!Y128/100)*1000","v":0},{"$f":"(DmYear!$K$35*(Unit!M$25/100)/DB!R$4)*(Unit!Z128/100)*1000","v":0},{"$f":"(DmYear!$K$35*(Unit!N$25/100)/DB!S$4)*(Unit!AA128/100)*1000","v":0},"-",null,5,{"$f":"(DmYear!$K$35*(Unit!C$26/100)/DB!H$5)*(Unit!AD128/100)*1000","v":0},{"$f":"(DmYear!$K$35*(Unit!D$26/100)/DB!I$5)*(Unit!AE128/100)*1000","v":0},{"$f":"(DmYear!$K$35*(Unit!E$26/100)/DB!J$5)*(Unit!AF128/100)*1000","v":0},{"$f":"(DmYear!$K$35*(Unit!F$26/100)/DB!K$5)*(Unit!AG128/100)*1000","v":0},{"$f":"(DmYear!$K$35*(Unit!G$26/100)/DB!L$5)*(Unit!AH128/100)*1000","v":0},{"$f":"(DmYear!$K$35*(Unit!H$26/100)/DB!M$5)*(Unit!AI128/100)*1000","v":0},{"$f":"(DmYear!$K$35*(Unit!I$26/100)/DB!N$5)*(Unit!AJ128/100)*1000","v":0},{"$f":"(DmYear!$K$35*(Unit!J$26/100)/DB!O$5)*(Unit!AK128/100)*1000","v":0},{"$f":"(DmYear!$K$35*(Unit!K$26/100)/DB!P$5)*(Unit!AL128/100)*1000","v":0},{"$f":"(DmYear!$K$35*(Unit!L$26/100)/DB!Q$5)*(Unit!AM128/100)*1000","v":0},{"$f":"(DmYear!$K$35*(Unit!M$26/100)/DB!R$5)*(Unit!AN128/100)*1000","v":0},{"$f":"(DmYear!$K$35*(Unit!N$26/100)/DB!S$5)*(Unit!AO128/100)*1000","v":0},"-",null,null,5,0,0,0,0,0,0,0,0,0,0,0,0,null,null,5,0,0,0,0,0,0,0,0,0,0,0,0,null,null,5,0,0,0,0,0,0,0,0,0,0,0,0]
[null,6,{"$f":"(DmYear!$K$8*(Unit!C$24/100)/DB!H$3)*(Unit!B129/100)*1000","v":0},{"$f":"(DmYear!$K$8*(Unit!D$24/100)/DB!I$3)*(Unit!C129/100)*1000","v":0},{"$f":"(DmYear!$K$8*(Unit!E$24/100)/DB!J$3)*(Unit!D129/100)*1000","v":0},{"$f":"(DmYear!$K$8*(Unit!F$24/100)/DB!K$3)*(Unit!E129/100)*1000","v":0},{"$f":"(DmYear!$K$8*(Unit!G$24/100)/DB!L$3)*(Unit!F129/100)*1000","v":0},{"$f":"(DmYear!$K$8*(Unit!H$24/100)/DB!M$3)*(Unit!G129/100)*1000","v":0},{"$f":"(DmYear!$K$8*(Unit!I$24/100)/DB!N$3)*(Unit!H129/100)*1000","v":0},{"$f":"(DmYear!$K$8*(Unit!J$24/100)/DB!O$3)*(Unit!I129/100)*1000","v":0},{"$f":"(DmYear!$K$8*(Unit!K$24/100)/DB!P$3)*(Unit!J129/100)*1000","v":0},{"$f":"(DmYear!$K$8*(Unit!L$24/100)/DB!Q$3)*(Unit!K129/100)*1000","v":0},{"$f":"(DmYear!$K$8*(Unit!M$24/100)/DB!R$3)*(Unit!L129/100)*1000","v":0},{"$f":"(DmYear!$K$8*(Unit!N$24/100)/DB!S$3)*(Unit!M129/100)*1000","v":0},"-",null,6,{"$f":"(DmYear!$K$8*(Unit!C$25/100)/DB!H$4)*(Unit!P129/100)*1000","v":0},{"$f":"(DmYear!$K$8*(Unit!D$25/100)/DB!I$4)*(Unit!Q129/100)*1000","v":0},{"$f":"(DmYear!$K$8*(Unit!E$25/100)/DB!J$4)*(Unit!R129/100)*1000","v":0},{"$f":"(DmYear!$K$8*(Unit!F$25/100)/DB!K$4)*(Unit!S129/100)*1000","v":0},{"$f":"(DmYear!$K$8*(Unit!G$25/100)/DB!L$4)*(Unit!T129/100)*1000","v":0},{"$f":"(DmYear!$K$8*(Unit!H$25/100)/DB!M$4)*(Unit!U129/100)*1000","v":0},{"$f":"(DmYear!$K$8*(Unit!I$25/100)/DB!N$4)*(Unit!V129/100)*1000","v":0},{"$f":"(DmYear!$K$8*(Unit!J$25/100)/DB!O$4)*(Unit!W129/100)*1000","v":0},{"$f":"(DmYear!$K$8*(Unit!K$25/100)/DB!P$4)*(Unit!X129/100)*1000","v":0},{"$f":"(DmYear!$K$8*(Unit!L$25/100)/DB!Q$4)*(Unit!Y129/100)*1000","v":0},{"$f":"(DmYear!$K$8*(Unit!M$25/100)/DB!R$4)*(Unit!Z129/100)*1000","v":0},{"$f":"(DmYear!$K$8*(Unit!N$25/100)/DB!S$4)*(Unit!AA129/100)*1000","v":0},"-",null,6,{"$f":"(DmYear!$K$8*(Unit!C$26/100)/DB!H$5)*(Unit!AD129/100)*1000","v":0},{"$f":"(DmYear!$K$8*(Unit!D$26/100)/DB!I$5)*(Unit!AE129/100)*1000","v":0},{"$f":"(DmYear!$K$8*(Unit!E$26/100)/DB!J$5)*(Unit!AF129/100)*1000","v":0},{"$f":"(DmYear!$K$8*(Unit!F$26/100)/DB!K$5)*(Unit!AG129/100)*1000","v":0},{"$f":"(DmYear!$K$8*(Unit!G$26/100)/DB!L$5)*(Unit!AH129/100)*1000","v":0},{"$f":"(DmYear!$K$8*(Unit!H$26/100)/DB!M$5)*(Unit!AI129/100)*1000","v":0},{"$f":"(DmYear!$K$8*(Unit!I$26/100)/DB!N$5)*(Unit!AJ129/100)*1000","v":0},{"$f":"(DmYear!$K$8*(Unit!J$26/100)/DB!O$5)*(Unit!AK129/100)*1000","v":0},{"$f":"(DmYear!$K$8*(Unit!K$26/100)/DB!P$5)*(Unit!AL129/100)*1000","v":0},{"$f":"(DmYear!$K$8*(Unit!L$26/100)/DB!Q$5)*(Unit!AM129/100)*1000","v":0},{"$f":"(DmYear!$K$8*(Unit!M$26/100)/DB!R$5)*(Unit!AN129/100)*1000","v":0},{"$f":"(DmYear!$K$8*(Unit!N$26/100)/DB!S$5)*(Unit!AO129/100)*1000","v":0},"-",null,null,6,0,0,0,0,0,0,0,0,0,0,0,0,null,null,6,0,0,0,0,0,0,0,0,0,0,0,0,null,null,6,0,0,0,0,0,0,0,0,0,0,0,0,null,null,null,null,6,{"$f":"(DmYear!$K$35*(Unit!C$24/100)/DB!H$3)*(Unit!B129/100)*1000","v":0},{"$f":"(DmYear!$K$35*(Unit!D$24/100)/DB!I$3)*(Unit!C129/100)*1000","v":0},{"$f":"(DmYear!$K$35*(Unit!E$24/100)/DB!J$3)*(Unit!D129/100)*1000","v":0},{"$f":"(DmYear!$K$35*(Unit!F$24/100)/DB!K$3)*(Unit!E129/100)*1000","v":0},{"$f":"(DmYear!$K$35*(Unit!G$24/100)/DB!L$3)*(Unit!F129/100)*1000","v":0},{"$f":"(DmYear!$K$35*(Unit!H$24/100)/DB!M$3)*(Unit!G129/100)*1000","v":0},{"$f":"(DmYear!$K$35*(Unit!I$24/100)/DB!N$3)*(Unit!H129/100)*1000","v":0},{"$f":"(DmYear!$K$35*(Unit!J$24/100)/DB!O$3)*(Unit!I129/100)*1000","v":0},{"$f":"(DmYear!$K$35*(Unit!K$24/100)/DB!P$3)*(Unit!J129/100)*1000","v":0},{"$f":"(DmYear!$K$35*(Unit!L$24/100)/DB!Q$3)*(Unit!K129/100)*1000","v":0},{"$f":"(DmYear!$K$35*(Unit!M$24/100)/DB!R$3)*(Unit!L129/100)*1000","v":0},{"$f":"(DmYear!$K$35*(Unit!N$24/100)/DB!S$3)*(Unit!M129/100)*1000","v":0},"-",null,6,{"$f":"(DmYear!$K$35*(Unit!C$25/100)/DB!H$4)*(Unit!P129/100)*1000","v":0},{"$f":"(DmYear!$K$35*(Unit!D$25/100)/DB!I$4)*(Unit!Q129/100)*1000","v":0},{"$f":"(DmYear!$K$35*(Unit!E$25/100)/DB!J$4)*(Unit!R129/100)*1000","v":0},{"$f":"(DmYear!$K$35*(Unit!F$25/100)/DB!K$4)*(Unit!S129/100)*1000","v":0},{"$f":"(DmYear!$K$35*(Unit!G$25/100)/DB!L$4)*(Unit!T129/100)*1000","v":0},{"$f":"(DmYear!$K$35*(Unit!H$25/100)/DB!M$4)*(Unit!U129/100)*1000","v":0},{"$f":"(DmYear!$K$35*(Unit!I$25/100)/DB!N$4)*(Unit!V129/100)*1000","v":0},{"$f":"(DmYear!$K$35*(Unit!J$25/100)/DB!O$4)*(Unit!W129/100)*1000","v":0},{"$f":"(DmYear!$K$35*(Unit!K$25/100)/DB!P$4)*(Unit!X129/100)*1000","v":0},{"$f":"(DmYear!$K$35*(Unit!L$25/100)/DB!Q$4)*(Unit!Y129/100)*1000","v":0},{"$f":"(DmYear!$K$35*(Unit!M$25/100)/DB!R$4)*(Unit!Z129/100)*1000","v":0},{"$f":"(DmYear!$K$35*(Unit!N$25/100)/DB!S$4)*(Unit!AA129/100)*1000","v":0},"-",null,6,{"$f":"(DmYear!$K$35*(Unit!C$26/100)/DB!H$5)*(Unit!AD129/100)*1000","v":0},{"$f":"(DmYear!$K$35*(Unit!D$26/100)/DB!I$5)*(Unit!AE129/100)*1000","v":0},{"$f":"(DmYear!$K$35*(Unit!E$26/100)/DB!J$5)*(Unit!AF129/100)*1000","v":0},{"$f":"(DmYear!$K$35*(Unit!F$26/100)/DB!K$5)*(Unit!AG129/100)*1000","v":0},{"$f":"(DmYear!$K$35*(Unit!G$26/100)/DB!L$5)*(Unit!AH129/100)*1000","v":0},{"$f":"(DmYear!$K$35*(Unit!H$26/100)/DB!M$5)*(Unit!AI129/100)*1000","v":0},{"$f":"(DmYear!$K$35*(Unit!I$26/100)/DB!N$5)*(Unit!AJ129/100)*1000","v":0},{"$f":"(DmYear!$K$35*(Unit!J$26/100)/DB!O$5)*(Unit!AK129/100)*1000","v":0},{"$f":"(DmYear!$K$35*(Unit!K$26/100)/DB!P$5)*(Unit!AL129/100)*1000","v":0},{"$f":"(DmYear!$K$35*(Unit!L$26/100)/DB!Q$5)*(Unit!AM129/100)*1000","v":0},{"$f":"(DmYear!$K$35*(Unit!M$26/100)/DB!R$5)*(Unit!AN129/100)*1000","v":0},{"$f":"(DmYear!$K$35*(Unit!N$26/100)/DB!S$5)*(Unit!AO129/100)*1000","v":0},"-",null,null,6,0,0,0,0,0,0,0,0,0,0,0,0,null,null,6,0,0,0,0,0,0,0,0,0,0,0,0,null,null,6,0,0,0,0,0,0,0,0,0,0,0,0]
[null,7,{"$f":"(DmYear!$K$8*(Unit!C$24/100)/DB!H$3)*(Unit!B130/100)*1000","v":0},{"$f":"(DmYear!$K$8*(Unit!D$24/100)/DB!I$3)*(Unit!C130/100)*1000","v":0},{"$f":"(DmYear!$K$8*(Unit!E$24/100)/DB!J$3)*(Unit!D130/100)*1000","v":0},{"$f":"(DmYear!$K$8*(Unit!F$24/100)/DB!K$3)*(Unit!E130/100)*1000","v":0},{"$f":"(DmYear!$K$8*(Unit!G$24/100)/DB!L$3)*(Unit!F130/100)*1000","v":0},{"$f":"(DmYear!$K$8*(Unit!H$24/100)/DB!M$3)*(Unit!G130/100)*1000","v":0},{"$f":"(DmYear!$K$8*(Unit!I$24/100)/DB!N$3)*(Unit!H130/100)*1000","v":0},{"$f":"(DmYear!$K$8*(Unit!J$24/100)/DB!O$3)*(Unit!I130/100)*1000","v":0},{"$f":"(DmYear!$K$8*(Unit!K$24/100)/DB!P$3)*(Unit!J130/100)*1000","v":0},{"$f":"(DmYear!$K$8*(Unit!L$24/100)/DB!Q$3)*(Unit!K130/100)*1000","v":0},{"$f":"(DmYear!$K$8*(Unit!M$24/100)/DB!R$3)*(Unit!L130/100)*1000","v":0},{"$f":"(DmYear!$K$8*(Unit!N$24/100)/DB!S$3)*(Unit!M130/100)*1000","v":0},"-",null,7,{"$f":"(DmYear!$K$8*(Unit!C$25/100)/DB!H$4)*(Unit!P130/100)*1000","v":0},{"$f":"(DmYear!$K$8*(Unit!D$25/100)/DB!I$4)*(Unit!Q130/100)*1000","v":0},{"$f":"(DmYear!$K$8*(Unit!E$25/100)/DB!J$4)*(Unit!R130/100)*1000","v":0},{"$f":"(DmYear!$K$8*(Unit!F$25/100)/DB!K$4)*(Unit!S130/100)*1000","v":0},{"$f":"(DmYear!$K$8*(Unit!G$25/100)/DB!L$4)*(Unit!T130/100)*1000","v":0},{"$f":"(DmYear!$K$8*(Unit!H$25/100)/DB!M$4)*(Unit!U130/100)*1000","v":0},{"$f":"(DmYear!$K$8*(Unit!I$25/100)/DB!N$4)*(Unit!V130/100)*1000","v":0},{"$f":"(DmYear!$K$8*(Unit!J$25/100)/DB!O$4)*(Unit!W130/100)*1000","v":0},{"$f":"(DmYear!$K$8*(Unit!K$25/100)/DB!P$4)*(Unit!X130/100)*1000","v":0},{"$f":"(DmYear!$K$8*(Unit!L$25/100)/DB!Q$4)*(Unit!Y130/100)*1000","v":0},{"$f":"(DmYear!$K$8*(Unit!M$25/100)/DB!R$4)*(Unit!Z130/100)*1000","v":0},{"$f":"(DmYear!$K$8*(Unit!N$25/100)/DB!S$4)*(Unit!AA130/100)*1000","v":0},"-",null,7,{"$f":"(DmYear!$K$8*(Unit!C$26/100)/DB!H$5)*(Unit!AD130/100)*1000","v":0},{"$f":"(DmYear!$K$8*(Unit!D$26/100)/DB!I$5)*(Unit!AE130/100)*1000","v":0},{"$f":"(DmYear!$K$8*(Unit!E$26/100)/DB!J$5)*(Unit!AF130/100)*1000","v":0},{"$f":"(DmYear!$K$8*(Unit!F$26/100)/DB!K$5)*(Unit!AG130/100)*1000","v":0},{"$f":"(DmYear!$K$8*(Unit!G$26/100)/DB!L$5)*(Unit!AH130/100)*1000","v":0},{"$f":"(DmYear!$K$8*(Unit!H$26/100)/DB!M$5)*(Unit!AI130/100)*1000","v":0},{"$f":"(DmYear!$K$8*(Unit!I$26/100)/DB!N$5)*(Unit!AJ130/100)*1000","v":0},{"$f":"(DmYear!$K$8*(Unit!J$26/100)/DB!O$5)*(Unit!AK130/100)*1000","v":0},{"$f":"(DmYear!$K$8*(Unit!K$26/100)/DB!P$5)*(Unit!AL130/100)*1000","v":0},{"$f":"(DmYear!$K$8*(Unit!L$26/100)/DB!Q$5)*(Unit!AM130/100)*1000","v":0},{"$f":"(DmYear!$K$8*(Unit!M$26/100)/DB!R$5)*(Unit!AN130/100)*1000","v":0},{"$f":"(DmYear!$K$8*(Unit!N$26/100)/DB!S$5)*(Unit!AO130/100)*1000","v":0},"-",null,null,7,0,0,0,0,0,0,0,0,0,0,0,0,null,null,7,0,0,0,0,0,0,0,0,0,0,0,0,null,null,7,0,0,0,0,0,0,0,0,0,0,0,0,null,null,null,null,7,{"$f":"(DmYear!$K$35*(Unit!C$24/100)/DB!H$3)*(Unit!B130/100)*1000","v":0},{"$f":"(DmYear!$K$35*(Unit!D$24/100)/DB!I$3)*(Unit!C130/100)*1000","v":0},{"$f":"(DmYear!$K$35*(Unit!E$24/100)/DB!J$3)*(Unit!D130/100)*1000","v":0},{"$f":"(DmYear!$K$35*(Unit!F$24/100)/DB!K$3)*(Unit!E130/100)*1000","v":0},{"$f":"(DmYear!$K$35*(Unit!G$24/100)/DB!L$3)*(Unit!F130/100)*1000","v":0},{"$f":"(DmYear!$K$35*(Unit!H$24/100)/DB!M$3)*(Unit!G130/100)*1000","v":0},{"$f":"(DmYear!$K$35*(Unit!I$24/100)/DB!N$3)*(Unit!H130/100)*1000","v":0},{"$f":"(DmYear!$K$35*(Unit!J$24/100)/DB!O$3)*(Unit!I130/100)*1000","v":0},{"$f":"(DmYear!$K$35*(Unit!K$24/100)/DB!P$3)*(Unit!J130/100)*1000","v":0},{"$f":"(DmYear!$K$35*(Unit!L$24/100)/DB!Q$3)*(Unit!K130/100)*1000","v":0},{"$f":"(DmYear!$K$35*(Unit!M$24/100)/DB!R$3)*(Unit!L130/100)*1000","v":0},{"$f":"(DmYear!$K$35*(Unit!N$24/100)/DB!S$3)*(Unit!M130/100)*1000","v":0},"-",null,7,{"$f":"(DmYear!$K$35*(Unit!C$25/100)/DB!H$4)*(Unit!P130/100)*1000","v":0},{"$f":"(DmYear!$K$35*(Unit!D$25/100)/DB!I$4)*(Unit!Q130/100)*1000","v":0},{"$f":"(DmYear!$K$35*(Unit!E$25/100)/DB!J$4)*(Unit!R130/100)*1000","v":0},{"$f":"(DmYear!$K$35*(Unit!F$25/100)/DB!K$4)*(Unit!S130/100)*1000","v":0},{"$f":"(DmYear!$K$35*(Unit!G$25/100)/DB!L$4)*(Unit!T130/100)*1000","v":0},{"$f":"(DmYear!$K$35*(Unit!H$25/100)/DB!M$4)*(Unit!U130/100)*1000","v":0},{"$f":"(DmYear!$K$35*(Unit!I$25/100)/DB!N$4)*(Unit!V130/100)*1000","v":0},{"$f":"(DmYear!$K$35*(Unit!J$25/100)/DB!O$4)*(Unit!W130/100)*1000","v":0},{"$f":"(DmYear!$K$35*(Unit!K$25/100)/DB!P$4)*(Unit!X130/100)*1000","v":0},{"$f":"(DmYear!$K$35*(Unit!L$25/100)/DB!Q$4)*(Unit!Y130/100)*1000","v":0},{"$f":"(DmYear!$K$35*(Unit!M$25/100)/DB!R$4)*(Unit!Z130/100)*1000","v":0},{"$f":"(DmYear!$K$35*(Unit!N$25/100)/DB!S$4)*(Unit!AA130/100)*1000","v":0},"-",null,7,{"$f":"(DmYear!$K$35*(Unit!C$26/100)/DB!H$5)*(Unit!AD130/100)*1000","v":0},{"$f":"(DmYear!$K$35*(Unit!D$26/100)/DB!I$5)*(Unit!AE130/100)*1000","v":0},{"$f":"(DmYear!$K$35*(Unit!E$26/100)/DB!J$5)*(Unit!AF130/100)*1000","v":0},{"$f":"(DmYear!$K$35*(Unit!F$26/100)/DB!K$5)*(Unit!AG130/100)*1000","v":0},{"$f":"(DmYear!$K$35*(Unit!G$26/100)/DB!L$5)*(Unit!AH130/100)*1000","v":0},{"$f":"(DmYear!$K$35*(Unit!H$26/100)/DB!M$5)*(Unit!AI130/100)*1000","v":0},{"$f":"(DmYear!$K$35*(Unit!I$26/100)/DB!N$5)*(Unit!AJ130/100)*1000","v":0},{"$f":"(DmYear!$K$35*(Unit!J$26/100)/DB!O$5)*(Unit!AK130/100)*1000","v":0},{"$f":"(DmYear!$K$35*(Unit!K$26/100)/DB!P$5)*(Unit!AL130/100)*1000","v":0},{"$f":"(DmYear!$K$35*(Unit!L$26/100)/DB!Q$5)*(Unit!AM130/100)*1000","v":0},{"$f":"(DmYear!$K$35*(Unit!M$26/100)/DB!R$5)*(Unit!AN130/100)*1000","v":0},{"$f":"(DmYear!$K$35*(Unit!N$26/100)/DB!S$5)*(Unit!AO130/100)*1000","v":0},"-",null,null,7,0,0,0,0,0,0,0,0,0,0,0,0,null,null,7,0,0,0,0,0,0,0,0,0,0,0,0,null,null,7,0,0,0,0,0,0,0,0,0,0,0,0]
[null,8,{"$f":"(DmYear!$K$8*(Unit!C$24/100)/DB!H$3)*(Unit!B131/100)*1000","v":0},{"$f":"(DmYear!$K$8*(Unit!D$24/100)/DB!I$3)*(Unit!C131/100)*1000","v":0},{"$f":"(DmYear!$K$8*(Unit!E$24/100)/DB!J$3)*(Unit!D131/100)*1000","v":0},{"$f":"(DmYear!$K$8*(Unit!F$24/100)/DB!K$3)*(Unit!E131/100)*1000","v":0},{"$f":"(DmYear!$K$8*(Unit!G$24/100)/DB!L$3)*(Unit!F131/100)*1000","v":0},{"$f":"(DmYear!$K$8*(Unit!H$24/100)/DB!M$3)*(Unit!G131/100)*1000","v":0},{"$f":"(DmYear!$K$8*(Unit!I$24/100)/DB!N$3)*(Unit!H131/100)*1000","v":0},{"$f":"(DmYear!$K$8*(Unit!J$24/100)/DB!O$3)*(Unit!I131/100)*1000","v":0},{"$f":"(DmYear!$K$8*(Unit!K$24/100)/DB!P$3)*(Unit!J131/100)*1000","v":0},{"$f":"(DmYear!$K$8*(Unit!L$24/100)/DB!Q$3)*(Unit!K131/100)*1000","v":0},{"$f":"(DmYear!$K$8*(Unit!M$24/100)/DB!R$3)*(Unit!L131/100)*1000","v":0},{"$f":"(DmYear!$K$8*(Unit!N$24/100)/DB!S$3)*(Unit!M131/100)*1000","v":0},"-",null,8,{"$f":"(DmYear!$K$8*(Unit!C$25/100)/DB!H$4)*(Unit!P131/100)*1000","v":0},{"$f":"(DmYear!$K$8*(Unit!D$25/100)/DB!I$4)*(Unit!Q131/100)*1000","v":0},{"$f":"(DmYear!$K$8*(Unit!E$25/100)/DB!J$4)*(Unit!R131/100)*1000","v":0},{"$f":"(DmYear!$K$8*(Unit!F$25/100)/DB!K$4)*(Unit!S131/100)*1000","v":0},{"$f":"(DmYear!$K$8*(Unit!G$25/100)/DB!L$4)*(Unit!T131/100)*1000","v":0},{"$f":"(DmYear!$K$8*(Unit!H$25/100)/DB!M$4)*(Unit!U131/100)*1000","v":0},{"$f":"(DmYear!$K$8*(Unit!I$25/100)/DB!N$4)*(Unit!V131/100)*1000","v":0},{"$f":"(DmYear!$K$8*(Unit!J$25/100)/DB!O$4)*(Unit!W131/100)*1000","v":0},{"$f":"(DmYear!$K$8*(Unit!K$25/100)/DB!P$4)*(Unit!X131/100)*1000","v":0},{"$f":"(DmYear!$K$8*(Unit!L$25/100)/DB!Q$4)*(Unit!Y131/100)*1000","v":0},{"$f":"(DmYear!$K$8*(Unit!M$25/100)/DB!R$4)*(Unit!Z131/100)*1000","v":0},{"$f":"(DmYear!$K$8*(Unit!N$25/100)/DB!S$4)*(Unit!AA131/100)*1000","v":0},"-",null,8,{"$f":"(DmYear!$K$8*(Unit!C$26/100)/DB!H$5)*(Unit!AD131/100)*1000","v":0},{"$f":"(DmYear!$K$8*(Unit!D$26/100)/DB!I$5)*(Unit!AE131/100)*1000","v":0},{"$f":"(DmYear!$K$8*(Unit!E$26/100)/DB!J$5)*(Unit!AF131/100)*1000","v":0},{"$f":"(DmYear!$K$8*(Unit!F$26/100)/DB!K$5)*(Unit!AG131/100)*1000","v":0},{"$f":"(DmYear!$K$8*(Unit!G$26/100)/DB!L$5)*(Unit!AH131/100)*1000","v":0},{"$f":"(DmYear!$K$8*(Unit!H$26/100)/DB!M$5)*(Unit!AI131/100)*1000","v":0},{"$f":"(DmYear!$K$8*(Unit!I$26/100)/DB!N$5)*(Unit!AJ131/100)*1000","v":0},{"$f":"(DmYear!$K$8*(Unit!J$26/100)/DB!O$5)*(Unit!AK131/100)*1000","v":0},{"$f":"(DmYear!$K$8*(Unit!K$26/100)/DB!P$5)*(Unit!AL131/100)*1000","v":0},{"$f":"(DmYear!$K$8*(Unit!L$26/100)/DB!Q$5)*(Unit!AM131/100)*1000","v":0},{"$f":"(DmYear!$K$8*(Unit!M$26/100)/DB!R$5)*(Unit!AN131/100)*1000","v":0},{"$f":"(DmYear!$K$8*(Unit!N$26/100)/DB!S$5)*(Unit!AO131/100)*1000","v":0},"-",null,null,8,0,0,0,0,0,0,0,0,0,0,0,0,null,null,8,0,0,0,0,0,0,0,0,0,0,0,0,null,null,8,0,0,0,0,0,0,0,0,0,0,0,0,null,null,null,null,8,{"$f":"(DmYear!$K$35*(Unit!C$24/100)/DB!H$3)*(Unit!B131/100)*1000","v":0},{"$f":"(DmYear!$K$35*(Unit!D$24/100)/DB!I$3)*(Unit!C131/100)*1000","v":0},{"$f":"(DmYear!$K$35*(Unit!E$24/100)/DB!J$3)*(Unit!D131/100)*1000","v":0},{"$f":"(DmYear!$K$35*(Unit!F$24/100)/DB!K$3)*(Unit!E131/100)*1000","v":0},{"$f":"(DmYear!$K$35*(Unit!G$24/100)/DB!L$3)*(Unit!F131/100)*1000","v":0},{"$f":"(DmYear!$K$35*(Unit!H$24/100)/DB!M$3)*(Unit!G131/100)*1000","v":0},{"$f":"(DmYear!$K$35*(Unit!I$24/100)/DB!N$3)*(Unit!H131/100)*1000","v":0},{"$f":"(DmYear!$K$35*(Unit!J$24/100)/DB!O$3)*(Unit!I131/100)*1000","v":0},{"$f":"(DmYear!$K$35*(Unit!K$24/100)/DB!P$3)*(Unit!J131/100)*1000","v":0},{"$f":"(DmYear!$K$35*(Unit!L$24/100)/DB!Q$3)*(Unit!K131/100)*1000","v":0},{"$f":"(DmYear!$K$35*(Unit!M$24/100)/DB!R$3)*(Unit!L131/100)*1000","v":0},{"$f":"(DmYear!$K$35*(Unit!N$24/100)/DB!S$3)*(Unit!M131/100)*1000","v":0},"-",null,8,{"$f":"(DmYear!$K$35*(Unit!C$25/100)/DB!H$4)*(Unit!P131/100)*1000","v":0},{"$f":"(DmYear!$K$35*(Unit!D$25/100)/DB!I$4)*(Unit!Q131/100)*1000","v":0},{"$f":"(DmYear!$K$35*(Unit!E$25/100)/DB!J$4)*(Unit!R131/100)*1000","v":0},{"$f":"(DmYear!$K$35*(Unit!F$25/100)/DB!K$4)*(Unit!S131/100)*1000","v":0},{"$f":"(DmYear!$K$35*(Unit!G$25/100)/DB!L$4)*(Unit!T131/100)*1000","v":0},{"$f":"(DmYear!$K$35*(Unit!H$25/100)/DB!M$4)*(Unit!U131/100)*1000","v":0},{"$f":"(DmYear!$K$35*(Unit!I$25/100)/DB!N$4)*(Unit!V131/100)*1000","v":0},{"$f":"(DmYear!$K$35*(Unit!J$25/100)/DB!O$4)*(Unit!W131/100)*1000","v":0},{"$f":"(DmYear!$K$35*(Unit!K$25/100)/DB!P$4)*(Unit!X131/100)*1000","v":0},{"$f":"(DmYear!$K$35*(Unit!L$25/100)/DB!Q$4)*(Unit!Y131/100)*1000","v":0},{"$f":"(DmYear!$K$35*(Unit!M$25/100)/DB!R$4)*(Unit!Z131/100)*1000","v":0},{"$f":"(DmYear!$K$35*(Unit!N$25/100)/DB!S$4)*(Unit!AA131/100)*1000","v":0},"-",null,8,{"$f":"(DmYear!$K$35*(Unit!C$26/100)/DB!H$5)*(Unit!AD131/100)*1000","v":0},{"$f":"(DmYear!$K$35*(Unit!D$26/100)/DB!I$5)*(Unit!AE131/100)*1000","v":0},{"$f":"(DmYear!$K$35*(Unit!E$26/100)/DB!J$5)*(Unit!AF131/100)*1000","v":0},{"$f":"(DmYear!$K$35*(Unit!F$26/100)/DB!K$5)*(Unit!AG131/100)*1000","v":0},{"$f":"(DmYear!$K$35*(Unit!G$26/100)/DB!L$5)*(Unit!AH131/100)*1000","v":0},{"$f":"(DmYear!$K$35*(Unit!H$26/100)/DB!M$5)*(Unit!AI131/100)*1000","v":0},{"$f":"(DmYear!$K$35*(Unit!I$26/100)/DB!N$5)*(Unit!AJ131/100)*1000","v":0},{"$f":"(DmYear!$K$35*(Unit!J$26/100)/DB!O$5)*(Unit!AK131/100)*1000","v":0},{"$f":"(DmYear!$K$35*(Unit!K$26/100)/DB!P$5)*(Unit!AL131/100)*1000","v":0},{"$f":"(DmYear!$K$35*(Unit!L$26/100)/DB!Q$5)*(Unit!AM131/100)*1000","v":0},{"$f":"(DmYear!$K$35*(Unit!M$26/100)/DB!R$5)*(Unit!AN131/100)*1000","v":0},{"$f":"(DmYear!$K$35*(Unit!N$26/100)/DB!S$5)*(Unit!AO131/100)*1000","v":0},"-",null,null,8,0,0,0,0,0,0,0,0,0,0,0,0,null,null,8,0,0,0,0,0,0,0,0,0,0,0,0,null,null,8,0,0,0,0,0,0,0,0,0,0,0,0]
[null,9,{"$f":"(DmYear!$K$8*(Unit!C$24/100)/DB!H$3)*(Unit!B132/100)*1000","v":0},{"$f":"(DmYear!$K$8*(Unit!D$24/100)/DB!I$3)*(Unit!C132/100)*1000","v":0},{"$f":"(DmYear!$K$8*(Unit!E$24/100)/DB!J$3)*(Unit!D132/100)*1000","v":0},{"$f":"(DmYear!$K$8*(Unit!F$24/100)/DB!K$3)*(Unit!E132/100)*1000","v":0},{"$f":"(DmYear!$K$8*(Unit!G$24/100)/DB!L$3)*(Unit!F132/100)*1000","v":0},{"$f":"(DmYear!$K$8*(Unit!H$24/100)/DB!M$3)*(Unit!G132/100)*1000","v":0},{"$f":"(DmYear!$K$8*(Unit!I$24/100)/DB!N$3)*(Unit!H132/100)*1000","v":0},{"$f":"(DmYear!$K$8*(Unit!J$24/100)/DB!O$3)*(Unit!I132/100)*1000","v":0},{"$f":"(DmYear!$K$8*(Unit!K$24/100)/DB!P$3)*(Unit!J132/100)*1000","v":0},{"$f":"(DmYear!$K$8*(Unit!L$24/100)/DB!Q$3)*(Unit!K132/100)*1000","v":0},{"$f":"(DmYear!$K$8*(Unit!M$24/100)/DB!R$3)*(Unit!L132/100)*1000","v":0},{"$f":"(DmYear!$K$8*(Unit!N$24/100)/DB!S$3)*(Unit!M132/100)*1000","v":0},"-",null,9,{"$f":"(DmYear!$K$8*(Unit!C$25/100)/DB!H$4)*(Unit!P132/100)*1000","v":0},{"$f":"(DmYear!$K$8*(Unit!D$25/100)/DB!I$4)*(Unit!Q132/100)*1000","v":0},{"$f":"(DmYear!$K$8*(Unit!E$25/100)/DB!J$4)*(Unit!R132/100)*1000","v":0},{"$f":"(DmYear!$K$8*(Unit!F$25/100)/DB!K$4)*(Unit!S132/100)*1000","v":0},{"$f":"(DmYear!$K$8*(Unit!G$25/100)/DB!L$4)*(Unit!T132/100)*1000","v":0},{"$f":"(DmYear!$K$8*(Unit!H$25/100)/DB!M$4)*(Unit!U132/100)*1000","v":0},{"$f":"(DmYear!$K$8*(Unit!I$25/100)/DB!N$4)*(Unit!V132/100)*1000","v":0},{"$f":"(DmYear!$K$8*(Unit!J$25/100)/DB!O$4)*(Unit!W132/100)*1000","v":0},{"$f":"(DmYear!$K$8*(Unit!K$25/100)/DB!P$4)*(Unit!X132/100)*1000","v":0},{"$f":"(DmYear!$K$8*(Unit!L$25/100)/DB!Q$4)*(Unit!Y132/100)*1000","v":0},{"$f":"(DmYear!$K$8*(Unit!M$25/100)/DB!R$4)*(Unit!Z132/100)*1000","v":0},{"$f":"(DmYear!$K$8*(Unit!N$25/100)/DB!S$4)*(Unit!AA132/100)*1000","v":0},"-",null,9,{"$f":"(DmYear!$K$8*(Unit!C$26/100)/DB!H$5)*(Unit!AD132/100)*1000","v":0},{"$f":"(DmYear!$K$8*(Unit!D$26/100)/DB!I$5)*(Unit!AE132/100)*1000","v":0},{"$f":"(DmYear!$K$8*(Unit!E$26/100)/DB!J$5)*(Unit!AF132/100)*1000","v":0},{"$f":"(DmYear!$K$8*(Unit!F$26/100)/DB!K$5)*(Unit!AG132/100)*1000","v":0},{"$f":"(DmYear!$K$8*(Unit!G$26/100)/DB!L$5)*(Unit!AH132/100)*1000","v":0},{"$f":"(DmYear!$K$8*(Unit!H$26/100)/DB!M$5)*(Unit!AI132/100)*1000","v":0},{"$f":"(DmYear!$K$8*(Unit!I$26/100)/DB!N$5)*(Unit!AJ132/100)*1000","v":0},{"$f":"(DmYear!$K$8*(Unit!J$26/100)/DB!O$5)*(Unit!AK132/100)*1000","v":0},{"$f":"(DmYear!$K$8*(Unit!K$26/100)/DB!P$5)*(Unit!AL132/100)*1000","v":0},{"$f":"(DmYear!$K$8*(Unit!L$26/100)/DB!Q$5)*(Unit!AM132/100)*1000","v":0},{"$f":"(DmYear!$K$8*(Unit!M$26/100)/DB!R$5)*(Unit!AN132/100)*1000","v":0},{"$f":"(DmYear!$K$8*(Unit!N$26/100)/DB!S$5)*(Unit!AO132/100)*1000","v":0},"-",null,null,9,0,0,0,0,0,0,0,0,0,0,0,0,null,null,9,0,0,0,0,0,0,0,0,0,0,0,0,null,null,9,0,0,0,0,0,0,0,0,0,0,0,0,null,null,null,null,9,{"$f":"(DmYear!$K$35*(Unit!C$24/100)/DB!H$3)*(Unit!B132/100)*1000","v":0},{"$f":"(DmYear!$K$35*(Unit!D$24/100)/DB!I$3)*(Unit!C132/100)*1000","v":0},{"$f":"(DmYear!$K$35*(Unit!E$24/100)/DB!J$3)*(Unit!D132/100)*1000","v":0},{"$f":"(DmYear!$K$35*(Unit!F$24/100)/DB!K$3)*(Unit!E132/100)*1000","v":0},{"$f":"(DmYear!$K$35*(Unit!G$24/100)/DB!L$3)*(Unit!F132/100)*1000","v":0},{"$f":"(DmYear!$K$35*(Unit!H$24/100)/DB!M$3)*(Unit!G132/100)*1000","v":0},{"$f":"(DmYear!$K$35*(Unit!I$24/100)/DB!N$3)*(Unit!H132/100)*1000","v":0},{"$f":"(DmYear!$K$35*(Unit!J$24/100)/DB!O$3)*(Unit!I132/100)*1000","v":0},{"$f":"(DmYear!$K$35*(Unit!K$24/100)/DB!P$3)*(Unit!J132/100)*1000","v":0},{"$f":"(DmYear!$K$35*(Unit!L$24/100)/DB!Q$3)*(Unit!K132/100)*1000","v":0},{"$f":"(DmYear!$K$35*(Unit!M$24/100)/DB!R$3)*(Unit!L132/100)*1000","v":0},{"$f":"(DmYear!$K$35*(Unit!N$24/100)/DB!S$3)*(Unit!M132/100)*1000","v":0},"-",null,9,{"$f":"(DmYear!$K$35*(Unit!C$25/100)/DB!H$4)*(Unit!P132/100)*1000","v":0},{"$f":"(DmYear!$K$35*(Unit!D$25/100)/DB!I$4)*(Unit!Q132/100)*1000","v":0},{"$f":"(DmYear!$K$35*(Unit!E$25/100)/DB!J$4)*(Unit!R132/100)*1000","v":0},{"$f":"(DmYear!$K$35*(Unit!F$25/100)/DB!K$4)*(Unit!S132/100)*1000","v":0},{"$f":"(DmYear!$K$35*(Unit!G$25/100)/DB!L$4)*(Unit!T132/100)*1000","v":0},{"$f":"(DmYear!$K$35*(Unit!H$25/100)/DB!M$4)*(Unit!U132/100)*1000","v":0},{"$f":"(DmYear!$K$35*(Unit!I$25/100)/DB!N$4)*(Unit!V132/100)*1000","v":0},{"$f":"(DmYear!$K$35*(Unit!J$25/100)/DB!O$4)*(Unit!W132/100)*1000","v":0},{"$f":"(DmYear!$K$35*(Unit!K$25/100)/DB!P$4)*(Unit!X132/100)*1000","v":0},{"$f":"(DmYear!$K$35*(Unit!L$25/100)/DB!Q$4)*(Unit!Y132/100)*1000","v":0},{"$f":"(DmYear!$K$35*(Unit!M$25/100)/DB!R$4)*(Unit!Z132/100)*1000","v":0},{"$f":"(DmYear!$K$35*(Unit!N$25/100)/DB!S$4)*(Unit!AA132/100)*1000","v":0},"-",null,9,{"$f":"(DmYear!$K$35*(Unit!C$26/100)/DB!H$5)*(Unit!AD132/100)*1000","v":0},{"$f":"(DmYear!$K$35*(Unit!D$26/100)/DB!I$5)*(Unit!AE132/100)*1000","v":0},{"$f":"(DmYear!$K$35*(Unit!E$26/100)/DB!J$5)*(Unit!AF132/100)*1000","v":0},{"$f":"(DmYear!$K$35*(Unit!F$26/100)/DB!K$5)*(Unit!AG132/100)*1000","v":0},{"$f":"(DmYear!$K$35*(Unit!G$26/100)/DB!L$5)*(Unit!AH132/100)*1000","v":0},{"$f":"(DmYear!$K$35*(Unit!H$26/100)/DB!M$5)*(Unit!AI132/100)*1000","v":0},{"$f":"(DmYear!$K$35*(Unit!I$26/100)/DB!N$5)*(Unit!AJ132/100)*1000","v":0},{"$f":"(DmYear!$K$35*(Unit!J$26/100)/DB!O$5)*(Unit!AK132/100)*1000","v":0},{"$f":"(DmYear!$K$35*(Unit!K$26/100)/DB!P$5)*(Unit!AL132/100)*1000","v":0},{"$f":"(DmYear!$K$35*(Unit!L$26/100)/DB!Q$5)*(Unit!AM132/100)*1000","v":0},{"$f":"(DmYear!$K$35*(Unit!M$26/100)/DB!R$5)*(Unit!AN132/100)*1000","v":0},{"$f":"(DmYear!$K$35*(Unit!N$26/100)/DB!S$5)*(Unit!AO132/100)*1000","v":0},"-",null,null,9,0,0,0,0,0,0,0,0,0,0,0,0,null,null,9,0,0,0,0,0,0,0,0,0,0,0,0,null,null,9,0,0,0,0,0,0,0,0,0,0,0,0]
[null,10,{"$f":"(DmYear!$K$8*(Unit!C$24/100)/DB!H$3)*(Unit!B133/100)*1000","v":0},{"$f":"(DmYear!$K$8*(Unit!D$24/100)/DB!I$3)*(Unit!C133/100)*1000","v":0},{"$f":"(DmYear!$K$8*(Unit!E$24/100)/DB!J$3)*(Unit!D133/100)*1000","v":0},{"$f":"(DmYear!$K$8*(Unit!F$24/100)/DB!K$3)*(Unit!E133/100)*1000","v":0},{"$f":"(DmYear!$K$8*(Unit!G$24/100)/DB!L$3)*(Unit!F133/100)*1000","v":0},{"$f":"(DmYear!$K$8*(Unit!H$24/100)/DB!M$3)*(Unit!G133/100)*1000","v":0},{"$f":"(DmYear!$K$8*(Unit!I$24/100)/DB!N$3)*(Unit!H133/100)*1000","v":0},{"$f":"(DmYear!$K$8*(Unit!J$24/100)/DB!O$3)*(Unit!I133/100)*1000","v":0},{"$f":"(DmYear!$K$8*(Unit!K$24/100)/DB!P$3)*(Unit!J133/100)*1000","v":0},{"$f":"(DmYear!$K$8*(Unit!L$24/100)/DB!Q$3)*(Unit!K133/100)*1000","v":0},{"$f":"(DmYear!$K$8*(Unit!M$24/100)/DB!R$3)*(Unit!L133/100)*1000","v":0},{"$f":"(DmYear!$K$8*(Unit!N$24/100)/DB!S$3)*(Unit!M133/100)*1000","v":0},"-",null,10,{"$f":"(DmYear!$K$8*(Unit!C$25/100)/DB!H$4)*(Unit!P133/100)*1000","v":0},{"$f":"(DmYear!$K$8*(Unit!D$25/100)/DB!I$4)*(Unit!Q133/100)*1000","v":0},{"$f":"(DmYear!$K$8*(Unit!E$25/100)/DB!J$4)*(Unit!R133/100)*1000","v":0},{"$f":"(DmYear!$K$8*(Unit!F$25/100)/DB!K$4)*(Unit!S133/100)*1000","v":0},{"$f":"(DmYear!$K$8*(Unit!G$25/100)/DB!L$4)*(Unit!T133/100)*1000","v":0},{"$f":"(DmYear!$K$8*(Unit!H$25/100)/DB!M$4)*(Unit!U133/100)*1000","v":0},{"$f":"(DmYear!$K$8*(Unit!I$25/100)/DB!N$4)*(Unit!V133/100)*1000","v":0},{"$f":"(DmYear!$K$8*(Unit!J$25/100)/DB!O$4)*(Unit!W133/100)*1000","v":0},{"$f":"(DmYear!$K$8*(Unit!K$25/100)/DB!P$4)*(Unit!X133/100)*1000","v":0},{"$f":"(DmYear!$K$8*(Unit!L$25/100)/DB!Q$4)*(Unit!Y133/100)*1000","v":0},{"$f":"(DmYear!$K$8*(Unit!M$25/100)/DB!R$4)*(Unit!Z133/100)*1000","v":0},{"$f":"(DmYear!$K$8*(Unit!N$25/100)/DB!S$4)*(Unit!AA133/100)*1000","v":0},"-",null,10,{"$f":"(DmYear!$K$8*(Unit!C$26/100)/DB!H$5)*(Unit!AD133/100)*1000","v":0},{"$f":"(DmYear!$K$8*(Unit!D$26/100)/DB!I$5)*(Unit!AE133/100)*1000","v":0},{"$f":"(DmYear!$K$8*(Unit!E$26/100)/DB!J$5)*(Unit!AF133/100)*1000","v":0},{"$f":"(DmYear!$K$8*(Unit!F$26/100)/DB!K$5)*(Unit!AG133/100)*1000","v":0},{"$f":"(DmYear!$K$8*(Unit!G$26/100)/DB!L$5)*(Unit!AH133/100)*1000","v":0},{"$f":"(DmYear!$K$8*(Unit!H$26/100)/DB!M$5)*(Unit!AI133/100)*1000","v":0},{"$f":"(DmYear!$K$8*(Unit!I$26/100)/DB!N$5)*(Unit!AJ133/100)*1000","v":0},{"$f":"(DmYear!$K$8*(Unit!J$26/100)/DB!O$5)*(Unit!AK133/100)*1000","v":0},{"$f":"(DmYear!$K$8*(Unit!K$26/100)/DB!P$5)*(Unit!AL133/100)*1000","v":0},{"$f":"(DmYear!$K$8*(Unit!L$26/100)/DB!Q$5)*(Unit!AM133/100)*1000","v":0},{"$f":"(DmYear!$K$8*(Unit!M$26/100)/DB!R$5)*(Unit!AN133/100)*1000","v":0},{"$f":"(DmYear!$K$8*(Unit!N$26/100)/DB!S$5)*(Unit!AO133/100)*1000","v":0},"-",null,null,10,0,0,0,0,0,0,0,0,0,0,0,0,null,null,10,0,0,0,0,0,0,0,0,0,0,0,0,null,null,10,0,0,0,0,0,0,0,0,0,0,0,0,null,null,null,null,10,{"$f":"(DmYear!$K$35*(Unit!C$24/100)/DB!H$3)*(Unit!B133/100)*1000","v":0},{"$f":"(DmYear!$K$35*(Unit!D$24/100)/DB!I$3)*(Unit!C133/100)*1000","v":0},{"$f":"(DmYear!$K$35*(Unit!E$24/100)/DB!J$3)*(Unit!D133/100)*1000","v":0},{"$f":"(DmYear!$K$35*(Unit!F$24/100)/DB!K$3)*(Unit!E133/100)*1000","v":0},{"$f":"(DmYear!$K$35*(Unit!G$24/100)/DB!L$3)*(Unit!F133/100)*1000","v":0},{"$f":"(DmYear!$K$35*(Unit!H$24/100)/DB!M$3)*(Unit!G133/100)*1000","v":0},{"$f":"(DmYear!$K$35*(Unit!I$24/100)/DB!N$3)*(Unit!H133/100)*1000","v":0},{"$f":"(DmYear!$K$35*(Unit!J$24/100)/DB!O$3)*(Unit!I133/100)*1000","v":0},{"$f":"(DmYear!$K$35*(Unit!K$24/100)/DB!P$3)*(Unit!J133/100)*1000","v":0},{"$f":"(DmYear!$K$35*(Unit!L$24/100)/DB!Q$3)*(Unit!K133/100)*1000","v":0},{"$f":"(DmYear!$K$35*(Unit!M$24/100)/DB!R$3)*(Unit!L133/100)*1000","v":0},{"$f":"(DmYear!$K$35*(Unit!N$24/100)/DB!S$3)*(Unit!M133/100)*1000","v":0},"-",null,10,{"$f":"(DmYear!$K$35*(Unit!C$25/100)/DB!H$4)*(Unit!P133/100)*1000","v":0},{"$f":"(DmYear!$K$35*(Unit!D$25/100)/DB!I$4)*(Unit!Q133/100)*1000","v":0},{"$f":"(DmYear!$K$35*(Unit!E$25/100)/DB!J$4)*(Unit!R133/100)*1000","v":0},{"$f":"(DmYear!$K$35*(Unit!F$25/100)/DB!K$4)*(Unit!S133/100)*1000","v":0},{"$f":"(DmYear!$K$35*(Unit!G$25/100)/DB!L$4)*(Unit!T133/100)*1000","v":0},{"$f":"(DmYear!$K$35*(Unit!H$25/100)/DB!M$4)*(Unit!U133/100)*1000","v":0},{"$f":"(DmYear!$K$35*(Unit!I$25/100)/DB!N$4)*(Unit!V133/100)*1000","v":0},{"$f":"(DmYear!$K$35*(Unit!J$25/100)/DB!O$4)*(Unit!W133/100)*1000","v":0},{"$f":"(DmYear!$K$35*(Unit!K$25/100)/DB!P$4)*(Unit!X133/100)*1000","v":0},{"$f":"(DmYear!$K$35*(Unit!L$25/100)/DB!Q$4)*(Unit!Y133/100)*1000","v":0},{"$f":"(DmYear!$K$35*(Unit!M$25/100)/DB!R$4)*(Unit!Z133/100)*1000","v":0},{"$f":"(DmYear!$K$35*(Unit!N$25/100)/DB!S$4)*(Unit!AA133/100)*1000","v":0},"-",null,10,{"$f":"(DmYear!$K$35*(Unit!C$26/100)/DB!H$5)*(Unit!AD133/100)*1000","v":0},{"$f":"(DmYear!$K$35*(Unit!D$26/100)/DB!I$5)*(Unit!AE133/100)*1000","v":0},{"$f":"(DmYear!$K$35*(Unit!E$26/100)/DB!J$5)*(Unit!AF133/100)*1000","v":0},{"$f":"(DmYear!$K$35*(Unit!F$26/100)/DB!K$5)*(Unit!AG133/100)*1000","v":0},{"$f":"(DmYear!$K$35*(Unit!G$26/100)/DB!L$5)*(Unit!AH133/100)*1000","v":0},{"$f":"(DmYear!$K$35*(Unit!H$26/100)/DB!M$5)*(Unit!AI133/100)*1000","v":0},{"$f":"(DmYear!$K$35*(Unit!I$26/100)/DB!N$5)*(Unit!AJ133/100)*1000","v":0},{"$f":"(DmYear!$K$35*(Unit!J$26/100)/DB!O$5)*(Unit!AK133/100)*1000","v":0},{"$f":"(DmYear!$K$35*(Unit!K$26/100)/DB!P$5)*(Unit!AL133/100)*1000","v":0},{"$f":"(DmYear!$K$35*(Unit!L$26/100)/DB!Q$5)*(Unit!AM133/100)*1000","v":0},{"$f":"(DmYear!$K$35*(Unit!M$26/100)/DB!R$5)*(Unit!AN133/100)*1000","v":0},{"$f":"(DmYear!$K$35*(Unit!N$26/100)/DB!S$5)*(Unit!AO133/100)*1000","v":0},"-",null,null,10,0,0,0,0,0,0,0,0,0,0,0,0,null,null,10,0,0,0,0,0,0,0,0,0,0,0,0,null,null,10,0,0,0,0,0,0,0,0,0,0,0,0]
[null,11,{"$f":"(DmYear!$K$8*(Unit!C$24/100)/DB!H$3)*(Unit!B134/100)*1000","v":0},{"$f":"(DmYear!$K$8*(Unit!D$24/100)/DB!I$3)*(Unit!C134/100)*1000","v":0},{"$f":"(DmYear!$K$8*(Unit!E$24/100)/DB!J$3)*(Unit!D134/100)*1000","v":0},{"$f":"(DmYear!$K$8*(Unit!F$24/100)/DB!K$3)*(Unit!E134/100)*1000","v":0},{"$f":"(DmYear!$K$8*(Unit!G$24/100)/DB!L$3)*(Unit!F134/100)*1000","v":0},{"$f":"(DmYear!$K$8*(Unit!H$24/100)/DB!M$3)*(Unit!G134/100)*1000","v":0},{"$f":"(DmYear!$K$8*(Unit!I$24/100)/DB!N$3)*(Unit!H134/100)*1000","v":0},{"$f":"(DmYear!$K$8*(Unit!J$24/100)/DB!O$3)*(Unit!I134/100)*1000","v":0},{"$f":"(DmYear!$K$8*(Unit!K$24/100)/DB!P$3)*(Unit!J134/100)*1000","v":0},{"$f":"(DmYear!$K$8*(Unit!L$24/100)/DB!Q$3)*(Unit!K134/100)*1000","v":0},{"$f":"(DmYear!$K$8*(Unit!M$24/100)/DB!R$3)*(Unit!L134/100)*1000","v":0},{"$f":"(DmYear!$K$8*(Unit!N$24/100)/DB!S$3)*(Unit!M134/100)*1000","v":0},"-",null,11,{"$f":"(DmYear!$K$8*(Unit!C$25/100)/DB!H$4)*(Unit!P134/100)*1000","v":0},{"$f":"(DmYear!$K$8*(Unit!D$25/100)/DB!I$4)*(Unit!Q134/100)*1000","v":0},{"$f":"(DmYear!$K$8*(Unit!E$25/100)/DB!J$4)*(Unit!R134/100)*1000","v":0},{"$f":"(DmYear!$K$8*(Unit!F$25/100)/DB!K$4)*(Unit!S134/100)*1000","v":0},{"$f":"(DmYear!$K$8*(Unit!G$25/100)/DB!L$4)*(Unit!T134/100)*1000","v":0},{"$f":"(DmYear!$K$8*(Unit!H$25/100)/DB!M$4)*(Unit!U134/100)*1000","v":0},{"$f":"(DmYear!$K$8*(Unit!I$25/100)/DB!N$4)*(Unit!V134/100)*1000","v":0},{"$f":"(DmYear!$K$8*(Unit!J$25/100)/DB!O$4)*(Unit!W134/100)*1000","v":0},{"$f":"(DmYear!$K$8*(Unit!K$25/100)/DB!P$4)*(Unit!X134/100)*1000","v":0},{"$f":"(DmYear!$K$8*(Unit!L$25/100)/DB!Q$4)*(Unit!Y134/100)*1000","v":0},{"$f":"(DmYear!$K$8*(Unit!M$25/100)/DB!R$4)*(Unit!Z134/100)*1000","v":0},{"$f":"(DmYear!$K$8*(Unit!N$25/100)/DB!S$4)*(Unit!AA134/100)*1000","v":0},"-",null,11,{"$f":"(DmYear!$K$8*(Unit!C$26/100)/DB!H$5)*(Unit!AD134/100)*1000","v":0},{"$f":"(DmYear!$K$8*(Unit!D$26/100)/DB!I$5)*(Unit!AE134/100)*1000","v":0},{"$f":"(DmYear!$K$8*(Unit!E$26/100)/DB!J$5)*(Unit!AF134/100)*1000","v":0},{"$f":"(DmYear!$K$8*(Unit!F$26/100)/DB!K$5)*(Unit!AG134/100)*1000","v":0},{"$f":"(DmYear!$K$8*(Unit!G$26/100)/DB!L$5)*(Unit!AH134/100)*1000","v":0},{"$f":"(DmYear!$K$8*(Unit!H$26/100)/DB!M$5)*(Unit!AI134/100)*1000","v":0},{"$f":"(DmYear!$K$8*(Unit!I$26/100)/DB!N$5)*(Unit!AJ134/100)*1000","v":0},{"$f":"(DmYear!$K$8*(Unit!J$26/100)/DB!O$5)*(Unit!AK134/100)*1000","v":0},{"$f":"(DmYear!$K$8*(Unit!K$26/100)/DB!P$5)*(Unit!AL134/100)*1000","v":0},{"$f":"(DmYear!$K$8*(Unit!L$26/100)/DB!Q$5)*(Unit!AM134/100)*1000","v":0},{"$f":"(DmYear!$K$8*(Unit!M$26/100)/DB!R$5)*(Unit!AN134/100)*1000","v":0},{"$f":"(DmYear!$K$8*(Unit!N$26/100)/DB!S$5)*(Unit!AO134/100)*1000","v":0},"-",null,null,11,0,0,0,0,0,0,0,0,0,0,0,0,null,null,11,0,0,0,0,0,0,0,0,0,0,0,0,null,null,11,0,0,0,0,0,0,0,0,0,0,0,0,null,null,null,null,11,{"$f":"(DmYear!$K$35*(Unit!C$24/100)/DB!H$3)*(Unit!B134/100)*1000","v":0},{"$f":"(DmYear!$K$35*(Unit!D$24/100)/DB!I$3)*(Unit!C134/100)*1000","v":0},{"$f":"(DmYear!$K$35*(Unit!E$24/100)/DB!J$3)*(Unit!D134/100)*1000","v":0},{"$f":"(DmYear!$K$35*(Unit!F$24/100)/DB!K$3)*(Unit!E134/100)*1000","v":0},{"$f":"(DmYear!$K$35*(Unit!G$24/100)/DB!L$3)*(Unit!F134/100)*1000","v":0},{"$f":"(DmYear!$K$35*(Unit!H$24/100)/DB!M$3)*(Unit!G134/100)*1000","v":0},{"$f":"(DmYear!$K$35*(Unit!I$24/100)/DB!N$3)*(Unit!H134/100)*1000","v":0},{"$f":"(DmYear!$K$35*(Unit!J$24/100)/DB!O$3)*(Unit!I134/100)*1000","v":0},{"$f":"(DmYear!$K$35*(Unit!K$24/100)/DB!P$3)*(Unit!J134/100)*1000","v":0},{"$f":"(DmYear!$K$35*(Unit!L$24/100)/DB!Q$3)*(Unit!K134/100)*1000","v":0},{"$f":"(DmYear!$K$35*(Unit!M$24/100)/DB!R$3)*(Unit!L134/100)*1000","v":0},{"$f":"(DmYear!$K$35*(Unit!N$24/100)/DB!S$3)*(Unit!M134/100)*1000","v":0},"-",null,11,{"$f":"(DmYear!$K$35*(Unit!C$25/100)/DB!H$4)*(Unit!P134/100)*1000","v":0},{"$f":"(DmYear!$K$35*(Unit!D$25/100)/DB!I$4)*(Unit!Q134/100)*1000","v":0},{"$f":"(DmYear!$K$35*(Unit!E$25/100)/DB!J$4)*(Unit!R134/100)*1000","v":0},{"$f":"(DmYear!$K$35*(Unit!F$25/100)/DB!K$4)*(Unit!S134/100)*1000","v":0},{"$f":"(DmYear!$K$35*(Unit!G$25/100)/DB!L$4)*(Unit!T134/100)*1000","v":0},{"$f":"(DmYear!$K$35*(Unit!H$25/100)/DB!M$4)*(Unit!U134/100)*1000","v":0},{"$f":"(DmYear!$K$35*(Unit!I$25/100)/DB!N$4)*(Unit!V134/100)*1000","v":0},{"$f":"(DmYear!$K$35*(Unit!J$25/100)/DB!O$4)*(Unit!W134/100)*1000","v":0},{"$f":"(DmYear!$K$35*(Unit!K$25/100)/DB!P$4)*(Unit!X134/100)*1000","v":0},{"$f":"(DmYear!$K$35*(Unit!L$25/100)/DB!Q$4)*(Unit!Y134/100)*1000","v":0},{"$f":"(DmYear!$K$35*(Unit!M$25/100)/DB!R$4)*(Unit!Z134/100)*1000","v":0},{"$f":"(DmYear!$K$35*(Unit!N$25/100)/DB!S$4)*(Unit!AA134/100)*1000","v":0},"-",null,11,{"$f":"(DmYear!$K$35*(Unit!C$26/100)/DB!H$5)*(Unit!AD134/100)*1000","v":0},{"$f":"(DmYear!$K$35*(Unit!D$26/100)/DB!I$5)*(Unit!AE134/100)*1000","v":0},{"$f":"(DmYear!$K$35*(Unit!E$26/100)/DB!J$5)*(Unit!AF134/100)*1000","v":0},{"$f":"(DmYear!$K$35*(Unit!F$26/100)/DB!K$5)*(Unit!AG134/100)*1000","v":0},{"$f":"(DmYear!$K$35*(Unit!G$26/100)/DB!L$5)*(Unit!AH134/100)*1000","v":0},{"$f":"(DmYear!$K$35*(Unit!H$26/100)/DB!M$5)*(Unit!AI134/100)*1000","v":0},{"$f":"(DmYear!$K$35*(Unit!I$26/100)/DB!N$5)*(Unit!AJ134/100)*1000","v":0},{"$f":"(DmYear!$K$35*(Unit!J$26/100)/DB!O$5)*(Unit!AK134/100)*1000","v":0},{"$f":"(DmYear!$K$35*(Unit!K$26/100)/DB!P$5)*(Unit!AL134/100)*1000","v":0},{"$f":"(DmYear!$K$35*(Unit!L$26/100)/DB!Q$5)*(Unit!AM134/100)*1000","v":0},{"$f":"(DmYear!$K$35*(Unit!M$26/100)/DB!R$5)*(Unit!AN134/100)*1000","v":0},{"$f":"(DmYear!$K$35*(Unit!N$26/100)/DB!S$5)*(Unit!AO134/100)*1000","v":0},"-",null,null,11,0,0,0,0,0,0,0,0,0,0,0,0,null,null,11,0,0,0,0,0,0,0,0,0,0,0,0,null,null,11,0,0,0,0,0,0,0,0,0,0,0,0]
[null,12,{"$f":"(DmYear!$K$8*(Unit!C$24/100)/DB!H$3)*(Unit!B135/100)*1000","v":0},{"$f":"(DmYear!$K$8*(Unit!D$24/100)/DB!I$3)*(Unit!C135/100)*1000","v":0},{"$f":"(DmYear!$K$8*(Unit!E$24/100)/DB!J$3)*(Unit!D135/100)*1000","v":0},{"$f":"(DmYear!$K$8*(Unit!F$24/100)/DB!K$3)*(Unit!E135/100)*1000","v":0},{"$f":"(DmYear!$K$8*(Unit!G$24/100)/DB!L$3)*(Unit!F135/100)*1000","v":0},{"$f":"(DmYear!$K$8*(Unit!H$24/100)/DB!M$3)*(Unit!G135/100)*1000","v":0},{"$f":"(DmYear!$K$8*(Unit!I$24/100)/DB!N$3)*(Unit!H135/100)*1000","v":0},{"$f":"(DmYear!$K$8*(Unit!J$24/100)/DB!O$3)*(Unit!I135/100)*1000","v":0},{"$f":"(DmYear!$K$8*(Unit!K$24/100)/DB!P$3)*(Unit!J135/100)*1000","v":0},{"$f":"(DmYear!$K$8*(Unit!L$24/100)/DB!Q$3)*(Unit!K135/100)*1000","v":0},{"$f":"(DmYear!$K$8*(Unit!M$24/100)/DB!R$3)*(Unit!L135/100)*1000","v":0},{"$f":"(DmYear!$K$8*(Unit!N$24/100)/DB!S$3)*(Unit!M135/100)*1000","v":0},"-",null,12,{"$f":"(DmYear!$K$8*(Unit!C$25/100)/DB!H$4)*(Unit!P135/100)*1000","v":0},{"$f":"(DmYear!$K$8*(Unit!D$25/100)/DB!I$4)*(Unit!Q135/100)*1000","v":0},{"$f":"(DmYear!$K$8*(Unit!E$25/100)/DB!J$4)*(Unit!R135/100)*1000","v":0},{"$f":"(DmYear!$K$8*(Unit!F$25/100)/DB!K$4)*(Unit!S135/100)*1000","v":0},{"$f":"(DmYear!$K$8*(Unit!G$25/100)/DB!L$4)*(Unit!T135/100)*1000","v":0},{"$f":"(DmYear!$K$8*(Unit!H$25/100)/DB!M$4)*(Unit!U135/100)*1000","v":0},{"$f":"(DmYear!$K$8*(Unit!I$25/100)/DB!N$4)*(Unit!V135/100)*1000","v":0},{"$f":"(DmYear!$K$8*(Unit!J$25/100)/DB!O$4)*(Unit!W135/100)*1000","v":0},{"$f":"(DmYear!$K$8*(Unit!K$25/100)/DB!P$4)*(Unit!X135/100)*1000","v":0},{"$f":"(DmYear!$K$8*(Unit!L$25/100)/DB!Q$4)*(Unit!Y135/100)*1000","v":0},{"$f":"(DmYear!$K$8*(Unit!M$25/100)/DB!R$4)*(Unit!Z135/100)*1000","v":0},{"$f":"(DmYear!$K$8*(Unit!N$25/100)/DB!S$4)*(Unit!AA135/100)*1000","v":0},"-",null,12,{"$f":"(DmYear!$K$8*(Unit!C$26/100)/DB!H$5)*(Unit!AD135/100)*1000","v":0},{"$f":"(DmYear!$K$8*(Unit!D$26/100)/DB!I$5)*(Unit!AE135/100)*1000","v":0},{"$f":"(DmYear!$K$8*(Unit!E$26/100)/DB!J$5)*(Unit!AF135/100)*1000","v":0},{"$f":"(DmYear!$K$8*(Unit!F$26/100)/DB!K$5)*(Unit!AG135/100)*1000","v":0},{"$f":"(DmYear!$K$8*(Unit!G$26/100)/DB!L$5)*(Unit!AH135/100)*1000","v":0},{"$f":"(DmYear!$K$8*(Unit!H$26/100)/DB!M$5)*(Unit!AI135/100)*1000","v":0},{"$f":"(DmYear!$K$8*(Unit!I$26/100)/DB!N$5)*(Unit!AJ135/100)*1000","v":0},{"$f":"(DmYear!$K$8*(Unit!J$26/100)/DB!O$5)*(Unit!AK135/100)*1000","v":0},{"$f":"(DmYear!$K$8*(Unit!K$26/100)/DB!P$5)*(Unit!AL135/100)*1000","v":0},{"$f":"(DmYear!$K$8*(Unit!L$26/100)/DB!Q$5)*(Unit!AM135/100)*1000","v":0},{"$f":"(DmYear!$K$8*(Unit!M$26/100)/DB!R$5)*(Unit!AN135/100)*1000","v":0},{"$f":"(DmYear!$K$8*(Unit!N$26/100)/DB!S$5)*(Unit!AO135/100)*1000","v":0},"-",null,null,12,0,0,0,0,0,0,0,0,0,0,0,0,null,null,12,0,0,0,0,0,0,0,0,0,0,0,0,null,null,12,0,0,0,0,0,0,0,0,0,0,0,0,null,null,null,null,12,{"$f":"(DmYear!$K$35*(Unit!C$24/100)/DB!H$3)*(Unit!B135/100)*1000","v":0},{"$f":"(DmYear!$K$35*(Unit!D$24/100)/DB!I$3)*(Unit!C135/100)*1000","v":0},{"$f":"(DmYear!$K$35*(Unit!E$24/100)/DB!J$3)*(Unit!D135/100)*1000","v":0},{"$f":"(DmYear!$K$35*(Unit!F$24/100)/DB!K$3)*(Unit!E135/100)*1000","v":0},{"$f":"(DmYear!$K$35*(Unit!G$24/100)/DB!L$3)*(Unit!F135/100)*1000","v":0},{"$f":"(DmYear!$K$35*(Unit!H$24/100)/DB!M$3)*(Unit!G135/100)*1000","v":0},{"$f":"(DmYear!$K$35*(Unit!I$24/100)/DB!N$3)*(Unit!H135/100)*1000","v":0},{"$f":"(DmYear!$K$35*(Unit!J$24/100)/DB!O$3)*(Unit!I135/100)*1000","v":0},{"$f":"(DmYear!$K$35*(Unit!K$24/100)/DB!P$3)*(Unit!J135/100)*1000","v":0},{"$f":"(DmYear!$K$35*(Unit!L$24/100)/DB!Q$3)*(Unit!K135/100)*1000","v":0},{"$f":"(DmYear!$K$35*(Unit!M$24/100)/DB!R$3)*(Unit!L135/100)*1000","v":0},{"$f":"(DmYear!$K$35*(Unit!N$24/100)/DB!S$3)*(Unit!M135/100)*1000","v":0},"-",null,12,{"$f":"(DmYear!$K$35*(Unit!C$25/100)/DB!H$4)*(Unit!P135/100)*1000","v":0},{"$f":"(DmYear!$K$35*(Unit!D$25/100)/DB!I$4)*(Unit!Q135/100)*1000","v":0},{"$f":"(DmYear!$K$35*(Unit!E$25/100)/DB!J$4)*(Unit!R135/100)*1000","v":0},{"$f":"(DmYear!$K$35*(Unit!F$25/100)/DB!K$4)*(Unit!S135/100)*1000","v":0},{"$f":"(DmYear!$K$35*(Unit!G$25/100)/DB!L$4)*(Unit!T135/100)*1000","v":0},{"$f":"(DmYear!$K$35*(Unit!H$25/100)/DB!M$4)*(Unit!U135/100)*1000","v":0},{"$f":"(DmYear!$K$35*(Unit!I$25/100)/DB!N$4)*(Unit!V135/100)*1000","v":0},{"$f":"(DmYear!$K$35*(Unit!J$25/100)/DB!O$4)*(Unit!W135/100)*1000","v":0},{"$f":"(DmYear!$K$35*(Unit!K$25/100)/DB!P$4)*(Unit!X135/100)*1000","v":0},{"$f":"(DmYear!$K$35*(Unit!L$25/100)/DB!Q$4)*(Unit!Y135/100)*1000","v":0},{"$f":"(DmYear!$K$35*(Unit!M$25/100)/DB!R$4)*(Unit!Z135/100)*1000","v":0},{"$f":"(DmYear!$K$35*(Unit!N$25/100)/DB!S$4)*(Unit!AA135/100)*1000","v":0},"-",null,12,{"$f":"(DmYear!$K$35*(Unit!C$26/100)/DB!H$5)*(Unit!AD135/100)*1000","v":0},{"$f":"(DmYear!$K$35*(Unit!D$26/100)/DB!I$5)*(Unit!AE135/100)*1000","v":0},{"$f":"(DmYear!$K$35*(Unit!E$26/100)/DB!J$5)*(Unit!AF135/100)*1000","v":0},{"$f":"(DmYear!$K$35*(Unit!F$26/100)/DB!K$5)*(Unit!AG135/100)*1000","v":0},{"$f":"(DmYear!$K$35*(Unit!G$26/100)/DB!L$5)*(Unit!AH135/100)*1000","v":0},{"$f":"(DmYear!$K$35*(Unit!H$26/100)/DB!M$5)*(Unit!AI135/100)*1000","v":0},{"$f":"(DmYear!$K$35*(Unit!I$26/100)/DB!N$5)*(Unit!AJ135/100)*1000","v":0},{"$f":"(DmYear!$K$35*(Unit!J$26/100)/DB!O$5)*(Unit!AK135/100)*1000","v":0},{"$f":"(DmYear!$K$35*(Unit!K$26/100)/DB!P$5)*(Unit!AL135/100)*1000","v":0},{"$f":"(DmYear!$K$35*(Unit!L$26/100)/DB!Q$5)*(Unit!AM135/100)*1000","v":0},{"$f":"(DmYear!$K$35*(Unit!M$26/100)/DB!R$5)*(Unit!AN135/100)*1000","v":0},{"$f":"(DmYear!$K$35*(Unit!N$26/100)/DB!S$5)*(Unit!AO135/100)*1000","v":0},"-",null,null,12,0,0,0,0,0,0,0,0,0,0,0,0,null,null,12,0,0,0,0,0,0,0,0,0,0,0,0,null,null,12,0,0,0,0,0,0,0,0,0,0,0,0]
[null,13,{"$f":"(DmYear!$K$8*(Unit!C$24/100)/DB!H$3)*(Unit!B136/100)*1000","v":0},{"$f":"(DmYear!$K$8*(Unit!D$24/100)/DB!I$3)*(Unit!C136/100)*1000","v":0},{"$f":"(DmYear!$K$8*(Unit!E$24/100)/DB!J$3)*(Unit!D136/100)*1000","v":0},{"$f":"(DmYear!$K$8*(Unit!F$24/100)/DB!K$3)*(Unit!E136/100)*1000","v":0},{"$f":"(DmYear!$K$8*(Unit!G$24/100)/DB!L$3)*(Unit!F136/100)*1000","v":0},{"$f":"(DmYear!$K$8*(Unit!H$24/100)/DB!M$3)*(Unit!G136/100)*1000","v":0},{"$f":"(DmYear!$K$8*(Unit!I$24/100)/DB!N$3)*(Unit!H136/100)*1000","v":0},{"$f":"(DmYear!$K$8*(Unit!J$24/100)/DB!O$3)*(Unit!I136/100)*1000","v":0},{"$f":"(DmYear!$K$8*(Unit!K$24/100)/DB!P$3)*(Unit!J136/100)*1000","v":0},{"$f":"(DmYear!$K$8*(Unit!L$24/100)/DB!Q$3)*(Unit!K136/100)*1000","v":0},{"$f":"(DmYear!$K$8*(Unit!M$24/100)/DB!R$3)*(Unit!L136/100)*1000","v":0},{"$f":"(DmYear!$K$8*(Unit!N$24/100)/DB!S$3)*(Unit!M136/100)*1000","v":0},"-",null,13,{"$f":"(DmYear!$K$8*(Unit!C$25/100)/DB!H$4)*(Unit!P136/100)*1000","v":0},{"$f":"(DmYear!$K$8*(Unit!D$25/100)/DB!I$4)*(Unit!Q136/100)*1000","v":0},{"$f":"(DmYear!$K$8*(Unit!E$25/100)/DB!J$4)*(Unit!R136/100)*1000","v":0},{"$f":"(DmYear!$K$8*(Unit!F$25/100)/DB!K$4)*(Unit!S136/100)*1000","v":0},{"$f":"(DmYear!$K$8*(Unit!G$25/100)/DB!L$4)*(Unit!T136/100)*1000","v":0},{"$f":"(DmYear!$K$8*(Unit!H$25/100)/DB!M$4)*(Unit!U136/100)*1000","v":0},{"$f":"(DmYear!$K$8*(Unit!I$25/100)/DB!N$4)*(Unit!V136/100)*1000","v":0},{"$f":"(DmYear!$K$8*(Unit!J$25/100)/DB!O$4)*(Unit!W136/100)*1000","v":0},{"$f":"(DmYear!$K$8*(Unit!K$25/100)/DB!P$4)*(Unit!X136/100)*1000","v":0},{"$f":"(DmYear!$K$8*(Unit!L$25/100)/DB!Q$4)*(Unit!Y136/100)*1000","v":0},{"$f":"(DmYear!$K$8*(Unit!M$25/100)/DB!R$4)*(Unit!Z136/100)*1000","v":0},{"$f":"(DmYear!$K$8*(Unit!N$25/100)/DB!S$4)*(Unit!AA136/100)*1000","v":0},"-",null,13,{"$f":"(DmYear!$K$8*(Unit!C$26/100)/DB!H$5)*(Unit!AD136/100)*1000","v":0},{"$f":"(DmYear!$K$8*(Unit!D$26/100)/DB!I$5)*(Unit!AE136/100)*1000","v":0},{"$f":"(DmYear!$K$8*(Unit!E$26/100)/DB!J$5)*(Unit!AF136/100)*1000","v":0},{"$f":"(DmYear!$K$8*(Unit!F$26/100)/DB!K$5)*(Unit!AG136/100)*1000","v":0},{"$f":"(DmYear!$K$8*(Unit!G$26/100)/DB!L$5)*(Unit!AH136/100)*1000","v":0},{"$f":"(DmYear!$K$8*(Unit!H$26/100)/DB!M$5)*(Unit!AI136/100)*1000","v":0},{"$f":"(DmYear!$K$8*(Unit!I$26/100)/DB!N$5)*(Unit!AJ136/100)*1000","v":0},{"$f":"(DmYear!$K$8*(Unit!J$26/100)/DB!O$5)*(Unit!AK136/100)*1000","v":0},{"$f":"(DmYear!$K$8*(Unit!K$26/100)/DB!P$5)*(Unit!AL136/100)*1000","v":0},{"$f":"(DmYear!$K$8*(Unit!L$26/100)/DB!Q$5)*(Unit!AM136/100)*1000","v":0},{"$f":"(DmYear!$K$8*(Unit!M$26/100)/DB!R$5)*(Unit!AN136/100)*1000","v":0},{"$f":"(DmYear!$K$8*(Unit!N$26/100)/DB!S$5)*(Unit!AO136/100)*1000","v":0},"-",null,null,13,0,0,0,0,0,0,0,0,0,0,0,0,null,null,13,0,0,0,0,0,0,0,0,0,0,0,0,null,null,13,0,0,0,0,0,0,0,0,0,0,0,0,null,null,null,null,13,{"$f":"(DmYear!$K$35*(Unit!C$24/100)/DB!H$3)*(Unit!B136/100)*1000","v":0},{"$f":"(DmYear!$K$35*(Unit!D$24/100)/DB!I$3)*(Unit!C136/100)*1000","v":0},{"$f":"(DmYear!$K$35*(Unit!E$24/100)/DB!J$3)*(Unit!D136/100)*1000","v":0},{"$f":"(DmYear!$K$35*(Unit!F$24/100)/DB!K$3)*(Unit!E136/100)*1000","v":0},{"$f":"(DmYear!$K$35*(Unit!G$24/100)/DB!L$3)*(Unit!F136/100)*1000","v":0},{"$f":"(DmYear!$K$35*(Unit!H$24/100)/DB!M$3)*(Unit!G136/100)*1000","v":0},{"$f":"(DmYear!$K$35*(Unit!I$24/100)/DB!N$3)*(Unit!H136/100)*1000","v":0},{"$f":"(DmYear!$K$35*(Unit!J$24/100)/DB!O$3)*(Unit!I136/100)*1000","v":0},{"$f":"(DmYear!$K$35*(Unit!K$24/100)/DB!P$3)*(Unit!J136/100)*1000","v":0},{"$f":"(DmYear!$K$35*(Unit!L$24/100)/DB!Q$3)*(Unit!K136/100)*1000","v":0},{"$f":"(DmYear!$K$35*(Unit!M$24/100)/DB!R$3)*(Unit!L136/100)*1000","v":0},{"$f":"(DmYear!$K$35*(Unit!N$24/100)/DB!S$3)*(Unit!M136/100)*1000","v":0},"-",null,13,{"$f":"(DmYear!$K$35*(Unit!C$25/100)/DB!H$4)*(Unit!P136/100)*1000","v":0},{"$f":"(DmYear!$K$35*(Unit!D$25/100)/DB!I$4)*(Unit!Q136/100)*1000","v":0},{"$f":"(DmYear!$K$35*(Unit!E$25/100)/DB!J$4)*(Unit!R136/100)*1000","v":0},{"$f":"(DmYear!$K$35*(Unit!F$25/100)/DB!K$4)*(Unit!S136/100)*1000","v":0},{"$f":"(DmYear!$K$35*(Unit!G$25/100)/DB!L$4)*(Unit!T136/100)*1000","v":0},{"$f":"(DmYear!$K$35*(Unit!H$25/100)/DB!M$4)*(Unit!U136/100)*1000","v":0},{"$f":"(DmYear!$K$35*(Unit!I$25/100)/DB!N$4)*(Unit!V136/100)*1000","v":0},{"$f":"(DmYear!$K$35*(Unit!J$25/100)/DB!O$4)*(Unit!W136/100)*1000","v":0},{"$f":"(DmYear!$K$35*(Unit!K$25/100)/DB!P$4)*(Unit!X136/100)*1000","v":0},{"$f":"(DmYear!$K$35*(Unit!L$25/100)/DB!Q$4)*(Unit!Y136/100)*1000","v":0},{"$f":"(DmYear!$K$35*(Unit!M$25/100)/DB!R$4)*(Unit!Z136/100)*1000","v":0},{"$f":"(DmYear!$K$35*(Unit!N$25/100)/DB!S$4)*(Unit!AA136/100)*1000","v":0},"-",null,13,{"$f":"(DmYear!$K$35*(Unit!C$26/100)/DB!H$5)*(Unit!AD136/100)*1000","v":0},{"$f":"(DmYear!$K$35*(Unit!D$26/100)/DB!I$5)*(Unit!AE136/100)*1000","v":0},{"$f":"(DmYear!$K$35*(Unit!E$26/100)/DB!J$5)*(Unit!AF136/100)*1000","v":0},{"$f":"(DmYear!$K$35*(Unit!F$26/100)/DB!K$5)*(Unit!AG136/100)*1000","v":0},{"$f":"(DmYear!$K$35*(Unit!G$26/100)/DB!L$5)*(Unit!AH136/100)*1000","v":0},{"$f":"(DmYear!$K$35*(Unit!H$26/100)/DB!M$5)*(Unit!AI136/100)*1000","v":0},{"$f":"(DmYear!$K$35*(Unit!I$26/100)/DB!N$5)*(Unit!AJ136/100)*1000","v":0},{"$f":"(DmYear!$K$35*(Unit!J$26/100)/DB!O$5)*(Unit!AK136/100)*1000","v":0},{"$f":"(DmYear!$K$35*(Unit!K$26/100)/DB!P$5)*(Unit!AL136/100)*1000","v":0},{"$f":"(DmYear!$K$35*(Unit!L$26/100)/DB!Q$5)*(Unit!AM136/100)*1000","v":0},{"$f":"(DmYear!$K$35*(Unit!M$26/100)/DB!R$5)*(Unit!AN136/100)*1000","v":0},{"$f":"(DmYear!$K$35*(Unit!N$26/100)/DB!S$5)*(Unit!AO136/100)*1000","v":0},"-",null,null,13,0,0,0,0,0,0,0,0,0,0,0,0,null,null,13,0,0,0,0,0,0,0,0,0,0,0,0,null,null,13,0,0,0,0,0,0,0,0,0,0,0,0]
[null,14,{"$f":"(DmYear!$K$8*(Unit!C$24/100)/DB!H$3)*(Unit!B137/100)*1000","v":0},{"$f":"(DmYear!$K$8*(Unit!D$24/100)/DB!I$3)*(Unit!C137/100)*1000","v":0},{"$f":"(DmYear!$K$8*(Unit!E$24/100)/DB!J$3)*(Unit!D137/100)*1000","v":0},{"$f":"(DmYear!$K$8*(Unit!F$24/100)/DB!K$3)*(Unit!E137/100)*1000","v":0},{"$f":"(DmYear!$K$8*(Unit!G$24/100)/DB!L$3)*(Unit!F137/100)*1000","v":0},{"$f":"(DmYear!$K$8*(Unit!H$24/100)/DB!M$3)*(Unit!G137/100)*1000","v":0},{"$f":"(DmYear!$K$8*(Unit!I$24/100)/DB!N$3)*(Unit!H137/100)*1000","v":0},{"$f":"(DmYear!$K$8*(Unit!J$24/100)/DB!O$3)*(Unit!I137/100)*1000","v":0},{"$f":"(DmYear!$K$8*(Unit!K$24/100)/DB!P$3)*(Unit!J137/100)*1000","v":0},{"$f":"(DmYear!$K$8*(Unit!L$24/100)/DB!Q$3)*(Unit!K137/100)*1000","v":0},{"$f":"(DmYear!$K$8*(Unit!M$24/100)/DB!R$3)*(Unit!L137/100)*1000","v":0},{"$f":"(DmYear!$K$8*(Unit!N$24/100)/DB!S$3)*(Unit!M137/100)*1000","v":0},"-",null,14,{"$f":"(DmYear!$K$8*(Unit!C$25/100)/DB!H$4)*(Unit!P137/100)*1000","v":0},{"$f":"(DmYear!$K$8*(Unit!D$25/100)/DB!I$4)*(Unit!Q137/100)*1000","v":0},{"$f":"(DmYear!$K$8*(Unit!E$25/100)/DB!J$4)*(Unit!R137/100)*1000","v":0},{"$f":"(DmYear!$K$8*(Unit!F$25/100)/DB!K$4)*(Unit!S137/100)*1000","v":0},{"$f":"(DmYear!$K$8*(Unit!G$25/100)/DB!L$4)*(Unit!T137/100)*1000","v":0},{"$f":"(DmYear!$K$8*(Unit!H$25/100)/DB!M$4)*(Unit!U137/100)*1000","v":0},{"$f":"(DmYear!$K$8*(Unit!I$25/100)/DB!N$4)*(Unit!V137/100)*1000","v":0},{"$f":"(DmYear!$K$8*(Unit!J$25/100)/DB!O$4)*(Unit!W137/100)*1000","v":0},{"$f":"(DmYear!$K$8*(Unit!K$25/100)/DB!P$4)*(Unit!X137/100)*1000","v":0},{"$f":"(DmYear!$K$8*(Unit!L$25/100)/DB!Q$4)*(Unit!Y137/100)*1000","v":0},{"$f":"(DmYear!$K$8*(Unit!M$25/100)/DB!R$4)*(Unit!Z137/100)*1000","v":0},{"$f":"(DmYear!$K$8*(Unit!N$25/100)/DB!S$4)*(Unit!AA137/100)*1000","v":0},"-",null,14,{"$f":"(DmYear!$K$8*(Unit!C$26/100)/DB!H$5)*(Unit!AD137/100)*1000","v":0},{"$f":"(DmYear!$K$8*(Unit!D$26/100)/DB!I$5)*(Unit!AE137/100)*1000","v":0},{"$f":"(DmYear!$K$8*(Unit!E$26/100)/DB!J$5)*(Unit!AF137/100)*1000","v":0},{"$f":"(DmYear!$K$8*(Unit!F$26/100)/DB!K$5)*(Unit!AG137/100)*1000","v":0},{"$f":"(DmYear!$K$8*(Unit!G$26/100)/DB!L$5)*(Unit!AH137/100)*1000","v":0},{"$f":"(DmYear!$K$8*(Unit!H$26/100)/DB!M$5)*(Unit!AI137/100)*1000","v":0},{"$f":"(DmYear!$K$8*(Unit!I$26/100)/DB!N$5)*(Unit!AJ137/100)*1000","v":0},{"$f":"(DmYear!$K$8*(Unit!J$26/100)/DB!O$5)*(Unit!AK137/100)*1000","v":0},{"$f":"(DmYear!$K$8*(Unit!K$26/100)/DB!P$5)*(Unit!AL137/100)*1000","v":0},{"$f":"(DmYear!$K$8*(Unit!L$26/100)/DB!Q$5)*(Unit!AM137/100)*1000","v":0},{"$f":"(DmYear!$K$8*(Unit!M$26/100)/DB!R$5)*(Unit!AN137/100)*1000","v":0},{"$f":"(DmYear!$K$8*(Unit!N$26/100)/DB!S$5)*(Unit!AO137/100)*1000","v":0},"-",null,null,14,0,0,0,0,0,0,0,0,0,0,0,0,null,null,14,0,0,0,0,0,0,0,0,0,0,0,0,null,null,14,0,0,0,0,0,0,0,0,0,0,0,0,null,null,null,null,14,{"$f":"(DmYear!$K$35*(Unit!C$24/100)/DB!H$3)*(Unit!B137/100)*1000","v":0},{"$f":"(DmYear!$K$35*(Unit!D$24/100)/DB!I$3)*(Unit!C137/100)*1000","v":0},{"$f":"(DmYear!$K$35*(Unit!E$24/100)/DB!J$3)*(Unit!D137/100)*1000","v":0},{"$f":"(DmYear!$K$35*(Unit!F$24/100)/DB!K$3)*(Unit!E137/100)*1000","v":0},{"$f":"(DmYear!$K$35*(Unit!G$24/100)/DB!L$3)*(Unit!F137/100)*1000","v":0},{"$f":"(DmYear!$K$35*(Unit!H$24/100)/DB!M$3)*(Unit!G137/100)*1000","v":0},{"$f":"(DmYear!$K$35*(Unit!I$24/100)/DB!N$3)*(Unit!H137/100)*1000","v":0},{"$f":"(DmYear!$K$35*(Unit!J$24/100)/DB!O$3)*(Unit!I137/100)*1000","v":0},{"$f":"(DmYear!$K$35*(Unit!K$24/100)/DB!P$3)*(Unit!J137/100)*1000","v":0},{"$f":"(DmYear!$K$35*(Unit!L$24/100)/DB!Q$3)*(Unit!K137/100)*1000","v":0},{"$f":"(DmYear!$K$35*(Unit!M$24/100)/DB!R$3)*(Unit!L137/100)*1000","v":0},{"$f":"(DmYear!$K$35*(Unit!N$24/100)/DB!S$3)*(Unit!M137/100)*1000","v":0},"-",null,14,{"$f":"(DmYear!$K$35*(Unit!C$25/100)/DB!H$4)*(Unit!P137/100)*1000","v":0},{"$f":"(DmYear!$K$35*(Unit!D$25/100)/DB!I$4)*(Unit!Q137/100)*1000","v":0},{"$f":"(DmYear!$K$35*(Unit!E$25/100)/DB!J$4)*(Unit!R137/100)*1000","v":0},{"$f":"(DmYear!$K$35*(Unit!F$25/100)/DB!K$4)*(Unit!S137/100)*1000","v":0},{"$f":"(DmYear!$K$35*(Unit!G$25/100)/DB!L$4)*(Unit!T137/100)*1000","v":0},{"$f":"(DmYear!$K$35*(Unit!H$25/100)/DB!M$4)*(Unit!U137/100)*1000","v":0},{"$f":"(DmYear!$K$35*(Unit!I$25/100)/DB!N$4)*(Unit!V137/100)*1000","v":0},{"$f":"(DmYear!$K$35*(Unit!J$25/100)/DB!O$4)*(Unit!W137/100)*1000","v":0},{"$f":"(DmYear!$K$35*(Unit!K$25/100)/DB!P$4)*(Unit!X137/100)*1000","v":0},{"$f":"(DmYear!$K$35*(Unit!L$25/100)/DB!Q$4)*(Unit!Y137/100)*1000","v":0},{"$f":"(DmYear!$K$35*(Unit!M$25/100)/DB!R$4)*(Unit!Z137/100)*1000","v":0},{"$f":"(DmYear!$K$35*(Unit!N$25/100)/DB!S$4)*(Unit!AA137/100)*1000","v":0},"-",null,14,{"$f":"(DmYear!$K$35*(Unit!C$26/100)/DB!H$5)*(Unit!AD137/100)*1000","v":0},{"$f":"(DmYear!$K$35*(Unit!D$26/100)/DB!I$5)*(Unit!AE137/100)*1000","v":0},{"$f":"(DmYear!$K$35*(Unit!E$26/100)/DB!J$5)*(Unit!AF137/100)*1000","v":0},{"$f":"(DmYear!$K$35*(Unit!F$26/100)/DB!K$5)*(Unit!AG137/100)*1000","v":0},{"$f":"(DmYear!$K$35*(Unit!G$26/100)/DB!L$5)*(Unit!AH137/100)*1000","v":0},{"$f":"(DmYear!$K$35*(Unit!H$26/100)/DB!M$5)*(Unit!AI137/100)*1000","v":0},{"$f":"(DmYear!$K$35*(Unit!I$26/100)/DB!N$5)*(Unit!AJ137/100)*1000","v":0},{"$f":"(DmYear!$K$35*(Unit!J$26/100)/DB!O$5)*(Unit!AK137/100)*1000","v":0},{"$f":"(DmYear!$K$35*(Unit!K$26/100)/DB!P$5)*(Unit!AL137/100)*1000","v":0},{"$f":"(DmYear!$K$35*(Unit!L$26/100)/DB!Q$5)*(Unit!AM137/100)*1000","v":0},{"$f":"(DmYear!$K$35*(Unit!M$26/100)/DB!R$5)*(Unit!AN137/100)*1000","v":0},{"$f":"(DmYear!$K$35*(Unit!N$26/100)/DB!S$5)*(Unit!AO137/100)*1000","v":0},"-",null,null,14,0,0,0,0,0,0,0,0,0,0,0,0,null,null,14,0,0,0,0,0,0,0,0,0,0,0,0,null,null,14,0,0,0,0,0,0,0,0,0,0,0,0]
[null,15,{"$f":"(DmYear!$K$8*(Unit!C$24/100)/DB!H$3)*(Unit!B138/100)*1000","v":0},{"$f":"(DmYear!$K$8*(Unit!D$24/100)/DB!I$3)*(Unit!C138/100)*1000","v":0},{"$f":"(DmYear!$K$8*(Unit!E$24/100)/DB!J$3)*(Unit!D138/100)*1000","v":0},{"$f":"(DmYear!$K$8*(Unit!F$24/100)/DB!K$3)*(Unit!E138/100)*1000","v":0},{"$f":"(DmYear!$K$8*(Unit!G$24/100)/DB!L$3)*(Unit!F138/100)*1000","v":0},{"$f":"(DmYear!$K$8*(Unit!H$24/100)/DB!M$3)*(Unit!G138/100)*1000","v":0},{"$f":"(DmYear!$K$8*(Unit!I$24/100)/DB!N$3)*(Unit!H138/100)*1000","v":0},{"$f":"(DmYear!$K$8*(Unit!J$24/100)/DB!O$3)*(Unit!I138/100)*1000","v":0},{"$f":"(DmYear!$K$8*(Unit!K$24/100)/DB!P$3)*(Unit!J138/100)*1000","v":0},{"$f":"(DmYear!$K$8*(Unit!L$24/100)/DB!Q$3)*(Unit!K138/100)*1000","v":0},{"$f":"(DmYear!$K$8*(Unit!M$24/100)/DB!R$3)*(Unit!L138/100)*1000","v":0},{"$f":"(DmYear!$K$8*(Unit!N$24/100)/DB!S$3)*(Unit!M138/100)*1000","v":0},"-",null,15,{"$f":"(DmYear!$K$8*(Unit!C$25/100)/DB!H$4)*(Unit!P138/100)*1000","v":0},{"$f":"(DmYear!$K$8*(Unit!D$25/100)/DB!I$4)*(Unit!Q138/100)*1000","v":0},{"$f":"(DmYear!$K$8*(Unit!E$25/100)/DB!J$4)*(Unit!R138/100)*1000","v":0},{"$f":"(DmYear!$K$8*(Unit!F$25/100)/DB!K$4)*(Unit!S138/100)*1000","v":0},{"$f":"(DmYear!$K$8*(Unit!G$25/100)/DB!L$4)*(Unit!T138/100)*1000","v":0},{"$f":"(DmYear!$K$8*(Unit!H$25/100)/DB!M$4)*(Unit!U138/100)*1000","v":0},{"$f":"(DmYear!$K$8*(Unit!I$25/100)/DB!N$4)*(Unit!V138/100)*1000","v":0},{"$f":"(DmYear!$K$8*(Unit!J$25/100)/DB!O$4)*(Unit!W138/100)*1000","v":0},{"$f":"(DmYear!$K$8*(Unit!K$25/100)/DB!P$4)*(Unit!X138/100)*1000","v":0},{"$f":"(DmYear!$K$8*(Unit!L$25/100)/DB!Q$4)*(Unit!Y138/100)*1000","v":0},{"$f":"(DmYear!$K$8*(Unit!M$25/100)/DB!R$4)*(Unit!Z138/100)*1000","v":0},{"$f":"(DmYear!$K$8*(Unit!N$25/100)/DB!S$4)*(Unit!AA138/100)*1000","v":0},"-",null,15,{"$f":"(DmYear!$K$8*(Unit!C$26/100)/DB!H$5)*(Unit!AD138/100)*1000","v":0},{"$f":"(DmYear!$K$8*(Unit!D$26/100)/DB!I$5)*(Unit!AE138/100)*1000","v":0},{"$f":"(DmYear!$K$8*(Unit!E$26/100)/DB!J$5)*(Unit!AF138/100)*1000","v":0},{"$f":"(DmYear!$K$8*(Unit!F$26/100)/DB!K$5)*(Unit!AG138/100)*1000","v":0},{"$f":"(DmYear!$K$8*(Unit!G$26/100)/DB!L$5)*(Unit!AH138/100)*1000","v":0},{"$f":"(DmYear!$K$8*(Unit!H$26/100)/DB!M$5)*(Unit!AI138/100)*1000","v":0},{"$f":"(DmYear!$K$8*(Unit!I$26/100)/DB!N$5)*(Unit!AJ138/100)*1000","v":0},{"$f":"(DmYear!$K$8*(Unit!J$26/100)/DB!O$5)*(Unit!AK138/100)*1000","v":0},{"$f":"(DmYear!$K$8*(Unit!K$26/100)/DB!P$5)*(Unit!AL138/100)*1000","v":0},{"$f":"(DmYear!$K$8*(Unit!L$26/100)/DB!Q$5)*(Unit!AM138/100)*1000","v":0},{"$f":"(DmYear!$K$8*(Unit!M$26/100)/DB!R$5)*(Unit!AN138/100)*1000","v":0},{"$f":"(DmYear!$K$8*(Unit!N$26/100)/DB!S$5)*(Unit!AO138/100)*1000","v":0},"-",null,null,15,0,0,0,0,0,0,0,0,0,0,0,0,null,null,15,0,0,0,0,0,0,0,0,0,0,0,0,null,null,15,0,0,0,0,0,0,0,0,0,0,0,0,null,null,null,null,15,{"$f":"(DmYear!$K$35*(Unit!C$24/100)/DB!H$3)*(Unit!B138/100)*1000","v":0},{"$f":"(DmYear!$K$35*(Unit!D$24/100)/DB!I$3)*(Unit!C138/100)*1000","v":0},{"$f":"(DmYear!$K$35*(Unit!E$24/100)/DB!J$3)*(Unit!D138/100)*1000","v":0},{"$f":"(DmYear!$K$35*(Unit!F$24/100)/DB!K$3)*(Unit!E138/100)*1000","v":0},{"$f":"(DmYear!$K$35*(Unit!G$24/100)/DB!L$3)*(Unit!F138/100)*1000","v":0},{"$f":"(DmYear!$K$35*(Unit!H$24/100)/DB!M$3)*(Unit!G138/100)*1000","v":0},{"$f":"(DmYear!$K$35*(Unit!I$24/100)/DB!N$3)*(Unit!H138/100)*1000","v":0},{"$f":"(DmYear!$K$35*(Unit!J$24/100)/DB!O$3)*(Unit!I138/100)*1000","v":0},{"$f":"(DmYear!$K$35*(Unit!K$24/100)/DB!P$3)*(Unit!J138/100)*1000","v":0},{"$f":"(DmYear!$K$35*(Unit!L$24/100)/DB!Q$3)*(Unit!K138/100)*1000","v":0},{"$f":"(DmYear!$K$35*(Unit!M$24/100)/DB!R$3)*(Unit!L138/100)*1000","v":0},{"$f":"(DmYear!$K$35*(Unit!N$24/100)/DB!S$3)*(Unit!M138/100)*1000","v":0},"-",null,15,{"$f":"(DmYear!$K$35*(Unit!C$25/100)/DB!H$4)*(Unit!P138/100)*1000","v":0},{"$f":"(DmYear!$K$35*(Unit!D$25/100)/DB!I$4)*(Unit!Q138/100)*1000","v":0},{"$f":"(DmYear!$K$35*(Unit!E$25/100)/DB!J$4)*(Unit!R138/100)*1000","v":0},{"$f":"(DmYear!$K$35*(Unit!F$25/100)/DB!K$4)*(Unit!S138/100)*1000","v":0},{"$f":"(DmYear!$K$35*(Unit!G$25/100)/DB!L$4)*(Unit!T138/100)*1000","v":0},{"$f":"(DmYear!$K$35*(Unit!H$25/100)/DB!M$4)*(Unit!U138/100)*1000","v":0},{"$f":"(DmYear!$K$35*(Unit!I$25/100)/DB!N$4)*(Unit!V138/100)*1000","v":0},{"$f":"(DmYear!$K$35*(Unit!J$25/100)/DB!O$4)*(Unit!W138/100)*1000","v":0},{"$f":"(DmYear!$K$35*(Unit!K$25/100)/DB!P$4)*(Unit!X138/100)*1000","v":0},{"$f":"(DmYear!$K$35*(Unit!L$25/100)/DB!Q$4)*(Unit!Y138/100)*1000","v":0},{"$f":"(DmYear!$K$35*(Unit!M$25/100)/DB!R$4)*(Unit!Z138/100)*1000","v":0},{"$f":"(DmYear!$K$35*(Unit!N$25/100)/DB!S$4)*(Unit!AA138/100)*1000","v":0},"-",null,15,{"$f":"(DmYear!$K$35*(Unit!C$26/100)/DB!H$5)*(Unit!AD138/100)*1000","v":0},{"$f":"(DmYear!$K$35*(Unit!D$26/100)/DB!I$5)*(Unit!AE138/100)*1000","v":0},{"$f":"(DmYear!$K$35*(Unit!E$26/100)/DB!J$5)*(Unit!AF138/100)*1000","v":0},{"$f":"(DmYear!$K$35*(Unit!F$26/100)/DB!K$5)*(Unit!AG138/100)*1000","v":0},{"$f":"(DmYear!$K$35*(Unit!G$26/100)/DB!L$5)*(Unit!AH138/100)*1000","v":0},{"$f":"(DmYear!$K$35*(Unit!H$26/100)/DB!M$5)*(Unit!AI138/100)*1000","v":0},{"$f":"(DmYear!$K$35*(Unit!I$26/100)/DB!N$5)*(Unit!AJ138/100)*1000","v":0},{"$f":"(DmYear!$K$35*(Unit!J$26/100)/DB!O$5)*(Unit!AK138/100)*1000","v":0},{"$f":"(DmYear!$K$35*(Unit!K$26/100)/DB!P$5)*(Unit!AL138/100)*1000","v":0},{"$f":"(DmYear!$K$35*(Unit!L$26/100)/DB!Q$5)*(Unit!AM138/100)*1000","v":0},{"$f":"(DmYear!$K$35*(Unit!M$26/100)/DB!R$5)*(Unit!AN138/100)*1000","v":0},{"$f":"(DmYear!$K$35*(Unit!N$26/100)/DB!S$5)*(Unit!AO138/100)*1000","v":0},"-",null,null,15,0,0,0,0,0,0,0,0,0,0,0,0,null,null,15,0,0,0,0,0,0,0,0,0,0,0,0,null,null,15,0,0,0,0,0,0,0,0,0,0,0,0]
[null,16,{"$f":"(DmYear!$K$8*(Unit!C$24/100)/DB!H$3)*(Unit!B139/100)*1000","v":0},{"$f":"(DmYear!$K$8*(Unit!D$24/100)/DB!I$3)*(Unit!C139/100)*1000","v":0},{"$f":"(DmYear!$K$8*(Unit!E$24/100)/DB!J$3)*(Unit!D139/100)*1000","v":0},{"$f":"(DmYear!$K$8*(Unit!F$24/100)/DB!K$3)*(Unit!E139/100)*1000","v":0},{"$f":"(DmYear!$K$8*(Unit!G$24/100)/DB!L$3)*(Unit!F139/100)*1000","v":0},{"$f":"(DmYear!$K$8*(Unit!H$24/100)/DB!M$3)*(Unit!G139/100)*1000","v":0},{"$f":"(DmYear!$K$8*(Unit!I$24/100)/DB!N$3)*(Unit!H139/100)*1000","v":0},{"$f":"(DmYear!$K$8*(Unit!J$24/100)/DB!O$3)*(Unit!I139/100)*1000","v":0},{"$f":"(DmYear!$K$8*(Unit!K$24/100)/DB!P$3)*(Unit!J139/100)*1000","v":0},{"$f":"(DmYear!$K$8*(Unit!L$24/100)/DB!Q$3)*(Unit!K139/100)*1000","v":0},{"$f":"(DmYear!$K$8*(Unit!M$24/100)/DB!R$3)*(Unit!L139/100)*1000","v":0},{"$f":"(DmYear!$K$8*(Unit!N$24/100)/DB!S$3)*(Unit!M139/100)*1000","v":0},"-",null,16,{"$f":"(DmYear!$K$8*(Unit!C$25/100)/DB!H$4)*(Unit!P139/100)*1000","v":0},{"$f":"(DmYear!$K$8*(Unit!D$25/100)/DB!I$4)*(Unit!Q139/100)*1000","v":0},{"$f":"(DmYear!$K$8*(Unit!E$25/100)/DB!J$4)*(Unit!R139/100)*1000","v":0},{"$f":"(DmYear!$K$8*(Unit!F$25/100)/DB!K$4)*(Unit!S139/100)*1000","v":0},{"$f":"(DmYear!$K$8*(Unit!G$25/100)/DB!L$4)*(Unit!T139/100)*1000","v":0},{"$f":"(DmYear!$K$8*(Unit!H$25/100)/DB!M$4)*(Unit!U139/100)*1000","v":0},{"$f":"(DmYear!$K$8*(Unit!I$25/100)/DB!N$4)*(Unit!V139/100)*1000","v":0},{"$f":"(DmYear!$K$8*(Unit!J$25/100)/DB!O$4)*(Unit!W139/100)*1000","v":0},{"$f":"(DmYear!$K$8*(Unit!K$25/100)/DB!P$4)*(Unit!X139/100)*1000","v":0},{"$f":"(DmYear!$K$8*(Unit!L$25/100)/DB!Q$4)*(Unit!Y139/100)*1000","v":0},{"$f":"(DmYear!$K$8*(Unit!M$25/100)/DB!R$4)*(Unit!Z139/100)*1000","v":0},{"$f":"(DmYear!$K$8*(Unit!N$25/100)/DB!S$4)*(Unit!AA139/100)*1000","v":0},"-",null,16,{"$f":"(DmYear!$K$8*(Unit!C$26/100)/DB!H$5)*(Unit!AD139/100)*1000","v":0},{"$f":"(DmYear!$K$8*(Unit!D$26/100)/DB!I$5)*(Unit!AE139/100)*1000","v":0},{"$f":"(DmYear!$K$8*(Unit!E$26/100)/DB!J$5)*(Unit!AF139/100)*1000","v":0},{"$f":"(DmYear!$K$8*(Unit!F$26/100)/DB!K$5)*(Unit!AG139/100)*1000","v":0},{"$f":"(DmYear!$K$8*(Unit!G$26/100)/DB!L$5)*(Unit!AH139/100)*1000","v":0},{"$f":"(DmYear!$K$8*(Unit!H$26/100)/DB!M$5)*(Unit!AI139/100)*1000","v":0},{"$f":"(DmYear!$K$8*(Unit!I$26/100)/DB!N$5)*(Unit!AJ139/100)*1000","v":0},{"$f":"(DmYear!$K$8*(Unit!J$26/100)/DB!O$5)*(Unit!AK139/100)*1000","v":0},{"$f":"(DmYear!$K$8*(Unit!K$26/100)/DB!P$5)*(Unit!AL139/100)*1000","v":0},{"$f":"(DmYear!$K$8*(Unit!L$26/100)/DB!Q$5)*(Unit!AM139/100)*1000","v":0},{"$f":"(DmYear!$K$8*(Unit!M$26/100)/DB!R$5)*(Unit!AN139/100)*1000","v":0},{"$f":"(DmYear!$K$8*(Unit!N$26/100)/DB!S$5)*(Unit!AO139/100)*1000","v":0},"-",null,null,16,0,0,0,0,0,0,0,0,0,0,0,0,null,null,16,0,0,0,0,0,0,0,0,0,0,0,0,null,null,16,0,0,0,0,0,0,0,0,0,0,0,0,null,null,null,null,16,{"$f":"(DmYear!$K$35*(Unit!C$24/100)/DB!H$3)*(Unit!B139/100)*1000","v":0},{"$f":"(DmYear!$K$35*(Unit!D$24/100)/DB!I$3)*(Unit!C139/100)*1000","v":0},{"$f":"(DmYear!$K$35*(Unit!E$24/100)/DB!J$3)*(Unit!D139/100)*1000","v":0},{"$f":"(DmYear!$K$35*(Unit!F$24/100)/DB!K$3)*(Unit!E139/100)*1000","v":0},{"$f":"(DmYear!$K$35*(Unit!G$24/100)/DB!L$3)*(Unit!F139/100)*1000","v":0},{"$f":"(DmYear!$K$35*(Unit!H$24/100)/DB!M$3)*(Unit!G139/100)*1000","v":0},{"$f":"(DmYear!$K$35*(Unit!I$24/100)/DB!N$3)*(Unit!H139/100)*1000","v":0},{"$f":"(DmYear!$K$35*(Unit!J$24/100)/DB!O$3)*(Unit!I139/100)*1000","v":0},{"$f":"(DmYear!$K$35*(Unit!K$24/100)/DB!P$3)*(Unit!J139/100)*1000","v":0},{"$f":"(DmYear!$K$35*(Unit!L$24/100)/DB!Q$3)*(Unit!K139/100)*1000","v":0},{"$f":"(DmYear!$K$35*(Unit!M$24/100)/DB!R$3)*(Unit!L139/100)*1000","v":0},{"$f":"(DmYear!$K$35*(Unit!N$24/100)/DB!S$3)*(Unit!M139/100)*1000","v":0},"-",null,16,{"$f":"(DmYear!$K$35*(Unit!C$25/100)/DB!H$4)*(Unit!P139/100)*1000","v":0},{"$f":"(DmYear!$K$35*(Unit!D$25/100)/DB!I$4)*(Unit!Q139/100)*1000","v":0},{"$f":"(DmYear!$K$35*(Unit!E$25/100)/DB!J$4)*(Unit!R139/100)*1000","v":0},{"$f":"(DmYear!$K$35*(Unit!F$25/100)/DB!K$4)*(Unit!S139/100)*1000","v":0},{"$f":"(DmYear!$K$35*(Unit!G$25/100)/DB!L$4)*(Unit!T139/100)*1000","v":0},{"$f":"(DmYear!$K$35*(Unit!H$25/100)/DB!M$4)*(Unit!U139/100)*1000","v":0},{"$f":"(DmYear!$K$35*(Unit!I$25/100)/DB!N$4)*(Unit!V139/100)*1000","v":0},{"$f":"(DmYear!$K$35*(Unit!J$25/100)/DB!O$4)*(Unit!W139/100)*1000","v":0},{"$f":"(DmYear!$K$35*(Unit!K$25/100)/DB!P$4)*(Unit!X139/100)*1000","v":0},{"$f":"(DmYear!$K$35*(Unit!L$25/100)/DB!Q$4)*(Unit!Y139/100)*1000","v":0},{"$f":"(DmYear!$K$35*(Unit!M$25/100)/DB!R$4)*(Unit!Z139/100)*1000","v":0},{"$f":"(DmYear!$K$35*(Unit!N$25/100)/DB!S$4)*(Unit!AA139/100)*1000","v":0},"-",null,16,{"$f":"(DmYear!$K$35*(Unit!C$26/100)/DB!H$5)*(Unit!AD139/100)*1000","v":0},{"$f":"(DmYear!$K$35*(Unit!D$26/100)/DB!I$5)*(Unit!AE139/100)*1000","v":0},{"$f":"(DmYear!$K$35*(Unit!E$26/100)/DB!J$5)*(Unit!AF139/100)*1000","v":0},{"$f":"(DmYear!$K$35*(Unit!F$26/100)/DB!K$5)*(Unit!AG139/100)*1000","v":0},{"$f":"(DmYear!$K$35*(Unit!G$26/100)/DB!L$5)*(Unit!AH139/100)*1000","v":0},{"$f":"(DmYear!$K$35*(Unit!H$26/100)/DB!M$5)*(Unit!AI139/100)*1000","v":0},{"$f":"(DmYear!$K$35*(Unit!I$26/100)/DB!N$5)*(Unit!AJ139/100)*1000","v":0},{"$f":"(DmYear!$K$35*(Unit!J$26/100)/DB!O$5)*(Unit!AK139/100)*1000","v":0},{"$f":"(DmYear!$K$35*(Unit!K$26/100)/DB!P$5)*(Unit!AL139/100)*1000","v":0},{"$f":"(DmYear!$K$35*(Unit!L$26/100)/DB!Q$5)*(Unit!AM139/100)*1000","v":0},{"$f":"(DmYear!$K$35*(Unit!M$26/100)/DB!R$5)*(Unit!AN139/100)*1000","v":0},{"$f":"(DmYear!$K$35*(Unit!N$26/100)/DB!S$5)*(Unit!AO139/100)*1000","v":0},"-",null,null,16,0,0,0,0,0,0,0,0,0,0,0,0,null,null,16,0,0,0,0,0,0,0,0,0,0,0,0,null,null,16,0,0,0,0,0,0,0,0,0,0,0,0]
[null,17,{"$f":"(DmYear!$K$8*(Unit!C$24/100)/DB!H$3)*(Unit!B140/100)*1000","v":0},{"$f":"(DmYear!$K$8*(Unit!D$24/100)/DB!I$3)*(Unit!C140/100)*1000","v":0},{"$f":"(DmYear!$K$8*(Unit!E$24/100)/DB!J$3)*(Unit!D140/100)*1000","v":0},{"$f":"(DmYear!$K$8*(Unit!F$24/100)/DB!K$3)*(Unit!E140/100)*1000","v":0},{"$f":"(DmYear!$K$8*(Unit!G$24/100)/DB!L$3)*(Unit!F140/100)*1000","v":0},{"$f":"(DmYear!$K$8*(Unit!H$24/100)/DB!M$3)*(Unit!G140/100)*1000","v":0},{"$f":"(DmYear!$K$8*(Unit!I$24/100)/DB!N$3)*(Unit!H140/100)*1000","v":0},{"$f":"(DmYear!$K$8*(Unit!J$24/100)/DB!O$3)*(Unit!I140/100)*1000","v":0},{"$f":"(DmYear!$K$8*(Unit!K$24/100)/DB!P$3)*(Unit!J140/100)*1000","v":0},{"$f":"(DmYear!$K$8*(Unit!L$24/100)/DB!Q$3)*(Unit!K140/100)*1000","v":0},{"$f":"(DmYear!$K$8*(Unit!M$24/100)/DB!R$3)*(Unit!L140/100)*1000","v":0},{"$f":"(DmYear!$K$8*(Unit!N$24/100)/DB!S$3)*(Unit!M140/100)*1000","v":0},"-",null,17,{"$f":"(DmYear!$K$8*(Unit!C$25/100)/DB!H$4)*(Unit!P140/100)*1000","v":0},{"$f":"(DmYear!$K$8*(Unit!D$25/100)/DB!I$4)*(Unit!Q140/100)*1000","v":0},{"$f":"(DmYear!$K$8*(Unit!E$25/100)/DB!J$4)*(Unit!R140/100)*1000","v":0},{"$f":"(DmYear!$K$8*(Unit!F$25/100)/DB!K$4)*(Unit!S140/100)*1000","v":0},{"$f":"(DmYear!$K$8*(Unit!G$25/100)/DB!L$4)*(Unit!T140/100)*1000","v":0},{"$f":"(DmYear!$K$8*(Unit!H$25/100)/DB!M$4)*(Unit!U140/100)*1000","v":0},{"$f":"(DmYear!$K$8*(Unit!I$25/100)/DB!N$4)*(Unit!V140/100)*1000","v":0},{"$f":"(DmYear!$K$8*(Unit!J$25/100)/DB!O$4)*(Unit!W140/100)*1000","v":0},{"$f":"(DmYear!$K$8*(Unit!K$25/100)/DB!P$4)*(Unit!X140/100)*1000","v":0},{"$f":"(DmYear!$K$8*(Unit!L$25/100)/DB!Q$4)*(Unit!Y140/100)*1000","v":0},{"$f":"(DmYear!$K$8*(Unit!M$25/100)/DB!R$4)*(Unit!Z140/100)*1000","v":0},{"$f":"(DmYear!$K$8*(Unit!N$25/100)/DB!S$4)*(Unit!AA140/100)*1000","v":0},"-",null,17,{"$f":"(DmYear!$K$8*(Unit!C$26/100)/DB!H$5)*(Unit!AD140/100)*1000","v":0},{"$f":"(DmYear!$K$8*(Unit!D$26/100)/DB!I$5)*(Unit!AE140/100)*1000","v":0},{"$f":"(DmYear!$K$8*(Unit!E$26/100)/DB!J$5)*(Unit!AF140/100)*1000","v":0},{"$f":"(DmYear!$K$8*(Unit!F$26/100)/DB!K$5)*(Unit!AG140/100)*1000","v":0},{"$f":"(DmYear!$K$8*(Unit!G$26/100)/DB!L$5)*(Unit!AH140/100)*1000","v":0},{"$f":"(DmYear!$K$8*(Unit!H$26/100)/DB!M$5)*(Unit!AI140/100)*1000","v":0},{"$f":"(DmYear!$K$8*(Unit!I$26/100)/DB!N$5)*(Unit!AJ140/100)*1000","v":0},{"$f":"(DmYear!$K$8*(Unit!J$26/100)/DB!O$5)*(Unit!AK140/100)*1000","v":0},{"$f":"(DmYear!$K$8*(Unit!K$26/100)/DB!P$5)*(Unit!AL140/100)*1000","v":0},{"$f":"(DmYear!$K$8*(Unit!L$26/100)/DB!Q$5)*(Unit!AM140/100)*1000","v":0},{"$f":"(DmYear!$K$8*(Unit!M$26/100)/DB!R$5)*(Unit!AN140/100)*1000","v":0},{"$f":"(DmYear!$K$8*(Unit!N$26/100)/DB!S$5)*(Unit!AO140/100)*1000","v":0},"-",null,null,17,0,0,0,0,0,0,0,0,0,0,0,0,null,null,17,0,0,0,0,0,0,0,0,0,0,0,0,null,null,17,0,0,0,0,0,0,0,0,0,0,0,0,null,null,null,null,17,{"$f":"(DmYear!$K$35*(Unit!C$24/100)/DB!H$3)*(Unit!B140/100)*1000","v":0},{"$f":"(DmYear!$K$35*(Unit!D$24/100)/DB!I$3)*(Unit!C140/100)*1000","v":0},{"$f":"(DmYear!$K$35*(Unit!E$24/100)/DB!J$3)*(Unit!D140/100)*1000","v":0},{"$f":"(DmYear!$K$35*(Unit!F$24/100)/DB!K$3)*(Unit!E140/100)*1000","v":0},{"$f":"(DmYear!$K$35*(Unit!G$24/100)/DB!L$3)*(Unit!F140/100)*1000","v":0},{"$f":"(DmYear!$K$35*(Unit!H$24/100)/DB!M$3)*(Unit!G140/100)*1000","v":0},{"$f":"(DmYear!$K$35*(Unit!I$24/100)/DB!N$3)*(Unit!H140/100)*1000","v":0},{"$f":"(DmYear!$K$35*(Unit!J$24/100)/DB!O$3)*(Unit!I140/100)*1000","v":0},{"$f":"(DmYear!$K$35*(Unit!K$24/100)/DB!P$3)*(Unit!J140/100)*1000","v":0},{"$f":"(DmYear!$K$35*(Unit!L$24/100)/DB!Q$3)*(Unit!K140/100)*1000","v":0},{"$f":"(DmYear!$K$35*(Unit!M$24/100)/DB!R$3)*(Unit!L140/100)*1000","v":0},{"$f":"(DmYear!$K$35*(Unit!N$24/100)/DB!S$3)*(Unit!M140/100)*1000","v":0},"-",null,17,{"$f":"(DmYear!$K$35*(Unit!C$25/100)/DB!H$4)*(Unit!P140/100)*1000","v":0},{"$f":"(DmYear!$K$35*(Unit!D$25/100)/DB!I$4)*(Unit!Q140/100)*1000","v":0},{"$f":"(DmYear!$K$35*(Unit!E$25/100)/DB!J$4)*(Unit!R140/100)*1000","v":0},{"$f":"(DmYear!$K$35*(Unit!F$25/100)/DB!K$4)*(Unit!S140/100)*1000","v":0},{"$f":"(DmYear!$K$35*(Unit!G$25/100)/DB!L$4)*(Unit!T140/100)*1000","v":0},{"$f":"(DmYear!$K$35*(Unit!H$25/100)/DB!M$4)*(Unit!U140/100)*1000","v":0},{"$f":"(DmYear!$K$35*(Unit!I$25/100)/DB!N$4)*(Unit!V140/100)*1000","v":0},{"$f":"(DmYear!$K$35*(Unit!J$25/100)/DB!O$4)*(Unit!W140/100)*1000","v":0},{"$f":"(DmYear!$K$35*(Unit!K$25/100)/DB!P$4)*(Unit!X140/100)*1000","v":0},{"$f":"(DmYear!$K$35*(Unit!L$25/100)/DB!Q$4)*(Unit!Y140/100)*1000","v":0},{"$f":"(DmYear!$K$35*(Unit!M$25/100)/DB!R$4)*(Unit!Z140/100)*1000","v":0},{"$f":"(DmYear!$K$35*(Unit!N$25/100)/DB!S$4)*(Unit!AA140/100)*1000","v":0},"-",null,17,{"$f":"(DmYear!$K$35*(Unit!C$26/100)/DB!H$5)*(Unit!AD140/100)*1000","v":0},{"$f":"(DmYear!$K$35*(Unit!D$26/100)/DB!I$5)*(Unit!AE140/100)*1000","v":0},{"$f":"(DmYear!$K$35*(Unit!E$26/100)/DB!J$5)*(Unit!AF140/100)*1000","v":0},{"$f":"(DmYear!$K$35*(Unit!F$26/100)/DB!K$5)*(Unit!AG140/100)*1000","v":0},{"$f":"(DmYear!$K$35*(Unit!G$26/100)/DB!L$5)*(Unit!AH140/100)*1000","v":0},{"$f":"(DmYear!$K$35*(Unit!H$26/100)/DB!M$5)*(Unit!AI140/100)*1000","v":0},{"$f":"(DmYear!$K$35*(Unit!I$26/100)/DB!N$5)*(Unit!AJ140/100)*1000","v":0},{"$f":"(DmYear!$K$35*(Unit!J$26/100)/DB!O$5)*(Unit!AK140/100)*1000","v":0},{"$f":"(DmYear!$K$35*(Unit!K$26/100)/DB!P$5)*(Unit!AL140/100)*1000","v":0},{"$f":"(DmYear!$K$35*(Unit!L$26/100)/DB!Q$5)*(Unit!AM140/100)*1000","v":0},{"$f":"(DmYear!$K$35*(Unit!M$26/100)/DB!R$5)*(Unit!AN140/100)*1000","v":0},{"$f":"(DmYear!$K$35*(Unit!N$26/100)/DB!S$5)*(Unit!AO140/100)*1000","v":0},"-",null,null,17,0,0,0,0,0,0,0,0,0,0,0,0,null,null,17,0,0,0,0,0,0,0,0,0,0,0,0,null,null,17,0,0,0,0,0,0,0,0,0,0,0,0]
[null,18,{"$f":"(DmYear!$K$8*(Unit!C$24/100)/DB!H$3)*(Unit!B141/100)*1000","v":0},{"$f":"(DmYear!$K$8*(Unit!D$24/100)/DB!I$3)*(Unit!C141/100)*1000","v":0},{"$f":"(DmYear!$K$8*(Unit!E$24/100)/DB!J$3)*(Unit!D141/100)*1000","v":0},{"$f":"(DmYear!$K$8*(Unit!F$24/100)/DB!K$3)*(Unit!E141/100)*1000","v":0},{"$f":"(DmYear!$K$8*(Unit!G$24/100)/DB!L$3)*(Unit!F141/100)*1000","v":0},{"$f":"(DmYear!$K$8*(Unit!H$24/100)/DB!M$3)*(Unit!G141/100)*1000","v":0},{"$f":"(DmYear!$K$8*(Unit!I$24/100)/DB!N$3)*(Unit!H141/100)*1000","v":0},{"$f":"(DmYear!$K$8*(Unit!J$24/100)/DB!O$3)*(Unit!I141/100)*1000","v":0},{"$f":"(DmYear!$K$8*(Unit!K$24/100)/DB!P$3)*(Unit!J141/100)*1000","v":0},{"$f":"(DmYear!$K$8*(Unit!L$24/100)/DB!Q$3)*(Unit!K141/100)*1000","v":0},{"$f":"(DmYear!$K$8*(Unit!M$24/100)/DB!R$3)*(Unit!L141/100)*1000","v":0},{"$f":"(DmYear!$K$8*(Unit!N$24/100)/DB!S$3)*(Unit!M141/100)*1000","v":0},"-",null,18,{"$f":"(DmYear!$K$8*(Unit!C$25/100)/DB!H$4)*(Unit!P141/100)*1000","v":0},{"$f":"(DmYear!$K$8*(Unit!D$25/100)/DB!I$4)*(Unit!Q141/100)*1000","v":0},{"$f":"(DmYear!$K$8*(Unit!E$25/100)/DB!J$4)*(Unit!R141/100)*1000","v":0},{"$f":"(DmYear!$K$8*(Unit!F$25/100)/DB!K$4)*(Unit!S141/100)*1000","v":0},{"$f":"(DmYear!$K$8*(Unit!G$25/100)/DB!L$4)*(Unit!T141/100)*1000","v":0},{"$f":"(DmYear!$K$8*(Unit!H$25/100)/DB!M$4)*(Unit!U141/100)*1000","v":0},{"$f":"(DmYear!$K$8*(Unit!I$25/100)/DB!N$4)*(Unit!V141/100)*1000","v":0},{"$f":"(DmYear!$K$8*(Unit!J$25/100)/DB!O$4)*(Unit!W141/100)*1000","v":0},{"$f":"(DmYear!$K$8*(Unit!K$25/100)/DB!P$4)*(Unit!X141/100)*1000","v":0},{"$f":"(DmYear!$K$8*(Unit!L$25/100)/DB!Q$4)*(Unit!Y141/100)*1000","v":0},{"$f":"(DmYear!$K$8*(Unit!M$25/100)/DB!R$4)*(Unit!Z141/100)*1000","v":0},{"$f":"(DmYear!$K$8*(Unit!N$25/100)/DB!S$4)*(Unit!AA141/100)*1000","v":0},"-",null,18,{"$f":"(DmYear!$K$8*(Unit!C$26/100)/DB!H$5)*(Unit!AD141/100)*1000","v":0},{"$f":"(DmYear!$K$8*(Unit!D$26/100)/DB!I$5)*(Unit!AE141/100)*1000","v":0},{"$f":"(DmYear!$K$8*(Unit!E$26/100)/DB!J$5)*(Unit!AF141/100)*1000","v":0},{"$f":"(DmYear!$K$8*(Unit!F$26/100)/DB!K$5)*(Unit!AG141/100)*1000","v":0},{"$f":"(DmYear!$K$8*(Unit!G$26/100)/DB!L$5)*(Unit!AH141/100)*1000","v":0},{"$f":"(DmYear!$K$8*(Unit!H$26/100)/DB!M$5)*(Unit!AI141/100)*1000","v":0},{"$f":"(DmYear!$K$8*(Unit!I$26/100)/DB!N$5)*(Unit!AJ141/100)*1000","v":0},{"$f":"(DmYear!$K$8*(Unit!J$26/100)/DB!O$5)*(Unit!AK141/100)*1000","v":0},{"$f":"(DmYear!$K$8*(Unit!K$26/100)/DB!P$5)*(Unit!AL141/100)*1000","v":0},{"$f":"(DmYear!$K$8*(Unit!L$26/100)/DB!Q$5)*(Unit!AM141/100)*1000","v":0},{"$f":"(DmYear!$K$8*(Unit!M$26/100)/DB!R$5)*(Unit!AN141/100)*1000","v":0},{"$f":"(DmYear!$K$8*(Unit!N$26/100)/DB!S$5)*(Unit!AO141/100)*1000","v":0},"-",null,null,18,0,0,0,0,0,0,0,0,0,0,0,0,null,null,18,0,0,0,0,0,0,0,0,0,0,0,0,null,null,18,0,0,0,0,0,0,0,0,0,0,0,0,null,null,null,null,18,{"$f":"(DmYear!$K$35*(Unit!C$24/100)/DB!H$3)*(Unit!B141/100)*1000","v":0},{"$f":"(DmYear!$K$35*(Unit!D$24/100)/DB!I$3)*(Unit!C141/100)*1000","v":0},{"$f":"(DmYear!$K$35*(Unit!E$24/100)/DB!J$3)*(Unit!D141/100)*1000","v":0},{"$f":"(DmYear!$K$35*(Unit!F$24/100)/DB!K$3)*(Unit!E141/100)*1000","v":0},{"$f":"(DmYear!$K$35*(Unit!G$24/100)/DB!L$3)*(Unit!F141/100)*1000","v":0},{"$f":"(DmYear!$K$35*(Unit!H$24/100)/DB!M$3)*(Unit!G141/100)*1000","v":0},{"$f":"(DmYear!$K$35*(Unit!I$24/100)/DB!N$3)*(Unit!H141/100)*1000","v":0},{"$f":"(DmYear!$K$35*(Unit!J$24/100)/DB!O$3)*(Unit!I141/100)*1000","v":0},{"$f":"(DmYear!$K$35*(Unit!K$24/100)/DB!P$3)*(Unit!J141/100)*1000","v":0},{"$f":"(DmYear!$K$35*(Unit!L$24/100)/DB!Q$3)*(Unit!K141/100)*1000","v":0},{"$f":"(DmYear!$K$35*(Unit!M$24/100)/DB!R$3)*(Unit!L141/100)*1000","v":0},{"$f":"(DmYear!$K$35*(Unit!N$24/100)/DB!S$3)*(Unit!M141/100)*1000","v":0},"-",null,18,{"$f":"(DmYear!$K$35*(Unit!C$25/100)/DB!H$4)*(Unit!P141/100)*1000","v":0},{"$f":"(DmYear!$K$35*(Unit!D$25/100)/DB!I$4)*(Unit!Q141/100)*1000","v":0},{"$f":"(DmYear!$K$35*(Unit!E$25/100)/DB!J$4)*(Unit!R141/100)*1000","v":0},{"$f":"(DmYear!$K$35*(Unit!F$25/100)/DB!K$4)*(Unit!S141/100)*1000","v":0},{"$f":"(DmYear!$K$35*(Unit!G$25/100)/DB!L$4)*(Unit!T141/100)*1000","v":0},{"$f":"(DmYear!$K$35*(Unit!H$25/100)/DB!M$4)*(Unit!U141/100)*1000","v":0},{"$f":"(DmYear!$K$35*(Unit!I$25/100)/DB!N$4)*(Unit!V141/100)*1000","v":0},{"$f":"(DmYear!$K$35*(Unit!J$25/100)/DB!O$4)*(Unit!W141/100)*1000","v":0},{"$f":"(DmYear!$K$35*(Unit!K$25/100)/DB!P$4)*(Unit!X141/100)*1000","v":0},{"$f":"(DmYear!$K$35*(Unit!L$25/100)/DB!Q$4)*(Unit!Y141/100)*1000","v":0},{"$f":"(DmYear!$K$35*(Unit!M$25/100)/DB!R$4)*(Unit!Z141/100)*1000","v":0},{"$f":"(DmYear!$K$35*(Unit!N$25/100)/DB!S$4)*(Unit!AA141/100)*1000","v":0},"-",null,18,{"$f":"(DmYear!$K$35*(Unit!C$26/100)/DB!H$5)*(Unit!AD141/100)*1000","v":0},{"$f":"(DmYear!$K$35*(Unit!D$26/100)/DB!I$5)*(Unit!AE141/100)*1000","v":0},{"$f":"(DmYear!$K$35*(Unit!E$26/100)/DB!J$5)*(Unit!AF141/100)*1000","v":0},{"$f":"(DmYear!$K$35*(Unit!F$26/100)/DB!K$5)*(Unit!AG141/100)*1000","v":0},{"$f":"(DmYear!$K$35*(Unit!G$26/100)/DB!L$5)*(Unit!AH141/100)*1000","v":0},{"$f":"(DmYear!$K$35*(Unit!H$26/100)/DB!M$5)*(Unit!AI141/100)*1000","v":0},{"$f":"(DmYear!$K$35*(Unit!I$26/100)/DB!N$5)*(Unit!AJ141/100)*1000","v":0},{"$f":"(DmYear!$K$35*(Unit!J$26/100)/DB!O$5)*(Unit!AK141/100)*1000","v":0},{"$f":"(DmYear!$K$35*(Unit!K$26/100)/DB!P$5)*(Unit!AL141/100)*1000","v":0},{"$f":"(DmYear!$K$35*(Unit!L$26/100)/DB!Q$5)*(Unit!AM141/100)*1000","v":0},{"$f":"(DmYear!$K$35*(Unit!M$26/100)/DB!R$5)*(Unit!AN141/100)*1000","v":0},{"$f":"(DmYear!$K$35*(Unit!N$26/100)/DB!S$5)*(Unit!AO141/100)*1000","v":0},"-",null,null,18,0,0,0,0,0,0,0,0,0,0,0,0,null,null,18,0,0,0,0,0,0,0,0,0,0,0,0,null,null,18,0,0,0,0,0,0,0,0,0,0,0,0]
[null,19,{"$f":"(DmYear!$K$8*(Unit!C$24/100)/DB!H$3)*(Unit!B142/100)*1000","v":0},{"$f":"(DmYear!$K$8*(Unit!D$24/100)/DB!I$3)*(Unit!C142/100)*1000","v":0},{"$f":"(DmYear!$K$8*(Unit!E$24/100)/DB!J$3)*(Unit!D142/100)*1000","v":0},{"$f":"(DmYear!$K$8*(Unit!F$24/100)/DB!K$3)*(Unit!E142/100)*1000","v":0},{"$f":"(DmYear!$K$8*(Unit!G$24/100)/DB!L$3)*(Unit!F142/100)*1000","v":0},{"$f":"(DmYear!$K$8*(Unit!H$24/100)/DB!M$3)*(Unit!G142/100)*1000","v":0},{"$f":"(DmYear!$K$8*(Unit!I$24/100)/DB!N$3)*(Unit!H142/100)*1000","v":0},{"$f":"(DmYear!$K$8*(Unit!J$24/100)/DB!O$3)*(Unit!I142/100)*1000","v":0},{"$f":"(DmYear!$K$8*(Unit!K$24/100)/DB!P$3)*(Unit!J142/100)*1000","v":0},{"$f":"(DmYear!$K$8*(Unit!L$24/100)/DB!Q$3)*(Unit!K142/100)*1000","v":0},{"$f":"(DmYear!$K$8*(Unit!M$24/100)/DB!R$3)*(Unit!L142/100)*1000","v":0},{"$f":"(DmYear!$K$8*(Unit!N$24/100)/DB!S$3)*(Unit!M142/100)*1000","v":0},"-",null,19,{"$f":"(DmYear!$K$8*(Unit!C$25/100)/DB!H$4)*(Unit!P142/100)*1000","v":0},{"$f":"(DmYear!$K$8*(Unit!D$25/100)/DB!I$4)*(Unit!Q142/100)*1000","v":0},{"$f":"(DmYear!$K$8*(Unit!E$25/100)/DB!J$4)*(Unit!R142/100)*1000","v":0},{"$f":"(DmYear!$K$8*(Unit!F$25/100)/DB!K$4)*(Unit!S142/100)*1000","v":0},{"$f":"(DmYear!$K$8*(Unit!G$25/100)/DB!L$4)*(Unit!T142/100)*1000","v":0},{"$f":"(DmYear!$K$8*(Unit!H$25/100)/DB!M$4)*(Unit!U142/100)*1000","v":0},{"$f":"(DmYear!$K$8*(Unit!I$25/100)/DB!N$4)*(Unit!V142/100)*1000","v":0},{"$f":"(DmYear!$K$8*(Unit!J$25/100)/DB!O$4)*(Unit!W142/100)*1000","v":0},{"$f":"(DmYear!$K$8*(Unit!K$25/100)/DB!P$4)*(Unit!X142/100)*1000","v":0},{"$f":"(DmYear!$K$8*(Unit!L$25/100)/DB!Q$4)*(Unit!Y142/100)*1000","v":0},{"$f":"(DmYear!$K$8*(Unit!M$25/100)/DB!R$4)*(Unit!Z142/100)*1000","v":0},{"$f":"(DmYear!$K$8*(Unit!N$25/100)/DB!S$4)*(Unit!AA142/100)*1000","v":0},"-",null,19,{"$f":"(DmYear!$K$8*(Unit!C$26/100)/DB!H$5)*(Unit!AD142/100)*1000","v":0},{"$f":"(DmYear!$K$8*(Unit!D$26/100)/DB!I$5)*(Unit!AE142/100)*1000","v":0},{"$f":"(DmYear!$K$8*(Unit!E$26/100)/DB!J$5)*(Unit!AF142/100)*1000","v":0},{"$f":"(DmYear!$K$8*(Unit!F$26/100)/DB!K$5)*(Unit!AG142/100)*1000","v":0},{"$f":"(DmYear!$K$8*(Unit!G$26/100)/DB!L$5)*(Unit!AH142/100)*1000","v":0},{"$f":"(DmYear!$K$8*(Unit!H$26/100)/DB!M$5)*(Unit!AI142/100)*1000","v":0},{"$f":"(DmYear!$K$8*(Unit!I$26/100)/DB!N$5)*(Unit!AJ142/100)*1000","v":0},{"$f":"(DmYear!$K$8*(Unit!J$26/100)/DB!O$5)*(Unit!AK142/100)*1000","v":0},{"$f":"(DmYear!$K$8*(Unit!K$26/100)/DB!P$5)*(Unit!AL142/100)*1000","v":0},{"$f":"(DmYear!$K$8*(Unit!L$26/100)/DB!Q$5)*(Unit!AM142/100)*1000","v":0},{"$f":"(DmYear!$K$8*(Unit!M$26/100)/DB!R$5)*(Unit!AN142/100)*1000","v":0},{"$f":"(DmYear!$K$8*(Unit!N$26/100)/DB!S$5)*(Unit!AO142/100)*1000","v":0},"-",null,null,19,0,0,0,0,0,0,0,0,0,0,0,0,null,null,19,0,0,0,0,0,0,0,0,0,0,0,0,null,null,19,0,0,0,0,0,0,0,0,0,0,0,0,null,null,null,null,19,{"$f":"(DmYear!$K$35*(Unit!C$24/100)/DB!H$3)*(Unit!B142/100)*1000","v":0},{"$f":"(DmYear!$K$35*(Unit!D$24/100)/DB!I$3)*(Unit!C142/100)*1000","v":0},{"$f":"(DmYear!$K$35*(Unit!E$24/100)/DB!J$3)*(Unit!D142/100)*1000","v":0},{"$f":"(DmYear!$K$35*(Unit!F$24/100)/DB!K$3)*(Unit!E142/100)*1000","v":0},{"$f":"(DmYear!$K$35*(Unit!G$24/100)/DB!L$3)*(Unit!F142/100)*1000","v":0},{"$f":"(DmYear!$K$35*(Unit!H$24/100)/DB!M$3)*(Unit!G142/100)*1000","v":0},{"$f":"(DmYear!$K$35*(Unit!I$24/100)/DB!N$3)*(Unit!H142/100)*1000","v":0},{"$f":"(DmYear!$K$35*(Unit!J$24/100)/DB!O$3)*(Unit!I142/100)*1000","v":0},{"$f":"(DmYear!$K$35*(Unit!K$24/100)/DB!P$3)*(Unit!J142/100)*1000","v":0},{"$f":"(DmYear!$K$35*(Unit!L$24/100)/DB!Q$3)*(Unit!K142/100)*1000","v":0},{"$f":"(DmYear!$K$35*(Unit!M$24/100)/DB!R$3)*(Unit!L142/100)*1000","v":0},{"$f":"(DmYear!$K$35*(Unit!N$24/100)/DB!S$3)*(Unit!M142/100)*1000","v":0},"-",null,19,{"$f":"(DmYear!$K$35*(Unit!C$25/100)/DB!H$4)*(Unit!P142/100)*1000","v":0},{"$f":"(DmYear!$K$35*(Unit!D$25/100)/DB!I$4)*(Unit!Q142/100)*1000","v":0},{"$f":"(DmYear!$K$35*(Unit!E$25/100)/DB!J$4)*(Unit!R142/100)*1000","v":0},{"$f":"(DmYear!$K$35*(Unit!F$25/100)/DB!K$4)*(Unit!S142/100)*1000","v":0},{"$f":"(DmYear!$K$35*(Unit!G$25/100)/DB!L$4)*(Unit!T142/100)*1000","v":0},{"$f":"(DmYear!$K$35*(Unit!H$25/100)/DB!M$4)*(Unit!U142/100)*1000","v":0},{"$f":"(DmYear!$K$35*(Unit!I$25/100)/DB!N$4)*(Unit!V142/100)*1000","v":0},{"$f":"(DmYear!$K$35*(Unit!J$25/100)/DB!O$4)*(Unit!W142/100)*1000","v":0},{"$f":"(DmYear!$K$35*(Unit!K$25/100)/DB!P$4)*(Unit!X142/100)*1000","v":0},{"$f":"(DmYear!$K$35*(Unit!L$25/100)/DB!Q$4)*(Unit!Y142/100)*1000","v":0},{"$f":"(DmYear!$K$35*(Unit!M$25/100)/DB!R$4)*(Unit!Z142/100)*1000","v":0},{"$f":"(DmYear!$K$35*(Unit!N$25/100)/DB!S$4)*(Unit!AA142/100)*1000","v":0},"-",null,19,{"$f":"(DmYear!$K$35*(Unit!C$26/100)/DB!H$5)*(Unit!AD142/100)*1000","v":0},{"$f":"(DmYear!$K$35*(Unit!D$26/100)/DB!I$5)*(Unit!AE142/100)*1000","v":0},{"$f":"(DmYear!$K$35*(Unit!E$26/100)/DB!J$5)*(Unit!AF142/100)*1000","v":0},{"$f":"(DmYear!$K$35*(Unit!F$26/100)/DB!K$5)*(Unit!AG142/100)*1000","v":0},{"$f":"(DmYear!$K$35*(Unit!G$26/100)/DB!L$5)*(Unit!AH142/100)*1000","v":0},{"$f":"(DmYear!$K$35*(Unit!H$26/100)/DB!M$5)*(Unit!AI142/100)*1000","v":0},{"$f":"(DmYear!$K$35*(Unit!I$26/100)/DB!N$5)*(Unit!AJ142/100)*1000","v":0},{"$f":"(DmYear!$K$35*(Unit!J$26/100)/DB!O$5)*(Unit!AK142/100)*1000","v":0},{"$f":"(DmYear!$K$35*(Unit!K$26/100)/DB!P$5)*(Unit!AL142/100)*1000","v":0},{"$f":"(DmYear!$K$35*(Unit!L$26/100)/DB!Q$5)*(Unit!AM142/100)*1000","v":0},{"$f":"(DmYear!$K$35*(Unit!M$26/100)/DB!R$5)*(Unit!AN142/100)*1000","v":0},{"$f":"(DmYear!$K$35*(Unit!N$26/100)/DB!S$5)*(Unit!AO142/100)*1000","v":0},"-",null,null,19,0,0,0,0,0,0,0,0,0,0,0,0,null,null,19,0,0,0,0,0,0,0,0,0,0,0,0,null,null,19,0,0,0,0,0,0,0,0,0,0,0,0]
[null,20,{"$f":"(DmYear!$K$8*(Unit!C$24/100)/DB!H$3)*(Unit!B143/100)*1000","v":0},{"$f":"(DmYear!$K$8*(Unit!D$24/100)/DB!I$3)*(Unit!C143/100)*1000","v":0},{"$f":"(DmYear!$K$8*(Unit!E$24/100)/DB!J$3)*(Unit!D143/100)*1000","v":0},{"$f":"(DmYear!$K$8*(Unit!F$24/100)/DB!K$3)*(Unit!E143/100)*1000","v":0},{"$f":"(DmYear!$K$8*(Unit!G$24/100)/DB!L$3)*(Unit!F143/100)*1000","v":0},{"$f":"(DmYear!$K$8*(Unit!H$24/100)/DB!M$3)*(Unit!G143/100)*1000","v":0},{"$f":"(DmYear!$K$8*(Unit!I$24/100)/DB!N$3)*(Unit!H143/100)*1000","v":0},{"$f":"(DmYear!$K$8*(Unit!J$24/100)/DB!O$3)*(Unit!I143/100)*1000","v":0},{"$f":"(DmYear!$K$8*(Unit!K$24/100)/DB!P$3)*(Unit!J143/100)*1000","v":0},{"$f":"(DmYear!$K$8*(Unit!L$24/100)/DB!Q$3)*(Unit!K143/100)*1000","v":0},{"$f":"(DmYear!$K$8*(Unit!M$24/100)/DB!R$3)*(Unit!L143/100)*1000","v":0},{"$f":"(DmYear!$K$8*(Unit!N$24/100)/DB!S$3)*(Unit!M143/100)*1000","v":0},"-",null,20,{"$f":"(DmYear!$K$8*(Unit!C$25/100)/DB!H$4)*(Unit!P143/100)*1000","v":0},{"$f":"(DmYear!$K$8*(Unit!D$25/100)/DB!I$4)*(Unit!Q143/100)*1000","v":0},{"$f":"(DmYear!$K$8*(Unit!E$25/100)/DB!J$4)*(Unit!R143/100)*1000","v":0},{"$f":"(DmYear!$K$8*(Unit!F$25/100)/DB!K$4)*(Unit!S143/100)*1000","v":0},{"$f":"(DmYear!$K$8*(Unit!G$25/100)/DB!L$4)*(Unit!T143/100)*1000","v":0},{"$f":"(DmYear!$K$8*(Unit!H$25/100)/DB!M$4)*(Unit!U143/100)*1000","v":0},{"$f":"(DmYear!$K$8*(Unit!I$25/100)/DB!N$4)*(Unit!V143/100)*1000","v":0},{"$f":"(DmYear!$K$8*(Unit!J$25/100)/DB!O$4)*(Unit!W143/100)*1000","v":0},{"$f":"(DmYear!$K$8*(Unit!K$25/100)/DB!P$4)*(Unit!X143/100)*1000","v":0},{"$f":"(DmYear!$K$8*(Unit!L$25/100)/DB!Q$4)*(Unit!Y143/100)*1000","v":0},{"$f":"(DmYear!$K$8*(Unit!M$25/100)/DB!R$4)*(Unit!Z143/100)*1000","v":0},{"$f":"(DmYear!$K$8*(Unit!N$25/100)/DB!S$4)*(Unit!AA143/100)*1000","v":0},"-",null,20,{"$f":"(DmYear!$K$8*(Unit!C$26/100)/DB!H$5)*(Unit!AD143/100)*1000","v":0},{"$f":"(DmYear!$K$8*(Unit!D$26/100)/DB!I$5)*(Unit!AE143/100)*1000","v":0},{"$f":"(DmYear!$K$8*(Unit!E$26/100)/DB!J$5)*(Unit!AF143/100)*1000","v":0},{"$f":"(DmYear!$K$8*(Unit!F$26/100)/DB!K$5)*(Unit!AG143/100)*1000","v":0},{"$f":"(DmYear!$K$8*(Unit!G$26/100)/DB!L$5)*(Unit!AH143/100)*1000","v":0},{"$f":"(DmYear!$K$8*(Unit!H$26/100)/DB!M$5)*(Unit!AI143/100)*1000","v":0},{"$f":"(DmYear!$K$8*(Unit!I$26/100)/DB!N$5)*(Unit!AJ143/100)*1000","v":0},{"$f":"(DmYear!$K$8*(Unit!J$26/100)/DB!O$5)*(Unit!AK143/100)*1000","v":0},{"$f":"(DmYear!$K$8*(Unit!K$26/100)/DB!P$5)*(Unit!AL143/100)*1000","v":0},{"$f":"(DmYear!$K$8*(Unit!L$26/100)/DB!Q$5)*(Unit!AM143/100)*1000","v":0},{"$f":"(DmYear!$K$8*(Unit!M$26/100)/DB!R$5)*(Unit!AN143/100)*1000","v":0},{"$f":"(DmYear!$K$8*(Unit!N$26/100)/DB!S$5)*(Unit!AO143/100)*1000","v":0},"-",null,null,20,0,0,0,0,0,0,0,0,0,0,0,0,null,null,20,0,0,0,0,0,0,0,0,0,0,0,0,null,null,20,0,0,0,0,0,0,0,0,0,0,0,0,null,null,null,null,20,{"$f":"(DmYear!$K$35*(Unit!C$24/100)/DB!H$3)*(Unit!B143/100)*1000","v":0},{"$f":"(DmYear!$K$35*(Unit!D$24/100)/DB!I$3)*(Unit!C143/100)*1000","v":0},{"$f":"(DmYear!$K$35*(Unit!E$24/100)/DB!J$3)*(Unit!D143/100)*1000","v":0},{"$f":"(DmYear!$K$35*(Unit!F$24/100)/DB!K$3)*(Unit!E143/100)*1000","v":0},{"$f":"(DmYear!$K$35*(Unit!G$24/100)/DB!L$3)*(Unit!F143/100)*1000","v":0},{"$f":"(DmYear!$K$35*(Unit!H$24/100)/DB!M$3)*(Unit!G143/100)*1000","v":0},{"$f":"(DmYear!$K$35*(Unit!I$24/100)/DB!N$3)*(Unit!H143/100)*1000","v":0},{"$f":"(DmYear!$K$35*(Unit!J$24/100)/DB!O$3)*(Unit!I143/100)*1000","v":0},{"$f":"(DmYear!$K$35*(Unit!K$24/100)/DB!P$3)*(Unit!J143/100)*1000","v":0},{"$f":"(DmYear!$K$35*(Unit!L$24/100)/DB!Q$3)*(Unit!K143/100)*1000","v":0},{"$f":"(DmYear!$K$35*(Unit!M$24/100)/DB!R$3)*(Unit!L143/100)*1000","v":0},{"$f":"(DmYear!$K$35*(Unit!N$24/100)/DB!S$3)*(Unit!M143/100)*1000","v":0},"-",null,20,{"$f":"(DmYear!$K$35*(Unit!C$25/100)/DB!H$4)*(Unit!P143/100)*1000","v":0},{"$f":"(DmYear!$K$35*(Unit!D$25/100)/DB!I$4)*(Unit!Q143/100)*1000","v":0},{"$f":"(DmYear!$K$35*(Unit!E$25/100)/DB!J$4)*(Unit!R143/100)*1000","v":0},{"$f":"(DmYear!$K$35*(Unit!F$25/100)/DB!K$4)*(Unit!S143/100)*1000","v":0},{"$f":"(DmYear!$K$35*(Unit!G$25/100)/DB!L$4)*(Unit!T143/100)*1000","v":0},{"$f":"(DmYear!$K$35*(Unit!H$25/100)/DB!M$4)*(Unit!U143/100)*1000","v":0},{"$f":"(DmYear!$K$35*(Unit!I$25/100)/DB!N$4)*(Unit!V143/100)*1000","v":0},{"$f":"(DmYear!$K$35*(Unit!J$25/100)/DB!O$4)*(Unit!W143/100)*1000","v":0},{"$f":"(DmYear!$K$35*(Unit!K$25/100)/DB!P$4)*(Unit!X143/100)*1000","v":0},{"$f":"(DmYear!$K$35*(Unit!L$25/100)/DB!Q$4)*(Unit!Y143/100)*1000","v":0},{"$f":"(DmYear!$K$35*(Unit!M$25/100)/DB!R$4)*(Unit!Z143/100)*1000","v":0},{"$f":"(DmYear!$K$35*(Unit!N$25/100)/DB!S$4)*(Unit!AA143/100)*1000","v":0},"-",null,20,{"$f":"(DmYear!$K$35*(Unit!C$26/100)/DB!H$5)*(Unit!AD143/100)*1000","v":0},{"$f":"(DmYear!$K$35*(Unit!D$26/100)/DB!I$5)*(Unit!AE143/100)*1000","v":0},{"$f":"(DmYear!$K$35*(Unit!E$26/100)/DB!J$5)*(Unit!AF143/100)*1000","v":0},{"$f":"(DmYear!$K$35*(Unit!F$26/100)/DB!K$5)*(Unit!AG143/100)*1000","v":0},{"$f":"(DmYear!$K$35*(Unit!G$26/100)/DB!L$5)*(Unit!AH143/100)*1000","v":0},{"$f":"(DmYear!$K$35*(Unit!H$26/100)/DB!M$5)*(Unit!AI143/100)*1000","v":0},{"$f":"(DmYear!$K$35*(Unit!I$26/100)/DB!N$5)*(Unit!AJ143/100)*1000","v":0},{"$f":"(DmYear!$K$35*(Unit!J$26/100)/DB!O$5)*(Unit!AK143/100)*1000","v":0},{"$f":"(DmYear!$K$35*(Unit!K$26/100)/DB!P$5)*(Unit!AL143/100)*1000","v":0},{"$f":"(DmYear!$K$35*(Unit!L$26/100)/DB!Q$5)*(Unit!AM143/100)*1000","v":0},{"$f":"(DmYear!$K$35*(Unit!M$26/100)/DB!R$5)*(Unit!AN143/100)*1000","v":0},{"$f":"(DmYear!$K$35*(Unit!N$26/100)/DB!S$5)*(Unit!AO143/100)*1000","v":0},"-",null,null,20,0,0,0,0,0,0,0,0,0,0,0,0,null,null,20,0,0,0,0,0,0,0,0,0,0,0,0,null,null,20,0,0,0,0,0,0,0,0,0,0,0,0]
[null,21,{"$f":"(DmYear!$K$8*(Unit!C$24/100)/DB!H$3)*(Unit!B144/100)*1000","v":0},{"$f":"(DmYear!$K$8*(Unit!D$24/100)/DB!I$3)*(Unit!C144/100)*1000","v":0},{"$f":"(DmYear!$K$8*(Unit!E$24/100)/DB!J$3)*(Unit!D144/100)*1000","v":0},{"$f":"(DmYear!$K$8*(Unit!F$24/100)/DB!K$3)*(Unit!E144/100)*1000","v":0},{"$f":"(DmYear!$K$8*(Unit!G$24/100)/DB!L$3)*(Unit!F144/100)*1000","v":0},{"$f":"(DmYear!$K$8*(Unit!H$24/100)/DB!M$3)*(Unit!G144/100)*1000","v":0},{"$f":"(DmYear!$K$8*(Unit!I$24/100)/DB!N$3)*(Unit!H144/100)*1000","v":0},{"$f":"(DmYear!$K$8*(Unit!J$24/100)/DB!O$3)*(Unit!I144/100)*1000","v":0},{"$f":"(DmYear!$K$8*(Unit!K$24/100)/DB!P$3)*(Unit!J144/100)*1000","v":0},{"$f":"(DmYear!$K$8*(Unit!L$24/100)/DB!Q$3)*(Unit!K144/100)*1000","v":0},{"$f":"(DmYear!$K$8*(Unit!M$24/100)/DB!R$3)*(Unit!L144/100)*1000","v":0},{"$f":"(DmYear!$K$8*(Unit!N$24/100)/DB!S$3)*(Unit!M144/100)*1000","v":0},"-",null,21,{"$f":"(DmYear!$K$8*(Unit!C$25/100)/DB!H$4)*(Unit!P144/100)*1000","v":0},{"$f":"(DmYear!$K$8*(Unit!D$25/100)/DB!I$4)*(Unit!Q144/100)*1000","v":0},{"$f":"(DmYear!$K$8*(Unit!E$25/100)/DB!J$4)*(Unit!R144/100)*1000","v":0},{"$f":"(DmYear!$K$8*(Unit!F$25/100)/DB!K$4)*(Unit!S144/100)*1000","v":0},{"$f":"(DmYear!$K$8*(Unit!G$25/100)/DB!L$4)*(Unit!T144/100)*1000","v":0},{"$f":"(DmYear!$K$8*(Unit!H$25/100)/DB!M$4)*(Unit!U144/100)*1000","v":0},{"$f":"(DmYear!$K$8*(Unit!I$25/100)/DB!N$4)*(Unit!V144/100)*1000","v":0},{"$f":"(DmYear!$K$8*(Unit!J$25/100)/DB!O$4)*(Unit!W144/100)*1000","v":0},{"$f":"(DmYear!$K$8*(Unit!K$25/100)/DB!P$4)*(Unit!X144/100)*1000","v":0},{"$f":"(DmYear!$K$8*(Unit!L$25/100)/DB!Q$4)*(Unit!Y144/100)*1000","v":0},{"$f":"(DmYear!$K$8*(Unit!M$25/100)/DB!R$4)*(Unit!Z144/100)*1000","v":0},{"$f":"(DmYear!$K$8*(Unit!N$25/100)/DB!S$4)*(Unit!AA144/100)*1000","v":0},"-",null,21,{"$f":"(DmYear!$K$8*(Unit!C$26/100)/DB!H$5)*(Unit!AD144/100)*1000","v":0},{"$f":"(DmYear!$K$8*(Unit!D$26/100)/DB!I$5)*(Unit!AE144/100)*1000","v":0},{"$f":"(DmYear!$K$8*(Unit!E$26/100)/DB!J$5)*(Unit!AF144/100)*1000","v":0},{"$f":"(DmYear!$K$8*(Unit!F$26/100)/DB!K$5)*(Unit!AG144/100)*1000","v":0},{"$f":"(DmYear!$K$8*(Unit!G$26/100)/DB!L$5)*(Unit!AH144/100)*1000","v":0},{"$f":"(DmYear!$K$8*(Unit!H$26/100)/DB!M$5)*(Unit!AI144/100)*1000","v":0},{"$f":"(DmYear!$K$8*(Unit!I$26/100)/DB!N$5)*(Unit!AJ144/100)*1000","v":0},{"$f":"(DmYear!$K$8*(Unit!J$26/100)/DB!O$5)*(Unit!AK144/100)*1000","v":0},{"$f":"(DmYear!$K$8*(Unit!K$26/100)/DB!P$5)*(Unit!AL144/100)*1000","v":0},{"$f":"(DmYear!$K$8*(Unit!L$26/100)/DB!Q$5)*(Unit!AM144/100)*1000","v":0},{"$f":"(DmYear!$K$8*(Unit!M$26/100)/DB!R$5)*(Unit!AN144/100)*1000","v":0},{"$f":"(DmYear!$K$8*(Unit!N$26/100)/DB!S$5)*(Unit!AO144/100)*1000","v":0},"-",null,null,21,0,0,0,0,0,0,0,0,0,0,0,0,null,null,21,0,0,0,0,0,0,0,0,0,0,0,0,null,null,21,0,0,0,0,0,0,0,0,0,0,0,0,null,null,null,null,21,{"$f":"(DmYear!$K$35*(Unit!C$24/100)/DB!H$3)*(Unit!B144/100)*1000","v":0},{"$f":"(DmYear!$K$35*(Unit!D$24/100)/DB!I$3)*(Unit!C144/100)*1000","v":0},{"$f":"(DmYear!$K$35*(Unit!E$24/100)/DB!J$3)*(Unit!D144/100)*1000","v":0},{"$f":"(DmYear!$K$35*(Unit!F$24/100)/DB!K$3)*(Unit!E144/100)*1000","v":0},{"$f":"(DmYear!$K$35*(Unit!G$24/100)/DB!L$3)*(Unit!F144/100)*1000","v":0},{"$f":"(DmYear!$K$35*(Unit!H$24/100)/DB!M$3)*(Unit!G144/100)*1000","v":0},{"$f":"(DmYear!$K$35*(Unit!I$24/100)/DB!N$3)*(Unit!H144/100)*1000","v":0},{"$f":"(DmYear!$K$35*(Unit!J$24/100)/DB!O$3)*(Unit!I144/100)*1000","v":0},{"$f":"(DmYear!$K$35*(Unit!K$24/100)/DB!P$3)*(Unit!J144/100)*1000","v":0},{"$f":"(DmYear!$K$35*(Unit!L$24/100)/DB!Q$3)*(Unit!K144/100)*1000","v":0},{"$f":"(DmYear!$K$35*(Unit!M$24/100)/DB!R$3)*(Unit!L144/100)*1000","v":0},{"$f":"(DmYear!$K$35*(Unit!N$24/100)/DB!S$3)*(Unit!M144/100)*1000","v":0},"-",null,21,{"$f":"(DmYear!$K$35*(Unit!C$25/100)/DB!H$4)*(Unit!P144/100)*1000","v":0},{"$f":"(DmYear!$K$35*(Unit!D$25/100)/DB!I$4)*(Unit!Q144/100)*1000","v":0},{"$f":"(DmYear!$K$35*(Unit!E$25/100)/DB!J$4)*(Unit!R144/100)*1000","v":0},{"$f":"(DmYear!$K$35*(Unit!F$25/100)/DB!K$4)*(Unit!S144/100)*1000","v":0},{"$f":"(DmYear!$K$35*(Unit!G$25/100)/DB!L$4)*(Unit!T144/100)*1000","v":0},{"$f":"(DmYear!$K$35*(Unit!H$25/100)/DB!M$4)*(Unit!U144/100)*1000","v":0},{"$f":"(DmYear!$K$35*(Unit!I$25/100)/DB!N$4)*(Unit!V144/100)*1000","v":0},{"$f":"(DmYear!$K$35*(Unit!J$25/100)/DB!O$4)*(Unit!W144/100)*1000","v":0},{"$f":"(DmYear!$K$35*(Unit!K$25/100)/DB!P$4)*(Unit!X144/100)*1000","v":0},{"$f":"(DmYear!$K$35*(Unit!L$25/100)/DB!Q$4)*(Unit!Y144/100)*1000","v":0},{"$f":"(DmYear!$K$35*(Unit!M$25/100)/DB!R$4)*(Unit!Z144/100)*1000","v":0},{"$f":"(DmYear!$K$35*(Unit!N$25/100)/DB!S$4)*(Unit!AA144/100)*1000","v":0},"-",null,21,{"$f":"(DmYear!$K$35*(Unit!C$26/100)/DB!H$5)*(Unit!AD144/100)*1000","v":0},{"$f":"(DmYear!$K$35*(Unit!D$26/100)/DB!I$5)*(Unit!AE144/100)*1000","v":0},{"$f":"(DmYear!$K$35*(Unit!E$26/100)/DB!J$5)*(Unit!AF144/100)*1000","v":0},{"$f":"(DmYear!$K$35*(Unit!F$26/100)/DB!K$5)*(Unit!AG144/100)*1000","v":0},{"$f":"(DmYear!$K$35*(Unit!G$26/100)/DB!L$5)*(Unit!AH144/100)*1000","v":0},{"$f":"(DmYear!$K$35*(Unit!H$26/100)/DB!M$5)*(Unit!AI144/100)*1000","v":0},{"$f":"(DmYear!$K$35*(Unit!I$26/100)/DB!N$5)*(Unit!AJ144/100)*1000","v":0},{"$f":"(DmYear!$K$35*(Unit!J$26/100)/DB!O$5)*(Unit!AK144/100)*1000","v":0},{"$f":"(DmYear!$K$35*(Unit!K$26/100)/DB!P$5)*(Unit!AL144/100)*1000","v":0},{"$f":"(DmYear!$K$35*(Unit!L$26/100)/DB!Q$5)*(Unit!AM144/100)*1000","v":0},{"$f":"(DmYear!$K$35*(Unit!M$26/100)/DB!R$5)*(Unit!AN144/100)*1000","v":0},{"$f":"(DmYear!$K$35*(Unit!N$26/100)/DB!S$5)*(Unit!AO144/100)*1000","v":0},"-",null,null,21,0,0,0,0,0,0,0,0,0,0,0,0,null,null,21,0,0,0,0,0,0,0,0,0,0,0,0,null,null,21,0,0,0,0,0,0,0,0,0,0,0,0]
[null,22,{"$f":"(DmYear!$K$8*(Unit!C$24/100)/DB!H$3)*(Unit!B145/100)*1000","v":0},{"$f":"(DmYear!$K$8*(Unit!D$24/100)/DB!I$3)*(Unit!C145/100)*1000","v":0},{"$f":"(DmYear!$K$8*(Unit!E$24/100)/DB!J$3)*(Unit!D145/100)*1000","v":0},{"$f":"(DmYear!$K$8*(Unit!F$24/100)/DB!K$3)*(Unit!E145/100)*1000","v":0},{"$f":"(DmYear!$K$8*(Unit!G$24/100)/DB!L$3)*(Unit!F145/100)*1000","v":0},{"$f":"(DmYear!$K$8*(Unit!H$24/100)/DB!M$3)*(Unit!G145/100)*1000","v":0},{"$f":"(DmYear!$K$8*(Unit!I$24/100)/DB!N$3)*(Unit!H145/100)*1000","v":0},{"$f":"(DmYear!$K$8*(Unit!J$24/100)/DB!O$3)*(Unit!I145/100)*1000","v":0},{"$f":"(DmYear!$K$8*(Unit!K$24/100)/DB!P$3)*(Unit!J145/100)*1000","v":0},{"$f":"(DmYear!$K$8*(Unit!L$24/100)/DB!Q$3)*(Unit!K145/100)*1000","v":0},{"$f":"(DmYear!$K$8*(Unit!M$24/100)/DB!R$3)*(Unit!L145/100)*1000","v":0},{"$f":"(DmYear!$K$8*(Unit!N$24/100)/DB!S$3)*(Unit!M145/100)*1000","v":0},"-",null,22,{"$f":"(DmYear!$K$8*(Unit!C$25/100)/DB!H$4)*(Unit!P145/100)*1000","v":0},{"$f":"(DmYear!$K$8*(Unit!D$25/100)/DB!I$4)*(Unit!Q145/100)*1000","v":0},{"$f":"(DmYear!$K$8*(Unit!E$25/100)/DB!J$4)*(Unit!R145/100)*1000","v":0},{"$f":"(DmYear!$K$8*(Unit!F$25/100)/DB!K$4)*(Unit!S145/100)*1000","v":0},{"$f":"(DmYear!$K$8*(Unit!G$25/100)/DB!L$4)*(Unit!T145/100)*1000","v":0},{"$f":"(DmYear!$K$8*(Unit!H$25/100)/DB!M$4)*(Unit!U145/100)*1000","v":0},{"$f":"(DmYear!$K$8*(Unit!I$25/100)/DB!N$4)*(Unit!V145/100)*1000","v":0},{"$f":"(DmYear!$K$8*(Unit!J$25/100)/DB!O$4)*(Unit!W145/100)*1000","v":0},{"$f":"(DmYear!$K$8*(Unit!K$25/100)/DB!P$4)*(Unit!X145/100)*1000","v":0},{"$f":"(DmYear!$K$8*(Unit!L$25/100)/DB!Q$4)*(Unit!Y145/100)*1000","v":0},{"$f":"(DmYear!$K$8*(Unit!M$25/100)/DB!R$4)*(Unit!Z145/100)*1000","v":0},{"$f":"(DmYear!$K$8*(Unit!N$25/100)/DB!S$4)*(Unit!AA145/100)*1000","v":0},"-",null,22,{"$f":"(DmYear!$K$8*(Unit!C$26/100)/DB!H$5)*(Unit!AD145/100)*1000","v":0},{"$f":"(DmYear!$K$8*(Unit!D$26/100)/DB!I$5)*(Unit!AE145/100)*1000","v":0},{"$f":"(DmYear!$K$8*(Unit!E$26/100)/DB!J$5)*(Unit!AF145/100)*1000","v":0},{"$f":"(DmYear!$K$8*(Unit!F$26/100)/DB!K$5)*(Unit!AG145/100)*1000","v":0},{"$f":"(DmYear!$K$8*(Unit!G$26/100)/DB!L$5)*(Unit!AH145/100)*1000","v":0},{"$f":"(DmYear!$K$8*(Unit!H$26/100)/DB!M$5)*(Unit!AI145/100)*1000","v":0},{"$f":"(DmYear!$K$8*(Unit!I$26/100)/DB!N$5)*(Unit!AJ145/100)*1000","v":0},{"$f":"(DmYear!$K$8*(Unit!J$26/100)/DB!O$5)*(Unit!AK145/100)*1000","v":0},{"$f":"(DmYear!$K$8*(Unit!K$26/100)/DB!P$5)*(Unit!AL145/100)*1000","v":0},{"$f":"(DmYear!$K$8*(Unit!L$26/100)/DB!Q$5)*(Unit!AM145/100)*1000","v":0},{"$f":"(DmYear!$K$8*(Unit!M$26/100)/DB!R$5)*(Unit!AN145/100)*1000","v":0},{"$f":"(DmYear!$K$8*(Unit!N$26/100)/DB!S$5)*(Unit!AO145/100)*1000","v":0},"-",null,null,22,0,0,0,0,0,0,0,0,0,0,0,0,null,null,22,0,0,0,0,0,0,0,0,0,0,0,0,null,null,22,0,0,0,0,0,0,0,0,0,0,0,0,null,null,null,null,22,{"$f":"(DmYear!$K$35*(Unit!C$24/100)/DB!H$3)*(Unit!B145/100)*1000","v":0},{"$f":"(DmYear!$K$35*(Unit!D$24/100)/DB!I$3)*(Unit!C145/100)*1000","v":0},{"$f":"(DmYear!$K$35*(Unit!E$24/100)/DB!J$3)*(Unit!D145/100)*1000","v":0},{"$f":"(DmYear!$K$35*(Unit!F$24/100)/DB!K$3)*(Unit!E145/100)*1000","v":0},{"$f":"(DmYear!$K$35*(Unit!G$24/100)/DB!L$3)*(Unit!F145/100)*1000","v":0},{"$f":"(DmYear!$K$35*(Unit!H$24/100)/DB!M$3)*(Unit!G145/100)*1000","v":0},{"$f":"(DmYear!$K$35*(Unit!I$24/100)/DB!N$3)*(Unit!H145/100)*1000","v":0},{"$f":"(DmYear!$K$35*(Unit!J$24/100)/DB!O$3)*(Unit!I145/100)*1000","v":0},{"$f":"(DmYear!$K$35*(Unit!K$24/100)/DB!P$3)*(Unit!J145/100)*1000","v":0},{"$f":"(DmYear!$K$35*(Unit!L$24/100)/DB!Q$3)*(Unit!K145/100)*1000","v":0},{"$f":"(DmYear!$K$35*(Unit!M$24/100)/DB!R$3)*(Unit!L145/100)*1000","v":0},{"$f":"(DmYear!$K$35*(Unit!N$24/100)/DB!S$3)*(Unit!M145/100)*1000","v":0},"-",null,22,{"$f":"(DmYear!$K$35*(Unit!C$25/100)/DB!H$4)*(Unit!P145/100)*1000","v":0},{"$f":"(DmYear!$K$35*(Unit!D$25/100)/DB!I$4)*(Unit!Q145/100)*1000","v":0},{"$f":"(DmYear!$K$35*(Unit!E$25/100)/DB!J$4)*(Unit!R145/100)*1000","v":0},{"$f":"(DmYear!$K$35*(Unit!F$25/100)/DB!K$4)*(Unit!S145/100)*1000","v":0},{"$f":"(DmYear!$K$35*(Unit!G$25/100)/DB!L$4)*(Unit!T145/100)*1000","v":0},{"$f":"(DmYear!$K$35*(Unit!H$25/100)/DB!M$4)*(Unit!U145/100)*1000","v":0},{"$f":"(DmYear!$K$35*(Unit!I$25/100)/DB!N$4)*(Unit!V145/100)*1000","v":0},{"$f":"(DmYear!$K$35*(Unit!J$25/100)/DB!O$4)*(Unit!W145/100)*1000","v":0},{"$f":"(DmYear!$K$35*(Unit!K$25/100)/DB!P$4)*(Unit!X145/100)*1000","v":0},{"$f":"(DmYear!$K$35*(Unit!L$25/100)/DB!Q$4)*(Unit!Y145/100)*1000","v":0},{"$f":"(DmYear!$K$35*(Unit!M$25/100)/DB!R$4)*(Unit!Z145/100)*1000","v":0},{"$f":"(DmYear!$K$35*(Unit!N$25/100)/DB!S$4)*(Unit!AA145/100)*1000","v":0},"-",null,22,{"$f":"(DmYear!$K$35*(Unit!C$26/100)/DB!H$5)*(Unit!AD145/100)*1000","v":0},{"$f":"(DmYear!$K$35*(Unit!D$26/100)/DB!I$5)*(Unit!AE145/100)*1000","v":0},{"$f":"(DmYear!$K$35*(Unit!E$26/100)/DB!J$5)*(Unit!AF145/100)*1000","v":0},{"$f":"(DmYear!$K$35*(Unit!F$26/100)/DB!K$5)*(Unit!AG145/100)*1000","v":0},{"$f":"(DmYear!$K$35*(Unit!G$26/100)/DB!L$5)*(Unit!AH145/100)*1000","v":0},{"$f":"(DmYear!$K$35*(Unit!H$26/100)/DB!M$5)*(Unit!AI145/100)*1000","v":0},{"$f":"(DmYear!$K$35*(Unit!I$26/100)/DB!N$5)*(Unit!AJ145/100)*1000","v":0},{"$f":"(DmYear!$K$35*(Unit!J$26/100)/DB!O$5)*(Unit!AK145/100)*1000","v":0},{"$f":"(DmYear!$K$35*(Unit!K$26/100)/DB!P$5)*(Unit!AL145/100)*1000","v":0},{"$f":"(DmYear!$K$35*(Unit!L$26/100)/DB!Q$5)*(Unit!AM145/100)*1000","v":0},{"$f":"(DmYear!$K$35*(Unit!M$26/100)/DB!R$5)*(Unit!AN145/100)*1000","v":0},{"$f":"(DmYear!$K$35*(Unit!N$26/100)/DB!S$5)*(Unit!AO145/100)*1000","v":0},"-",null,null,22,0,0,0,0,0,0,0,0,0,0,0,0,null,null,22,0,0,0,0,0,0,0,0,0,0,0,0,null,null,22,0,0,0,0,0,0,0,0,0,0,0,0]
[null,23,{"$f":"(DmYear!$K$8*(Unit!C$24/100)/DB!H$3)*(Unit!B146/100)*1000","v":0},{"$f":"(DmYear!$K$8*(Unit!D$24/100)/DB!I$3)*(Unit!C146/100)*1000","v":0},{"$f":"(DmYear!$K$8*(Unit!E$24/100)/DB!J$3)*(Unit!D146/100)*1000","v":0},{"$f":"(DmYear!$K$8*(Unit!F$24/100)/DB!K$3)*(Unit!E146/100)*1000","v":0},{"$f":"(DmYear!$K$8*(Unit!G$24/100)/DB!L$3)*(Unit!F146/100)*1000","v":0},{"$f":"(DmYear!$K$8*(Unit!H$24/100)/DB!M$3)*(Unit!G146/100)*1000","v":0},{"$f":"(DmYear!$K$8*(Unit!I$24/100)/DB!N$3)*(Unit!H146/100)*1000","v":0},{"$f":"(DmYear!$K$8*(Unit!J$24/100)/DB!O$3)*(Unit!I146/100)*1000","v":0},{"$f":"(DmYear!$K$8*(Unit!K$24/100)/DB!P$3)*(Unit!J146/100)*1000","v":0},{"$f":"(DmYear!$K$8*(Unit!L$24/100)/DB!Q$3)*(Unit!K146/100)*1000","v":0},{"$f":"(DmYear!$K$8*(Unit!M$24/100)/DB!R$3)*(Unit!L146/100)*1000","v":0},{"$f":"(DmYear!$K$8*(Unit!N$24/100)/DB!S$3)*(Unit!M146/100)*1000","v":0},"-",null,23,{"$f":"(DmYear!$K$8*(Unit!C$25/100)/DB!H$4)*(Unit!P146/100)*1000","v":0},{"$f":"(DmYear!$K$8*(Unit!D$25/100)/DB!I$4)*(Unit!Q146/100)*1000","v":0},{"$f":"(DmYear!$K$8*(Unit!E$25/100)/DB!J$4)*(Unit!R146/100)*1000","v":0},{"$f":"(DmYear!$K$8*(Unit!F$25/100)/DB!K$4)*(Unit!S146/100)*1000","v":0},{"$f":"(DmYear!$K$8*(Unit!G$25/100)/DB!L$4)*(Unit!T146/100)*1000","v":0},{"$f":"(DmYear!$K$8*(Unit!H$25/100)/DB!M$4)*(Unit!U146/100)*1000","v":0},{"$f":"(DmYear!$K$8*(Unit!I$25/100)/DB!N$4)*(Unit!V146/100)*1000","v":0},{"$f":"(DmYear!$K$8*(Unit!J$25/100)/DB!O$4)*(Unit!W146/100)*1000","v":0},{"$f":"(DmYear!$K$8*(Unit!K$25/100)/DB!P$4)*(Unit!X146/100)*1000","v":0},{"$f":"(DmYear!$K$8*(Unit!L$25/100)/DB!Q$4)*(Unit!Y146/100)*1000","v":0},{"$f":"(DmYear!$K$8*(Unit!M$25/100)/DB!R$4)*(Unit!Z146/100)*1000","v":0},{"$f":"(DmYear!$K$8*(Unit!N$25/100)/DB!S$4)*(Unit!AA146/100)*1000","v":0},"-",null,23,{"$f":"(DmYear!$K$8*(Unit!C$26/100)/DB!H$5)*(Unit!AD146/100)*1000","v":0},{"$f":"(DmYear!$K$8*(Unit!D$26/100)/DB!I$5)*(Unit!AE146/100)*1000","v":0},{"$f":"(DmYear!$K$8*(Unit!E$26/100)/DB!J$5)*(Unit!AF146/100)*1000","v":0},{"$f":"(DmYear!$K$8*(Unit!F$26/100)/DB!K$5)*(Unit!AG146/100)*1000","v":0},{"$f":"(DmYear!$K$8*(Unit!G$26/100)/DB!L$5)*(Unit!AH146/100)*1000","v":0},{"$f":"(DmYear!$K$8*(Unit!H$26/100)/DB!M$5)*(Unit!AI146/100)*1000","v":0},{"$f":"(DmYear!$K$8*(Unit!I$26/100)/DB!N$5)*(Unit!AJ146/100)*1000","v":0},{"$f":"(DmYear!$K$8*(Unit!J$26/100)/DB!O$5)*(Unit!AK146/100)*1000","v":0},{"$f":"(DmYear!$K$8*(Unit!K$26/100)/DB!P$5)*(Unit!AL146/100)*1000","v":0},{"$f":"(DmYear!$K$8*(Unit!L$26/100)/DB!Q$5)*(Unit!AM146/100)*1000","v":0},{"$f":"(DmYear!$K$8*(Unit!M$26/100)/DB!R$5)*(Unit!AN146/100)*1000","v":0},{"$f":"(DmYear!$K$8*(Unit!N$26/100)/DB!S$5)*(Unit!AO146/100)*1000","v":0},"-",null,null,23,0,0,0,0,0,0,0,0,0,0,0,0,null,null,23,0,0,0,0,0,0,0,0,0,0,0,0,null,null,23,0,0,0,0,0,0,0,0,0,0,0,0,null,null,null,null,23,{"$f":"(DmYear!$K$35*(Unit!C$24/100)/DB!H$3)*(Unit!B146/100)*1000","v":0},{"$f":"(DmYear!$K$35*(Unit!D$24/100)/DB!I$3)*(Unit!C146/100)*1000","v":0},{"$f":"(DmYear!$K$35*(Unit!E$24/100)/DB!J$3)*(Unit!D146/100)*1000","v":0},{"$f":"(DmYear!$K$35*(Unit!F$24/100)/DB!K$3)*(Unit!E146/100)*1000","v":0},{"$f":"(DmYear!$K$35*(Unit!G$24/100)/DB!L$3)*(Unit!F146/100)*1000","v":0},{"$f":"(DmYear!$K$35*(Unit!H$24/100)/DB!M$3)*(Unit!G146/100)*1000","v":0},{"$f":"(DmYear!$K$35*(Unit!I$24/100)/DB!N$3)*(Unit!H146/100)*1000","v":0},{"$f":"(DmYear!$K$35*(Unit!J$24/100)/DB!O$3)*(Unit!I146/100)*1000","v":0},{"$f":"(DmYear!$K$35*(Unit!K$24/100)/DB!P$3)*(Unit!J146/100)*1000","v":0},{"$f":"(DmYear!$K$35*(Unit!L$24/100)/DB!Q$3)*(Unit!K146/100)*1000","v":0},{"$f":"(DmYear!$K$35*(Unit!M$24/100)/DB!R$3)*(Unit!L146/100)*1000","v":0},{"$f":"(DmYear!$K$35*(Unit!N$24/100)/DB!S$3)*(Unit!M146/100)*1000","v":0},"-",null,23,{"$f":"(DmYear!$K$35*(Unit!C$25/100)/DB!H$4)*(Unit!P146/100)*1000","v":0},{"$f":"(DmYear!$K$35*(Unit!D$25/100)/DB!I$4)*(Unit!Q146/100)*1000","v":0},{"$f":"(DmYear!$K$35*(Unit!E$25/100)/DB!J$4)*(Unit!R146/100)*1000","v":0},{"$f":"(DmYear!$K$35*(Unit!F$25/100)/DB!K$4)*(Unit!S146/100)*1000","v":0},{"$f":"(DmYear!$K$35*(Unit!G$25/100)/DB!L$4)*(Unit!T146/100)*1000","v":0},{"$f":"(DmYear!$K$35*(Unit!H$25/100)/DB!M$4)*(Unit!U146/100)*1000","v":0},{"$f":"(DmYear!$K$35*(Unit!I$25/100)/DB!N$4)*(Unit!V146/100)*1000","v":0},{"$f":"(DmYear!$K$35*(Unit!J$25/100)/DB!O$4)*(Unit!W146/100)*1000","v":0},{"$f":"(DmYear!$K$35*(Unit!K$25/100)/DB!P$4)*(Unit!X146/100)*1000","v":0},{"$f":"(DmYear!$K$35*(Unit!L$25/100)/DB!Q$4)*(Unit!Y146/100)*1000","v":0},{"$f":"(DmYear!$K$35*(Unit!M$25/100)/DB!R$4)*(Unit!Z146/100)*1000","v":0},{"$f":"(DmYear!$K$35*(Unit!N$25/100)/DB!S$4)*(Unit!AA146/100)*1000","v":0},"-",null,23,{"$f":"(DmYear!$K$35*(Unit!C$26/100)/DB!H$5)*(Unit!AD146/100)*1000","v":0},{"$f":"(DmYear!$K$35*(Unit!D$26/100)/DB!I$5)*(Unit!AE146/100)*1000","v":0},{"$f":"(DmYear!$K$35*(Unit!E$26/100)/DB!J$5)*(Unit!AF146/100)*1000","v":0},{"$f":"(DmYear!$K$35*(Unit!F$26/100)/DB!K$5)*(Unit!AG146/100)*1000","v":0},{"$f":"(DmYear!$K$35*(Unit!G$26/100)/DB!L$5)*(Unit!AH146/100)*1000","v":0},{"$f":"(DmYear!$K$35*(Unit!H$26/100)/DB!M$5)*(Unit!AI146/100)*1000","v":0},{"$f":"(DmYear!$K$35*(Unit!I$26/100)/DB!N$5)*(Unit!AJ146/100)*1000","v":0},{"$f":"(DmYear!$K$35*(Unit!J$26/100)/DB!O$5)*(Unit!AK146/100)*1000","v":0},{"$f":"(DmYear!$K$35*(Unit!K$26/100)/DB!P$5)*(Unit!AL146/100)*1000","v":0},{"$f":"(DmYear!$K$35*(Unit!L$26/100)/DB!Q$5)*(Unit!AM146/100)*1000","v":0},{"$f":"(DmYear!$K$35*(Unit!M$26/100)/DB!R$5)*(Unit!AN146/100)*1000","v":0},{"$f":"(DmYear!$K$35*(Unit!N$26/100)/DB!S$5)*(Unit!AO146/100)*1000","v":0},"-",null,null,23,0,0,0,0,0,0,0,0,0,0,0,0,null,null,23,0,0,0,0,0,0,0,0,0,0,0,0,null,null,23,0,0,0,0,0,0,0,0,0,0,0,0]
[null,"MJ/日",{"$f":"DmYear!$K$8*(Unit!C$24/100)/DB!H$3*1000","v":0},{"$f":"DmYear!$K$8*(Unit!D$24/100)/DB!I$3*1000","v":0},{"$f":"DmYear!$K$8*(Unit!E$24/100)/DB!J$3*1000","v":0},{"$f":"DmYear!$K$8*(Unit!F$24/100)/DB!K$3*1000","v":0},{"$f":"DmYear!$K$8*(Unit!G$24/100)/DB!L$3*1000","v":0},{"$f":"DmYear!$K$8*(Unit!H$24/100)/DB!M$3*1000","v":0},{"$f":"DmYear!$K$8*(Unit!I$24/100)/DB!N$3*1000","v":0},{"$f":"DmYear!$K$8*(Unit!J$24/100)/DB!O$3*1000","v":0},{"$f":"DmYear!$K$8*(Unit!K$24/100)/DB!P$3*1000","v":0},{"$f":"DmYear!$K$8*(Unit!L$24/100)/DB!Q$3*1000","v":0},{"$f":"DmYear!$K$8*(Unit!M$24/100)/DB!R$3*1000","v":0},{"$f":"DmYear!$K$8*(Unit!N$24/100)/DB!S$3*1000","v":0},"-",null,"MJ/日",{"$f":"DmYear!$K$8*(Unit!C$25/100)/DB!H$4*1000","v":0},{"$f":"DmYear!$K$8*(Unit!D$25/100)/DB!I$4*1000","v":0},{"$f":"DmYear!$K$8*(Unit!E$25/100)/DB!J$4*1000","v":0},{"$f":"DmYear!$K$8*(Unit!F$25/100)/DB!K$4*1000","v":0},{"$f":"DmYear!$K$8*(Unit!G$25/100)/DB!L$4*1000","v":0},{"$f":"DmYear!$K$8*(Unit!H$25/100)/DB!M$4*1000","v":0},{"$f":"DmYear!$K$8*(Unit!I$25/100)/DB!N$4*1000","v":0},{"$f":"DmYear!$K$8*(Unit!J$25/100)/DB!O$4*1000","v":0},{"$f":"DmYear!$K$8*(Unit!K$25/100)/DB!P$4*1000","v":0},{"$f":"DmYear!$K$8*(Unit!L$25/100)/DB!Q$4*1000","v":0},{"$f":"DmYear!$K$8*(Unit!M$25/100)/DB!R$4*1000","v":0},{"$f":"DmYear!$K$8*(Unit!N$25/100)/DB!S$4*1000","v":0},"-",null,"MJ/日",{"$f":"DmYear!$K$8*(Unit!C$26/100)/DB!H$5*1000","v":0},{"$f":"DmYear!$K$8*(Unit!D$26/100)/DB!I$5*1000","v":0},{"$f":"DmYear!$K$8*(Unit!E$26/100)/DB!J$5*1000","v":0},{"$f":"DmYear!$K$8*(Unit!F$26/100)/DB!K$5*1000","v":0},{"$f":"DmYear!$K$8*(Unit!G$26/100)/DB!L$5*1000","v":0},{"$f":"DmYear!$K$8*(Unit!H$26/100)/DB!M$5*1000","v":0},{"$f":"DmYear!$K$8*(Unit!I$26/100)/DB!N$5*1000","v":0},{"$f":"DmYear!$K$8*(Unit!J$26/100)/DB!O$5*1000","v":0},{"$f":"DmYear!$K$8*(Unit!K$26/100)/DB!P$5*1000","v":0},{"$f":"DmYear!$K$8*(Unit!L$26/100)/DB!Q$5*1000","v":0},{"$f":"DmYear!$K$8*(Unit!M$26/100)/DB!R$5*1000","v":0},{"$f":"DmYear!$K$8*(Unit!N$26/100)/DB!S$5*1000","v":0},"-",null,null,"MJ/日",{"$f":"SUM(AW123:AW146)","v":0},{"$f":"SUM(AX123:AX146)","v":0},{"$f":"SUM(AY123:AY146)","v":0},{"$f":"SUM(AZ123:AZ146)","v":0},{"$f":"SUM(BA123:BA146)","v":0},{"$f":"SUM(BB123:BB146)","v":0},{"$f":"SUM(BC123:BC146)","v":0},{"$f":"SUM(BD123:BD146)","v":0},{"$f":"SUM(BE123:BE146)","v":0},{"$f":"SUM(BF123:BF146)","v":0},{"$f":"SUM(BG123:BG146)","v":0},{"$f":"SUM(BH123:BH146)","v":0},null,null,"MJ/日",{"$f":"SUM(BL123:BL146)","v":0},{"$f":"SUM(BM123:BM146)","v":0},{"$f":"SUM(BN123:BN146)","v":0},{"$f":"SUM(BO123:BO146)","v":0},{"$f":"SUM(BP123:BP146)","v":0},{"$f":"SUM(BQ123:BQ146)","v":0},{"$f":"SUM(BR123:BR146)","v":0},{"$f":"SUM(BS123:BS146)","v":0},{"$f":"SUM(BT123:BT146)","v":0},{"$f":"SUM(BU123:BU146)","v":0},{"$f":"SUM(BV123:BV146)","v":0},{"$f":"SUM(BW123:BW146)","v":0},null,null,"MJ/日",{"$f":"SUM(CA123:CA146)","v":0},{"$f":"SUM(CB123:CB146)","v":0},{"$f":"SUM(CC123:CC146)","v":0},{"$f":"SUM(CD123:CD146)","v":0},{"$f":"SUM(CE123:CE146)","v":0},{"$f":"SUM(CF123:CF146)","v":0},{"$f":"SUM(CG123:CG146)","v":0},{"$f":"SUM(CH123:CH146)","v":0},{"$f":"SUM(CI123:CI146)","v":0},{"$f":"SUM(CJ123:CJ146)","v":0},{"$f":"SUM(CK123:CK146)","v":0},{"$f":"SUM(CL123:CL146)","v":0},null,null,null,null,"MJ/日",{"$f":"DmYear!$K$35*(Unit!C$24/100)/DB!H$3*1000","v":0},{"$f":"DmYear!$K$35*(Unit!D$24/100)/DB!I$3*1000","v":0},{"$f":"DmYear!$K$35*(Unit!E$24/100)/DB!J$3*1000","v":0},{"$f":"DmYear!$K$35*(Unit!F$24/100)/DB!K$3*1000","v":0},{"$f":"DmYear!$K$35*(Unit!G$24/100)/DB!L$3*1000","v":0},{"$f":"DmYear!$K$35*(Unit!H$24/100)/DB!M$3*1000","v":0},{"$f":"DmYear!$K$35*(Unit!I$24/100)/DB!N$3*1000","v":0},{"$f":"DmYear!$K$35*(Unit!J$24/100)/DB!O$3*1000","v":0},{"$f":"DmYear!$K$35*(Unit!K$24/100)/DB!P$3*1000","v":0},{"$f":"DmYear!$K$35*(Unit!L$24/100)/DB!Q$3*1000","v":0},{"$f":"DmYear!$K$35*(Unit!M$24/100)/DB!R$3*1000","v":0},{"$f":"DmYear!$K$35*(Unit!N$24/100)/DB!S$3*1000","v":0},"-",null,"MJ/日",{"$f":"DmYear!$K$35*(Unit!C$25/100)/DB!H$4*1000","v":0},{"$f":"DmYear!$K$35*(Unit!D$25/100)/DB!I$4*1000","v":0},{"$f":"DmYear!$K$35*(Unit!E$25/100)/DB!J$4*1000","v":0},{"$f":"DmYear!$K$35*(Unit!F$25/100)/DB!K$4*1000","v":0},{"$f":"DmYear!$K$35*(Unit!G$25/100)/DB!L$4*1000","v":0},{"$f":"DmYear!$K$35*(Unit!H$25/100)/DB!M$4*1000","v":0},{"$f":"DmYear!$K$35*(Unit!I$25/100)/DB!N$4*1000","v":0},{"$f":"DmYear!$K$35*(Unit!J$25/100)/DB!O$4*1000","v":0},{"$f":"DmYear!$K$35*(Unit!K$25/100)/DB!P$4*1000","v":0},{"$f":"DmYear!$K$35*(Unit!L$25/100)/DB!Q$4*1000","v":0},{"$f":"DmYear!$K$35*(Unit!M$25/100)/DB!R$4*1000","v":0},{"$f":"DmYear!$K$35*(Unit!N$25/100)/DB!S$4*1000","v":0},"-",null,"MJ/日",{"$f":"DmYear!$K$35*(Unit!C$26/100)/DB!H$5*1000","v":0},{"$f":"DmYear!$K$35*(Unit!D$26/100)/DB!I$5*1000","v":0},{"$f":"DmYear!$K$35*(Unit!E$26/100)/DB!J$5*1000","v":0},{"$f":"DmYear!$K$35*(Unit!F$26/100)/DB!K$5*1000","v":0},{"$f":"DmYear!$K$35*(Unit!G$26/100)/DB!L$5*1000","v":0},{"$f":"DmYear!$K$35*(Unit!H$26/100)/DB!M$5*1000","v":0},{"$f":"DmYear!$K$35*(Unit!I$26/100)/DB!N$5*1000","v":0},{"$f":"DmYear!$K$35*(Unit!J$26/100)/DB!O$5*1000","v":0},{"$f":"DmYear!$K$35*(Unit!K$26/100)/DB!P$5*1000","v":0},{"$f":"DmYear!$K$35*(Unit!L$26/100)/DB!Q$5*1000","v":0},{"$f":"DmYear!$K$35*(Unit!M$26/100)/DB!R$5*1000","v":0},{"$f":"DmYear!$K$35*(Unit!N$26/100)/DB!S$5*1000","v":0},"-",null,null,"MJ/日",{"$f":"SUM(EL123:EL146)","v":0},{"$f":"SUM(EM123:EM146)","v":0},{"$f":"SUM(EN123:EN146)","v":0},{"$f":"SUM(EO123:EO146)","v":0},{"$f":"SUM(EP123:EP146)","v":0},{"$f":"SUM(EQ123:EQ146)","v":0},{"$f":"SUM(ER123:ER146)","v":0},{"$f":"SUM(ES123:ES146)","v":0},{"$f":"SUM(ET123:ET146)","v":0},{"$f":"SUM(EU123:EU146)","v":0},{"$f":"SUM(EV123:EV146)","v":0},{"$f":"SUM(EW123:EW146)","v":0},null,null,"MJ/日",{"$f":"SUM(FA123:FA146)","v":0},{"$f":"SUM(FB123:FB146)","v":0},{"$f":"SUM(FC123:FC146)","v":0},{"$f":"SUM(FD123:FD146)","v":0},{"$f":"SUM(FE123:FE146)","v":0},{"$f":"SUM(FF123:FF146)","v":0},{"$f":"SUM(FG123:FG146)","v":0},{"$f":"SUM(FH123:FH146)","v":0},{"$f":"SUM(FI123:FI146)","v":0},{"$f":"SUM(FJ123:FJ146)","v":0},{"$f":"SUM(FK123:FK146)","v":0},{"$f":"SUM(FL123:FL146)","v":0},null,null,"MJ/日",{"$f":"SUM(FP123:FP146)","v":0},{"$f":"SUM(FQ123:FQ146)","v":0},{"$f":"SUM(FR123:FR146)","v":0},{"$f":"SUM(FS123:FS146)","v":0},{"$f":"SUM(FT123:FT146)","v":0},{"$f":"SUM(FU123:FU146)","v":0},{"$f":"SUM(FV123:FV146)","v":0},{"$f":"SUM(FW123:FW146)","v":0},{"$f":"SUM(FX123:FX146)","v":0},{"$f":"SUM(FY123:FY146)","v":0},{"$f":"SUM(FZ123:FZ146)","v":0},{"$f":"SUM(GA123:GA146)","v":0}]
[null,"日",{"$f":"DB!$H$3","v":20},{"$f":"DB!$I$3","v":20},{"$f":"DB!$J$3","v":22},{"$f":"DB!$K$3","v":20},{"$f":"DB!$L$3","v":20},{"$f":"DB!$M$3","v":22},{"$f":"DB!$N$3","v":20},{"$f":"DB!$O$3","v":23},{"$f":"DB!$P$3","v":20},{"$f":"DB!$Q$3","v":21},{"$f":"DB!$R$3","v":20},{"$f":"DB!$S$3","v":21},{"$f":"SUM(C148:N148)","v":249},null,"日",{"$f":"DB!$H$4","v":4},{"$f":"DB!$I$4","v":3},{"$f":"DB!$J$4","v":4},{"$f":"DB!$K$4","v":4},{"$f":"DB!$L$4","v":4},{"$f":"DB!$M$4","v":4},{"$f":"DB!$N$4","v":5},{"$f":"DB!$O$4","v":4},{"$f":"DB!$P$4","v":4},{"$f":"DB!$Q$4","v":4},{"$f":"DB!$R$4","v":4},{"$f":"DB!$S$4","v":4},{"$f":"SUM(R148:AC148)","v":48},null,"日",{"$f":"DB!$H$5","v":7},{"$f":"DB!$I$5","v":5},{"$f":"DB!$J$5","v":5},{"$f":"DB!$K$5","v":6},{"$f":"DB!$L$5","v":7},{"$f":"DB!$M$5","v":4},{"$f":"DB!$N$5","v":6},{"$f":"DB!$O$5","v":4},{"$f":"DB!$P$5","v":6},{"$f":"DB!$Q$5","v":6},{"$f":"DB!$R$5","v":6},{"$f":"DB!$S$5","v":6},{"$f":"SUM(AG148:AR148)","v":68},null,null,"日",null,null,null,null,null,null,null,null,null,null,null,null,null,null,"日",null,null,null,null,null,null,null,null,null,null,null,null,null,null,"日",null,null,null,null,null,null,null,null,null,null,null,null,null,null,null,null,"日",{"$f":"DB!$H$3","v":20},{"$f":"DB!$I$3","v":20},{"$f":"DB!$J$3","v":22},{"$f":"DB!$K$3","v":20},{"$f":"DB!$L$3","v":20},{"$f":"DB!$M$3","v":22},{"$f":"DB!$N$3","v":20},{"$f":"DB!$O$3","v":23},{"$f":"DB!$P$3","v":20},{"$f":"DB!$Q$3","v":21},{"$f":"DB!$R$3","v":20},{"$f":"DB!$S$3","v":21},{"$f":"SUM(CR148:DC148)","v":249},null,"日",{"$f":"DB!$H$4","v":4},{"$f":"DB!$I$4","v":3},{"$f":"DB!$J$4","v":4},{"$f":"DB!$K$4","v":4},{"$f":"DB!$L$4","v":4},{"$f":"DB!$M$4","v":4},{"$f":"DB!$N$4","v":5},{"$f":"DB!$O$4","v":4},{"$f":"DB!$P$4","v":4},{"$f":"DB!$Q$4","v":4},{"$f":"DB!$R$4","v":4},{"$f":"DB!$S$4","v":4},{"$f":"SUM(DG148:DR148)","v":48},null,"日",{"$f":"DB!$H$5","v":7},{"$f":"DB!$I$5","v":5},{"$f":"DB!$J$5","v":5},{"$f":"DB!$K$5","v":6},{"$f":"DB!$L$5","v":7},{"$f":"DB!$M$5","v":4},{"$f":"DB!$N$5","v":6},{"$f":"DB!$O$5","v":4},{"$f":"DB!$P$5","v":6},{"$f":"DB!$Q$5","v":6},{"$f":"DB!$R$5","v":6},{"$f":"DB!$S$5","v":6},{"$f":"SUM(DV148:EG148)","v":68},null,null,"日",null,null,null,null,null,null,null,null,null,null,null,null,null,null,"日",null,null,null,null,null,null,null,null,null,null,null,null,null,null,"日"]
[null,"GJ/月",{"$f":"C147*C148","v":0},{"$f":"D147*D148","v":0},{"$f":"E147*E148","v":0},{"$f":"F147*F148","v":0},{"$f":"G147*G148","v":0},{"$f":"H147*H148","v":0},{"$f":"I147*I148","v":0},{"$f":"J147*J148","v":0},{"$f":"K147*K148","v":0},{"$f":"L147*L148","v":0},{"$f":"M147*M148","v":0},{"$f":"N147*N148","v":0},{"$f":"SUM(C149:N149)","v":0},null,"GJ/月",{"$f":"R147*R148","v":0},{"$f":"S147*S148","v":0},0,0,0,0,0,0,0,0,0,0,{"$f":"SUM(R149:AC149)","v":0},null,"GJ/月",{"$f":"AG147*AG148","v":0},{"$f":"AH147*AH148","v":0},{"$f":"AI147*AI148","v":0},{"$f":"AJ147*AJ148","v":0},{"$f":"AK147*AK148","v":0},{"$f":"AL147*AL148","v":0},{"$f":"AM147*AM148","v":0},{"$f":"AN147*AN148","v":0},{"$f":"AO147*AO148","v":0},{"$f":"AP147*AP148","v":0},{"$f":"AQ147*AQ148","v":0},{"$f":"AR147*AR148","v":0},{"$f":"SUM(AG149:AR149)","v":0},null,null,"GJ/月",null,null,null,null,null,null,null,null,null,null,null,null,null,null,"GJ/月",null,null,null,null,null,null,null,null,null,null,null,null,null,null,"GJ/月",null,null,null,null,null,null,null,null,null,null,null,null,null,null,null,null,"GJ/月",{"$f":"CR147*CR148","v":0},{"$f":"CS147*CS148","v":0},{"$f":"CT147*CT148","v":0},{"$f":"CU147*CU148","v":0},{"$f":"CV147*CV148","v":0},{"$f":"CW147*CW148","v":0},{"$f":"CX147*CX148","v":0},{"$f":"CY147*CY148","v":0},{"$f":"CZ147*CZ148","v":0},{"$f":"DA147*DA148","v":0},{"$f":"DB147*DB148","v":0},{"$f":"DC147*DC148","v":0},{"$f":"SUM(CR149:DC149)","v":0},null,"GJ/月",{"$f":"DG147*DG148","v":0},{"$f":"DH147*DH148","v":0},{"$f":"DI147*DI148","v":0},{"$f":"DJ147*DJ148","v":0},{"$f":"DK147*DK148","v":0},{"$f":"DL147*DL148","v":0},{"$f":"DM147*DM148","v":0},{"$f":"DN147*DN148","v":0},{"$f":"DO147*DO148","v":0},{"$f":"DP147*DP148","v":0},{"$f":"DQ147*DQ148","v":0},{"$f":"DR147*DR148","v":0},{"$f":"SUM(DG149:DR149)","v":0},null,"GJ/月",{"$f":"DV147*DV148","v":0},{"$f":"DW147*DW148","v":0},{"$f":"DX147*DX148","v":0},{"$f":"DY147*DY148","v":0},{"$f":"DZ147*DZ148","v":0},{"$f":"EA147*EA148","v":0},{"$f":"EB147*EB148","v":0},{"$f":"EC147*EC148","v":0},{"$f":"ED147*ED148","v":0},{"$f":"EE147*EE148","v":0},{"$f":"EF147*EF148","v":0},{"$f":"EG147*EG148","v":0},{"$f":"SUM(DV149:EG149)","v":0},null,null,"GJ/月",null,null,null,null,null,null,null,null,null,null,null,null,null,null,"GJ/月",null,null,null,null,null,null,null,null,null,null,null,null,null,null,"GJ/月"]
[]
[]
[]
[]
[]
[]
[]
[]
[]
[]
[]
[]
[]
[]
[]
[]
[]
[]
[]
[]
[]
[]
[]
[]
[]
[]
[]
["新設建物（電力・熱融通エリア）（ホテル）",null,null,null,null,null,null,null,null,null,null,null,null,null,null,null,null,null,null,null,null,null,null,null,null,null,null,null,null,null,null,null,null,null,null,null,null,null,null,null,null,null,null,null,null,null,null,null,null,null,null,null,null,null,null,null,null,null,null,null,null,null,null,null,null,null,null,null,null,null,null,null,null,null,null,null,null,null,null,null,null,null,null,null,null,null,null,null,null,null,null,null,null,"既設建物（熱融通エリア）（ホテル）"]
[null,"平日",null,null,null,null,null,null,null,null,null,null,null,null,null,null,"土曜",null,null,null,null,null,null,null,null,null,null,null,null,null,null,"休日",null,null,null,null,null,null,null,null,null,null,null,null,null,null,null,"ピーク需要（平日）",null,null,null,null,null,null,null,null,null,null,null,null,null,null,"ピーク需要（土曜）",null,null,null,null,null,null,null,null,null,null,null,null,null,null,"ピーク需要（休日）",null,null,null,null,null,null,null,null,null,null,null,null,null,null,null,null,"平日",null,null,null,null,null,null,null,null,null,null,null,null,null,null,"土曜",null,null,null,null,null,null,null,null,null,null,null,null,null,null,"休日",null,null,null,null,null,null,null,null,null,null,null,null,null,null,null,"ピーク需要（平日）",null,null,null,null,null,null,null,null,null,null,null,null,null,null,"ピーク需要（土曜）",null,null,null,null,null,null,null,null,null,null,null,null,null,null,"ピーク需要（休日）"]
[]
[null,"max",{"$f":"MAX(C183:N206)","v":0},null,"文献値",{"$f":"DmYear!D5","v":0},null,"比率",{"$f":"IF(C180=0,0,F180/C180)","v":0},null,null,null,null,null,null,null,"max",{"$f":"MAX(R183:AC206)","v":0},null,"文献値",{"$f":"DmYear!D5","v":0},null,"比率",{"$f":"IF(R180=0,0,U180/R180)","v":0},null,null,null,null,null,null,null,"max",{"$f":"MAX(AG183:AR206)","v":0},null,"文献値",{"$f":"DmYear!D5","v":0},null,"比率",{"$f":"IF(AG180=0,0,AJ180/AG180)","v":0},null,null,null,null,null,null,null,null,null,null,null,null,null,null,null,null,null,null,null,null,null,null,null,null,null,null,null,null,null,null,null,null,null,null,null,null,null,null,null,null,null,null,null,null,null,null,null,null,null,null,null,null,null,null,null,"max",{"$f":"MAX(CR183:DC206)","v":0},null,"文献値",{"$f":"DmYear!$D32","v":0},null,"比率",{"$f":"IF(CR180=0,0,CU180/CR180)","v":0},null,null,null,null,null,null,null,"max",{"$f":"MAX(DG183:DR206)","v":0},null,"文献値",{"$f":"DmYear!$D32","v":0},null,"比率",{"$f":"IF(DG180=0,0,DJ180/DG180)","v":0},null,null,null,null,null,null,null,"max",{"$f":"MAX(DV183:EG206)","v":0},null,"文献値",{"$f":"DmYear!$D32","v":0},null,"比率",{"$f":"IF(DV180=0,0,DY180/DV180)","v":0}]
[null,"電力",{"$f":"SUM(C183:C206)-C207","v":0},{"$f":"SUM(D183:D206)-D207","v":0},0,0,0,0,0,{"$f":"SUM(J183:J206)-J207","v":0},{"$f":"SUM(K183:K206)-K207","v":0},0,0,0,"←検算用",null,"電力",{"$f":"SUM(R183:R206)-R207","v":0},{"$f":"SUM(S183:S206)-S207","v":0},0,0,0,0,0,0,0,0,0,{"$f":"SUM(AC183:AC206)-AC207","v":0},"←検算用",null,"電力",{"$f":"SUM(AG183:AG206)-AG207","v":0},{"$f":"SUM(AH183:AH206)-AH207","v":0},0,0,0,0,0,0,0,0,0,0,null,null,null,"電力・平日・ピーク",null,null,null,null,null,null,null,null,null,null,null,null,null,null,"電力・土曜・ピーク",null,null,null,null,null,null,null,null,null,null,null,null,null,null,"電力・休日・ピーク",null,null,null,null,null,null,null,null,null,null,null,null,null,null,null,null,"電力",{"$f":"SUM(CR183:CR206)-CR207","v":0},{"$f":"SUM(CS183:CS206)-CS207","v":0},0,0,0,0,0,{"$f":"SUM(CY183:CY206)-CY207","v":0},{"$f":"SUM(CZ183:CZ206)-CZ207","v":0},0,0,0,"←検算用",null,"電力",{"$f":"SUM(DG183:DG206)-DG207","v":0},{"$f":"SUM(DH183:DH206)-DH207","v":0},0,0,0,0,0,0,0,0,0,{"$f":"SUM(DR183:DR206)-DR207","v":0},"←検算用",null,"電力",{"$f":"SUM(DV183:DV206)-DV207","v":0},{"$f":"SUM(DW183:DW206)-DW207","v":0},0,0,0,0,0,0,0,0,0,0,null,null,null,"電力・平日・ピーク",null,null,null,null,null,null,null,null,null,null,null,null,null,null,"電力・土曜・ピーク",null,null,null,null,null,null,null,null,null,null,null,null,null,null,"電力・休日・ピーク"]
[null,"kWh","1月","2月","3月","4月","5月","6月","7月","8月","9月","10月","11月","12月","計",null,"kW","1月","2月","3月","4月","5月","6月","7月","8月","9月","10月","11月","12月","計",null,"kW","1月","2月","3月","4月","5月","6月","7月","8月","9月","10月","11月","12月","計",null,null,"kW","1月","2月","3月","4月","5月","6月","7月","8月","9月","10月","11月","12月",null,null,"kW","1月","2月","3月","4月","5月","6月","7月","8月","9月","10月","11月","12月",null,null,"kW","1月","2月","3月","4月","5月","6月","7月","8月","9月","10月","11月","12月",null,null,null,null,"kWh","1月","2月","3月","4月","5月","6月","7月","8月","9月","10月","11月","12月","計",null,"kW","1月","2月","3月","4月","5月","6月","7月","8月","9月","10月","11月","12月","計",null,"kW","1月","2月","3月","4月","5月","6月","7月","8月","9月","10月","11月","12月","計",null,null,"kW","1月","2月","3月","4月","5月","6月","7月","8月","9月","10月","11月","12月",null,null,"kW","1月","2月","3月","4月","5月","6月","7月","8月","9月","10月","11月","12月",null,null,"kW","1月","2月","3月","4月","5月","6月","7月","8月","9月","10月","11月","12月"]
[null,0,{"$f":"(DmYear!$L$5*(Unit!C$162/100)/DB!H$3)*(Unit!B183/100)*1000","v":0},{"$f":"(DmYear!$L$5*(Unit!D$162/100)/DB!I$3)*(Unit!C183/100)*1000","v":0},{"$f":"(DmYear!$L$5*(Unit!E$162/100)/DB!J$3)*(Unit!D183/100)*1000","v":0},{"$f":"(DmYear!$L$5*(Unit!F$162/100)/DB!K$3)*(Unit!E183/100)*1000","v":0},{"$f":"(DmYear!$L$5*(Unit!G$162/100)/DB!L$3)*(Unit!F183/100)*1000","v":0},{"$f":"(DmYear!$L$5*(Unit!H$162/100)/DB!M$3)*(Unit!G183/100)*1000","v":0},{"$f":"(DmYear!$L$5*(Unit!I$162/100)/DB!N$3)*(Unit!H183/100)*1000","v":0},{"$f":"(DmYear!$L$5*(Unit!J$162/100)/DB!O$3)*(Unit!I183/100)*1000","v":0},{"$f":"(DmYear!$L$5*(Unit!K$162/100)/DB!P$3)*(Unit!J183/100)*1000","v":0},{"$f":"(DmYear!$L$5*(Unit!L$162/100)/DB!Q$3)*(Unit!K183/100)*1000","v":0},{"$f":"(DmYear!$L$5*(Unit!M$162/100)/DB!R$3)*(Unit!L183/100)*1000","v":0},{"$f":"(DmYear!$L$5*(Unit!N$162/100)/DB!S$3)*(Unit!M183/100)*1000","v":0},"-",null,0,{"$f":"(DmYear!$L$5*(Unit!C$163/100)/DB!H$4)*(Unit!P183/100)*1000","v":0},{"$f":"(DmYear!$L$5*(Unit!D$163/100)/DB!I$4)*(Unit!Q183/100)*1000","v":0},{"$f":"(DmYear!$L$5*(Unit!E$163/100)/DB!J$4)*(Unit!R183/100)*1000","v":0},{"$f":"(DmYear!$L$5*(Unit!F$163/100)/DB!K$4)*(Unit!S183/100)*1000","v":0},{"$f":"(DmYear!$L$5*(Unit!G$163/100)/DB!L$4)*(Unit!T183/100)*1000","v":0},{"$f":"(DmYear!$L$5*(Unit!H$163/100)/DB!M$4)*(Unit!U183/100)*1000","v":0},{"$f":"(DmYear!$L$5*(Unit!I$163/100)/DB!N$4)*(Unit!V183/100)*1000","v":0},{"$f":"(DmYear!$L$5*(Unit!J$163/100)/DB!O$4)*(Unit!W183/100)*1000","v":0},{"$f":"(DmYear!$L$5*(Unit!K$163/100)/DB!P$4)*(Unit!X183/100)*1000","v":0},{"$f":"(DmYear!$L$5*(Unit!L$163/100)/DB!Q$4)*(Unit!Y183/100)*1000","v":0},{"$f":"(DmYear!$L$5*(Unit!M$163/100)/DB!R$4)*(Unit!Z183/100)*1000","v":0},{"$f":"(DmYear!$L$5*(Unit!N$163/100)/DB!S$4)*(Unit!AA183/100)*1000","v":0},"-",null,0,{"$f":"(DmYear!$L$5*(Unit!C$164/100)/DB!H$5)*(Unit!AD183/100)*1000","v":0},{"$f":"(DmYear!$L$5*(Unit!D$164/100)/DB!I$5)*(Unit!AE183/100)*1000","v":0},{"$f":"(DmYear!$L$5*(Unit!E$164/100)/DB!J$5)*(Unit!AF183/100)*1000","v":0},{"$f":"(DmYear!$L$5*(Unit!F$164/100)/DB!K$5)*(Unit!AG183/100)*1000","v":0},{"$f":"(DmYear!$L$5*(Unit!G$164/100)/DB!L$5)*(Unit!AH183/100)*1000","v":0},{"$f":"(DmYear!$L$5*(Unit!H$164/100)/DB!M$5)*(Unit!AI183/100)*1000","v":0},{"$f":"(DmYear!$L$5*(Unit!I$164/100)/DB!N$5)*(Unit!AJ183/100)*1000","v":0},{"$f":"(DmYear!$L$5*(Unit!J$164/100)/DB!O$5)*(Unit!AK183/100)*1000","v":0},{"$f":"(DmYear!$L$5*(Unit!K$164/100)/DB!P$5)*(Unit!AL183/100)*1000","v":0},{"$f":"(DmYear!$L$5*(Unit!L$164/100)/DB!Q$5)*(Unit!AM183/100)*1000","v":0},{"$f":"(DmYear!$L$5*(Unit!M$164/100)/DB!R$5)*(Unit!AN183/100)*1000","v":0},{"$f":"(DmYear!$L$5*(Unit!N$164/100)/DB!S$5)*(Unit!AO183/100)*1000","v":0},"-",null,null,0,{"$f":"MIN($I$180,$X$180,$AM$180)*C183","v":0},{"$f":"MIN($I$180,$X$180,$AM$180)*D183","v":0},0,0,0,0,0,0,0,0,0,0,null,null,0,{"$f":"MIN($I$180,$X$180,$AM$180)*R183","v":0},{"$f":"MIN($I$180,$X$180,$AM$180)*S183","v":0},{"$f":"MIN($I$180,$X$180,$AM$180)*T183","v":0},{"$f":"MIN($I$180,$X$180,$AM$180)*U183","v":0},{"$f":"MIN($I$180,$X$180,$AM$180)*V183","v":0},{"$f":"MIN($I$180,$X$180,$AM$180)*W183","v":0},{"$f":"MIN($I$180,$X$180,$AM$180)*X183","v":0},{"$f":"MIN($I$180,$X$180,$AM$180)*Y183","v":0},{"$f":"MIN($I$180,$X$180,$AM$180)*Z183","v":0},{"$f":"MIN($I$180,$X$180,$AM$180)*AA183","v":0},{"$f":"MIN($I$180,$X$180,$AM$180)*AB183","v":0},{"$f":"MIN($I$180,$X$180,$AM$180)*AC183","v":0},null,null,0,{"$f":"MIN($I$180,$X$180,$AM$180)*AG183","v":0},{"$f":"MIN($I$180,$X$180,$AM$180)*AH183","v":0},{"$f":"MIN($I$180,$X$180,$AM$180)*AI183","v":0},{"$f":"MIN($I$180,$X$180,$AM$180)*AJ183","v":0},{"$f":"MIN($I$180,$X$180,$AM$180)*AK183","v":0},{"$f":"MIN($I$180,$X$180,$AM$180)*AL183","v":0},{"$f":"MIN($I$180,$X$180,$AM$180)*AM183","v":0},{"$f":"MIN($I$180,$X$180,$AM$180)*AN183","v":0},{"$f":"MIN($I$180,$X$180,$AM$180)*AO183","v":0},{"$f":"MIN($I$180,$X$180,$AM$180)*AP183","v":0},{"$f":"MIN($I$180,$X$180,$AM$180)*AQ183","v":0},{"$f":"MIN($I$180,$X$180,$AM$180)*AR183","v":0},null,null,null,null,0,{"$f":"(DmYear!$L$32*(Unit!C$162/100)/DB!H$3)*(Unit!B183/100)*1000","v":0},{"$f":"(DmYear!$L$32*(Unit!D$162/100)/DB!I$3)*(Unit!C183/100)*1000","v":0},{"$f":"(DmYear!$L$32*(Unit!E$162/100)/DB!J$3)*(Unit!D183/100)*1000","v":0},{"$f":"(DmYear!$L$32*(Unit!F$162/100)/DB!K$3)*(Unit!E183/100)*1000","v":0},{"$f":"(DmYear!$L$32*(Unit!G$162/100)/DB!L$3)*(Unit!F183/100)*1000","v":0},{"$f":"(DmYear!$L$32*(Unit!H$162/100)/DB!M$3)*(Unit!G183/100)*1000","v":0},{"$f":"(DmYear!$L$32*(Unit!I$162/100)/DB!N$3)*(Unit!H183/100)*1000","v":0},{"$f":"(DmYear!$L$32*(Unit!J$162/100)/DB!O$3)*(Unit!I183/100)*1000","v":0},{"$f":"(DmYear!$L$32*(Unit!K$162/100)/DB!P$3)*(Unit!J183/100)*1000","v":0},{"$f":"(DmYear!$L$32*(Unit!L$162/100)/DB!Q$3)*(Unit!K183/100)*1000","v":0},{"$f":"(DmYear!$L$32*(Unit!M$162/100)/DB!R$3)*(Unit!L183/100)*1000","v":0},{"$f":"(DmYear!$L$32*(Unit!N$162/100)/DB!S$3)*(Unit!M183/100)*1000","v":0},"-",null,0,{"$f":"(DmYear!$L$32*(Unit!C$163/100)/DB!H$4)*(Unit!P183/100)*1000","v":0},{"$f":"(DmYear!$L$32*(Unit!D$163/100)/DB!I$4)*(Unit!Q183/100)*1000","v":0},{"$f":"(DmYear!$L$32*(Unit!E$163/100)/DB!J$4)*(Unit!R183/100)*1000","v":0},{"$f":"(DmYear!$L$32*(Unit!F$163/100)/DB!K$4)*(Unit!S183/100)*1000","v":0},{"$f":"(DmYear!$L$32*(Unit!G$163/100)/DB!L$4)*(Unit!T183/100)*1000","v":0},{"$f":"(DmYear!$L$32*(Unit!H$163/100)/DB!M$4)*(Unit!U183/100)*1000","v":0},{"$f":"(DmYear!$L$32*(Unit!I$163/100)/DB!N$4)*(Unit!V183/100)*1000","v":0},{"$f":"(DmYear!$L$32*(Unit!J$163/100)/DB!O$4)*(Unit!W183/100)*1000","v":0},{"$f":"(DmYear!$L$32*(Unit!K$163/100)/DB!P$4)*(Unit!X183/100)*1000","v":0},{"$f":"(DmYear!$L$32*(Unit!L$163/100)/DB!Q$4)*(Unit!Y183/100)*1000","v":0},{"$f":"(DmYear!$L$32*(Unit!M$163/100)/DB!R$4)*(Unit!Z183/100)*1000","v":0},{"$f":"(DmYear!$L$32*(Unit!N$163/100)/DB!S$4)*(Unit!AA183/100)*1000","v":0},"-",null,0,{"$f":"(DmYear!$L$32*(Unit!C$164/100)/DB!H$5)*(Unit!AD183/100)*1000","v":0},{"$f":"(DmYear!$L$32*(Unit!D$164/100)/DB!I$5)*(Unit!AE183/100)*1000","v":0},{"$f":"(DmYear!$L$32*(Unit!E$164/100)/DB!J$5)*(Unit!AF183/100)*1000","v":0},{"$f":"(DmYear!$L$32*(Unit!F$164/100)/DB!K$5)*(Unit!AG183/100)*1000","v":0},{"$f":"(DmYear!$L$32*(Unit!G$164/100)/DB!L$5)*(Unit!AH183/100)*1000","v":0},{"$f":"(DmYear!$L$32*(Unit!H$164/100)/DB!M$5)*(Unit!AI183/100)*1000","v":0},{"$f":"(DmYear!$L$32*(Unit!I$164/100)/DB!N$5)*(Unit!AJ183/100)*1000","v":0},{"$f":"(DmYear!$L$32*(Unit!J$164/100)/DB!O$5)*(Unit!AK183/100)*1000","v":0},{"$f":"(DmYear!$L$32*(Unit!K$164/100)/DB!P$5)*(Unit!AL183/100)*1000","v":0},{"$f":"(DmYear!$L$32*(Unit!L$164/100)/DB!Q$5)*(Unit!AM183/100)*1000","v":0},{"$f":"(DmYear!$L$32*(Unit!M$164/100)/DB!R$5)*(Unit!AN183/100)*1000","v":0},{"$f":"(DmYear!$L$32*(Unit!N$164/100)/DB!S$5)*(Unit!AO183/100)*1000","v":0},"-",null,null,0,{"$f":"MIN($CX$180,$DM$180,$EB$180)*CR183","v":0},{"$f":"MIN($CX$180,$DM$180,$EB$180)*CS183","v":0},{"$f":"MIN($CX$180,$DM$180,$EB$180)*CT183","v":0},{"$f":"MIN($CX$180,$DM$180,$EB$180)*CU183","v":0},{"$f":"MIN($CX$180,$DM$180,$EB$180)*CV183","v":0},{"$f":"MIN($CX$180,$DM$180,$EB$180)*CW183","v":0},{"$f":"MIN($CX$180,$DM$180,$EB$180)*CX183","v":0},{"$f":"MIN($CX$180,$DM$180,$EB$180)*CY183","v":0},{"$f":"MIN($CX$180,$DM$180,$EB$180)*CZ183","v":0},{"$f":"MIN($CX$180,$DM$180,$EB$180)*DA183","v":0},{"$f":"MIN($CX$180,$DM$180,$EB$180)*DB183","v":0},{"$f":"MIN($CX$180,$DM$180,$EB$180)*DC183","v":0},null,null,0,{"$f":"MIN($CX$180,$DM$180,$EB$180)*DG183","v":0},{"$f":"MIN($CX$180,$DM$180,$EB$180)*DH183","v":0},{"$f":"MIN($CX$180,$DM$180,$EB$180)*DI183","v":0},{"$f":"MIN($CX$180,$DM$180,$EB$180)*DJ183","v":0},{"$f":"MIN($CX$180,$DM$180,$EB$180)*DK183","v":0},{"$f":"MIN($CX$180,$DM$180,$EB$180)*DL183","v":0},{"$f":"MIN($CX$180,$DM$180,$EB$180)*DM183","v":0},{"$f":"MIN($CX$180,$DM$180,$EB$180)*DN183","v":0},{"$f":"MIN($CX$180,$DM$180,$EB$180)*DO183","v":0},{"$f":"MIN($CX$180,$DM$180,$EB$180)*DP183","v":0},{"$f":"MIN($CX$180,$DM$180,$EB$180)*DQ183","v":0},{"$f":"MIN($CX$180,$DM$180,$EB$180)*DR183","v":0},null,null,0,{"$f":"MIN($CX$180,$DM$180,$EB$180)*DV183","v":0},{"$f":"MIN($CX$180,$DM$180,$EB$180)*DW183","v":0},{"$f":"MIN($CX$180,$DM$180,$EB$180)*DX183","v":0},{"$f":"MIN($CX$180,$DM$180,$EB$180)*DY183","v":0},{"$f":"MIN($CX$180,$DM$180,$EB$180)*DZ183","v":0},{"$f":"MIN($CX$180,$DM$180,$EB$180)*EA183","v":0},{"$f":"MIN($CX$180,$DM$180,$EB$180)*EB183","v":0},{"$f":"MIN($CX$180,$DM$180,$EB$180)*EC183","v":0},{"$f":"MIN($CX$180,$DM$180,$EB$180)*ED183","v":0},{"$f":"MIN($CX$180,$DM$180,$EB$180)*EE183","v":0},{"$f":"MIN($CX$180,$DM$180,$EB$180)*EF183","v":0},{"$f":"MIN($CX$180,$DM$180,$EB$180)*EG183","v":0}]
[null,1,{"$f":"(DmYear!$L$5*(Unit!C$162/100)/DB!H$3)*(Unit!B184/100)*1000","v":0},{"$f":"(DmYear!$L$5*(Unit!D$162/100)/DB!I$3)*(Unit!C184/100)*1000","v":0},{"$f":"(DmYear!$L$5*(Unit!E$162/100)/DB!J$3)*(Unit!D184/100)*1000","v":0},{"$f":"(DmYear!$L$5*(Unit!F$162/100)/DB!K$3)*(Unit!E184/100)*1000","v":0},{"$f":"(DmYear!$L$5*(Unit!G$162/100)/DB!L$3)*(Unit!F184/100)*1000","v":0},{"$f":"(DmYear!$L$5*(Unit!H$162/100)/DB!M$3)*(Unit!G184/100)*1000","v":0},{"$f":"(DmYear!$L$5*(Unit!I$162/100)/DB!N$3)*(Unit!H184/100)*1000","v":0},{"$f":"(DmYear!$L$5*(Unit!J$162/100)/DB!O$3)*(Unit!I184/100)*1000","v":0},{"$f":"(DmYear!$L$5*(Unit!K$162/100)/DB!P$3)*(Unit!J184/100)*1000","v":0},{"$f":"(DmYear!$L$5*(Unit!L$162/100)/DB!Q$3)*(Unit!K184/100)*1000","v":0},{"$f":"(DmYear!$L$5*(Unit!M$162/100)/DB!R$3)*(Unit!L184/100)*1000","v":0},{"$f":"(DmYear!$L$5*(Unit!N$162/100)/DB!S$3)*(Unit!M184/100)*1000","v":0},"-",null,1,{"$f":"(DmYear!$L$5*(Unit!C$163/100)/DB!H$4)*(Unit!P184/100)*1000","v":0},{"$f":"(DmYear!$L$5*(Unit!D$163/100)/DB!I$4)*(Unit!Q184/100)*1000","v":0},{"$f":"(DmYear!$L$5*(Unit!E$163/100)/DB!J$4)*(Unit!R184/100)*1000","v":0},{"$f":"(DmYear!$L$5*(Unit!F$163/100)/DB!K$4)*(Unit!S184/100)*1000","v":0},{"$f":"(DmYear!$L$5*(Unit!G$163/100)/DB!L$4)*(Unit!T184/100)*1000","v":0},{"$f":"(DmYear!$L$5*(Unit!H$163/100)/DB!M$4)*(Unit!U184/100)*1000","v":0},{"$f":"(DmYear!$L$5*(Unit!I$163/100)/DB!N$4)*(Unit!V184/100)*1000","v":0},{"$f":"(DmYear!$L$5*(Unit!J$163/100)/DB!O$4)*(Unit!W184/100)*1000","v":0},{"$f":"(DmYear!$L$5*(Unit!K$163/100)/DB!P$4)*(Unit!X184/100)*1000","v":0},{"$f":"(DmYear!$L$5*(Unit!L$163/100)/DB!Q$4)*(Unit!Y184/100)*1000","v":0},{"$f":"(DmYear!$L$5*(Unit!M$163/100)/DB!R$4)*(Unit!Z184/100)*1000","v":0},{"$f":"(DmYear!$L$5*(Unit!N$163/100)/DB!S$4)*(Unit!AA184/100)*1000","v":0},"-",null,1,{"$f":"(DmYear!$L$5*(Unit!C$164/100)/DB!H$5)*(Unit!AD184/100)*1000","v":0},{"$f":"(DmYear!$L$5*(Unit!D$164/100)/DB!I$5)*(Unit!AE184/100)*1000","v":0},{"$f":"(DmYear!$L$5*(Unit!E$164/100)/DB!J$5)*(Unit!AF184/100)*1000","v":0},{"$f":"(DmYear!$L$5*(Unit!F$164/100)/DB!K$5)*(Unit!AG184/100)*1000","v":0},{"$f":"(DmYear!$L$5*(Unit!G$164/100)/DB!L$5)*(Unit!AH184/100)*1000","v":0},{"$f":"(DmYear!$L$5*(Unit!H$164/100)/DB!M$5)*(Unit!AI184/100)*1000","v":0},{"$f":"(DmYear!$L$5*(Unit!I$164/100)/DB!N$5)*(Unit!AJ184/100)*1000","v":0},{"$f":"(DmYear!$L$5*(Unit!J$164/100)/DB!O$5)*(Unit!AK184/100)*1000","v":0},{"$f":"(DmYear!$L$5*(Unit!K$164/100)/DB!P$5)*(Unit!AL184/100)*1000","v":0},{"$f":"(DmYear!$L$5*(Unit!L$164/100)/DB!Q$5)*(Unit!AM184/100)*1000","v":0},{"$f":"(DmYear!$L$5*(Unit!M$164/100)/DB!R$5)*(Unit!AN184/100)*1000","v":0},{"$f":"(DmYear!$L$5*(Unit!N$164/100)/DB!S$5)*(Unit!AO184/100)*1000","v":0},"-",null,null,1,{"$f":"MIN($I$180,$X$180,$AM$180)*C184","v":0},{"$f":"MIN($I$180,$X$180,$AM$180)*D184","v":0},{"$f":"MIN($I$180,$X$180,$AM$180)*E184","v":0},{"$f":"MIN($I$180,$X$180,$AM$180)*F184","v":0},{"$f":"MIN($I$180,$X$180,$AM$180)*G184","v":0},{"$f":"MIN($I$180,$X$180,$AM$180)*H184","v":0},{"$f":"MIN($I$180,$X$180,$AM$180)*I184","v":0},{"$f":"MIN($I$180,$X$180,$AM$180)*J184","v":0},{"$f":"MIN($I$180,$X$180,$AM$180)*K184","v":0},{"$f":"MIN($I$180,$X$180,$AM$180)*L184","v":0},{"$f":"MIN($I$180,$X$180,$AM$180)*M184","v":0},{"$f":"MIN($I$180,$X$180,$AM$180)*N184","v":0},null,null,1,{"$f":"MIN($I$180,$X$180,$AM$180)*R184","v":0},0,0,0,0,0,0,0,0,0,0,0,null,null,1,{"$f":"MIN($I$180,$X$180,$AM$180)*AG184","v":0},0,0,0,0,0,0,0,0,0,0,0,null,null,null,null,1,{"$f":"(DmYear!$L$32*(Unit!C$162/100)/DB!H$3)*(Unit!B184/100)*1000","v":0},{"$f":"(DmYear!$L$32*(Unit!D$162/100)/DB!I$3)*(Unit!C184/100)*1000","v":0},{"$f":"(DmYear!$L$32*(Unit!E$162/100)/DB!J$3)*(Unit!D184/100)*1000","v":0},{"$f":"(DmYear!$L$32*(Unit!F$162/100)/DB!K$3)*(Unit!E184/100)*1000","v":0},{"$f":"(DmYear!$L$32*(Unit!G$162/100)/DB!L$3)*(Unit!F184/100)*1000","v":0},{"$f":"(DmYear!$L$32*(Unit!H$162/100)/DB!M$3)*(Unit!G184/100)*1000","v":0},{"$f":"(DmYear!$L$32*(Unit!I$162/100)/DB!N$3)*(Unit!H184/100)*1000","v":0},{"$f":"(DmYear!$L$32*(Unit!J$162/100)/DB!O$3)*(Unit!I184/100)*1000","v":0},{"$f":"(DmYear!$L$32*(Unit!K$162/100)/DB!P$3)*(Unit!J184/100)*1000","v":0},{"$f":"(DmYear!$L$32*(Unit!L$162/100)/DB!Q$3)*(Unit!K184/100)*1000","v":0},{"$f":"(DmYear!$L$32*(Unit!M$162/100)/DB!R$3)*(Unit!L184/100)*1000","v":0},{"$f":"(DmYear!$L$32*(Unit!N$162/100)/DB!S$3)*(Unit!M184/100)*1000","v":0},"-",null,1,{"$f":"(DmYear!$L$32*(Unit!C$163/100)/DB!H$4)*(Unit!P184/100)*1000","v":0},{"$f":"(DmYear!$L$32*(Unit!D$163/100)/DB!I$4)*(Unit!Q184/100)*1000","v":0},{"$f":"(DmYear!$L$32*(Unit!E$163/100)/DB!J$4)*(Unit!R184/100)*1000","v":0},{"$f":"(DmYear!$L$32*(Unit!F$163/100)/DB!K$4)*(Unit!S184/100)*1000","v":0},{"$f":"(DmYear!$L$32*(Unit!G$163/100)/DB!L$4)*(Unit!T184/100)*1000","v":0},{"$f":"(DmYear!$L$32*(Unit!H$163/100)/DB!M$4)*(Unit!U184/100)*1000","v":0},{"$f":"(DmYear!$L$32*(Unit!I$163/100)/DB!N$4)*(Unit!V184/100)*1000","v":0},{"$f":"(DmYear!$L$32*(Unit!J$163/100)/DB!O$4)*(Unit!W184/100)*1000","v":0},{"$f":"(DmYear!$L$32*(Unit!K$163/100)/DB!P$4)*(Unit!X184/100)*1000","v":0},{"$f":"(DmYear!$L$32*(Unit!L$163/100)/DB!Q$4)*(Unit!Y184/100)*1000","v":0},{"$f":"(DmYear!$L$32*(Unit!M$163/100)/DB!R$4)*(Unit!Z184/100)*1000","v":0},{"$f":"(DmYear!$L$32*(Unit!N$163/100)/DB!S$4)*(Unit!AA184/100)*1000","v":0},"-",null,1,{"$f":"(DmYear!$L$32*(Unit!C$164/100)/DB!H$5)*(Unit!AD184/100)*1000","v":0},{"$f":"(DmYear!$L$32*(Unit!D$164/100)/DB!I$5)*(Unit!AE184/100)*1000","v":0},{"$f":"(DmYear!$L$32*(Unit!E$164/100)/DB!J$5)*(Unit!AF184/100)*1000","v":0},{"$f":"(DmYear!$L$32*(Unit!F$164/100)/DB!K$5)*(Unit!AG184/100)*1000","v":0},{"$f":"(DmYear!$L$32*(Unit!G$164/100)/DB!L$5)*(Unit!AH184/100)*1000","v":0},{"$f":"(DmYear!$L$32*(Unit!H$164/100)/DB!M$5)*(Unit!AI184/100)*1000","v":0},{"$f":"(DmYear!$L$32*(Unit!I$164/100)/DB!N$5)*(Unit!AJ184/100)*1000","v":0},{"$f":"(DmYear!$L$32*(Unit!J$164/100)/DB!O$5)*(Unit!AK184/100)*1000","v":0},{"$f":"(DmYear!$L$32*(Unit!K$164/100)/DB!P$5)*(Unit!AL184/100)*1000","v":0},{"$f":"(DmYear!$L$32*(Unit!L$164/100)/DB!Q$5)*(Unit!AM184/100)*1000","v":0},{"$f":"(DmYear!$L$32*(Unit!M$164/100)/DB!R$5)*(Unit!AN184/100)*1000","v":0},{"$f":"(DmYear!$L$32*(Unit!N$164/100)/DB!S$5)*(Unit!AO184/100)*1000","v":0},"-",null,null,1,0,0,0,0,0,0,0,0,0,0,0,0,null,null,1,0,0,0,0,0,0,0,0,0,0,0,0,null,null,1,0,0,0,0,0,0,0,0,0,0,0,0]
[null,2,{"$f":"(DmYear!$L$5*(Unit!C$162/100)/DB!H$3)*(Unit!B185/100)*1000","v":0},{"$f":"(DmYear!$L$5*(Unit!D$162/100)/DB!I$3)*(Unit!C185/100)*1000","v":0},{"$f":"(DmYear!$L$5*(Unit!E$162/100)/DB!J$3)*(Unit!D185/100)*1000","v":0},{"$f":"(DmYear!$L$5*(Unit!F$162/100)/DB!K$3)*(Unit!E185/100)*1000","v":0},{"$f":"(DmYear!$L$5*(Unit!G$162/100)/DB!L$3)*(Unit!F185/100)*1000","v":0},{"$f":"(DmYear!$L$5*(Unit!H$162/100)/DB!M$3)*(Unit!G185/100)*1000","v":0},{"$f":"(DmYear!$L$5*(Unit!I$162/100)/DB!N$3)*(Unit!H185/100)*1000","v":0},{"$f":"(DmYear!$L$5*(Unit!J$162/100)/DB!O$3)*(Unit!I185/100)*1000","v":0},{"$f":"(DmYear!$L$5*(Unit!K$162/100)/DB!P$3)*(Unit!J185/100)*1000","v":0},{"$f":"(DmYear!$L$5*(Unit!L$162/100)/DB!Q$3)*(Unit!K185/100)*1000","v":0},{"$f":"(DmYear!$L$5*(Unit!M$162/100)/DB!R$3)*(Unit!L185/100)*1000","v":0},{"$f":"(DmYear!$L$5*(Unit!N$162/100)/DB!S$3)*(Unit!M185/100)*1000","v":0},"-",null,2,{"$f":"(DmYear!$L$5*(Unit!C$163/100)/DB!H$4)*(Unit!P185/100)*1000","v":0},{"$f":"(DmYear!$L$5*(Unit!D$163/100)/DB!I$4)*(Unit!Q185/100)*1000","v":0},{"$f":"(DmYear!$L$5*(Unit!E$163/100)/DB!J$4)*(Unit!R185/100)*1000","v":0},{"$f":"(DmYear!$L$5*(Unit!F$163/100)/DB!K$4)*(Unit!S185/100)*1000","v":0},{"$f":"(DmYear!$L$5*(Unit!G$163/100)/DB!L$4)*(Unit!T185/100)*1000","v":0},{"$f":"(DmYear!$L$5*(Unit!H$163/100)/DB!M$4)*(Unit!U185/100)*1000","v":0},{"$f":"(DmYear!$L$5*(Unit!I$163/100)/DB!N$4)*(Unit!V185/100)*1000","v":0},{"$f":"(DmYear!$L$5*(Unit!J$163/100)/DB!O$4)*(Unit!W185/100)*1000","v":0},{"$f":"(DmYear!$L$5*(Unit!K$163/100)/DB!P$4)*(Unit!X185/100)*1000","v":0},{"$f":"(DmYear!$L$5*(Unit!L$163/100)/DB!Q$4)*(Unit!Y185/100)*1000","v":0},{"$f":"(DmYear!$L$5*(Unit!M$163/100)/DB!R$4)*(Unit!Z185/100)*1000","v":0},{"$f":"(DmYear!$L$5*(Unit!N$163/100)/DB!S$4)*(Unit!AA185/100)*1000","v":0},"-",null,2,{"$f":"(DmYear!$L$5*(Unit!C$164/100)/DB!H$5)*(Unit!AD185/100)*1000","v":0},{"$f":"(DmYear!$L$5*(Unit!D$164/100)/DB!I$5)*(Unit!AE185/100)*1000","v":0},{"$f":"(DmYear!$L$5*(Unit!E$164/100)/DB!J$5)*(Unit!AF185/100)*1000","v":0},{"$f":"(DmYear!$L$5*(Unit!F$164/100)/DB!K$5)*(Unit!AG185/100)*1000","v":0},{"$f":"(DmYear!$L$5*(Unit!G$164/100)/DB!L$5)*(Unit!AH185/100)*1000","v":0},{"$f":"(DmYear!$L$5*(Unit!H$164/100)/DB!M$5)*(Unit!AI185/100)*1000","v":0},{"$f":"(DmYear!$L$5*(Unit!I$164/100)/DB!N$5)*(Unit!AJ185/100)*1000","v":0},{"$f":"(DmYear!$L$5*(Unit!J$164/100)/DB!O$5)*(Unit!AK185/100)*1000","v":0},{"$f":"(DmYear!$L$5*(Unit!K$164/100)/DB!P$5)*(Unit!AL185/100)*1000","v":0},{"$f":"(DmYear!$L$5*(Unit!L$164/100)/DB!Q$5)*(Unit!AM185/100)*1000","v":0},{"$f":"(DmYear!$L$5*(Unit!M$164/100)/DB!R$5)*(Unit!AN185/100)*1000","v":0},{"$f":"(DmYear!$L$5*(Unit!N$164/100)/DB!S$5)*(Unit!AO185/100)*1000","v":0},"-",null,null,2,0,0,0,0,0,0,0,0,0,0,0,0,null,null,2,0,0,0,0,0,0,0,0,0,0,0,0,null,null,2,0,0,0,0,0,0,0,0,0,0,0,0,null,null,null,null,2,{"$f":"(DmYear!$L$32*(Unit!C$162/100)/DB!H$3)*(Unit!B185/100)*1000","v":0},{"$f":"(DmYear!$L$32*(Unit!D$162/100)/DB!I$3)*(Unit!C185/100)*1000","v":0},{"$f":"(DmYear!$L$32*(Unit!E$162/100)/DB!J$3)*(Unit!D185/100)*1000","v":0},{"$f":"(DmYear!$L$32*(Unit!F$162/100)/DB!K$3)*(Unit!E185/100)*1000","v":0},{"$f":"(DmYear!$L$32*(Unit!G$162/100)/DB!L$3)*(Unit!F185/100)*1000","v":0},{"$f":"(DmYear!$L$32*(Unit!H$162/100)/DB!M$3)*(Unit!G185/100)*1000","v":0},{"$f":"(DmYear!$L$32*(Unit!I$162/100)/DB!N$3)*(Unit!H185/100)*1000","v":0},{"$f":"(DmYear!$L$32*(Unit!J$162/100)/DB!O$3)*(Unit!I185/100)*1000","v":0},{"$f":"(DmYear!$L$32*(Unit!K$162/100)/DB!P$3)*(Unit!J185/100)*1000","v":0},{"$f":"(DmYear!$L$32*(Unit!L$162/100)/DB!Q$3)*(Unit!K185/100)*1000","v":0},{"$f":"(DmYear!$L$32*(Unit!M$162/100)/DB!R$3)*(Unit!L185/100)*1000","v":0},{"$f":"(DmYear!$L$32*(Unit!N$162/100)/DB!S$3)*(Unit!M185/100)*1000","v":0},"-",null,2,{"$f":"(DmYear!$L$32*(Unit!C$163/100)/DB!H$4)*(Unit!P185/100)*1000","v":0},{"$f":"(DmYear!$L$32*(Unit!D$163/100)/DB!I$4)*(Unit!Q185/100)*1000","v":0},{"$f":"(DmYear!$L$32*(Unit!E$163/100)/DB!J$4)*(Unit!R185/100)*1000","v":0},{"$f":"(DmYear!$L$32*(Unit!F$163/100)/DB!K$4)*(Unit!S185/100)*1000","v":0},{"$f":"(DmYear!$L$32*(Unit!G$163/100)/DB!L$4)*(Unit!T185/100)*1000","v":0},{"$f":"(DmYear!$L$32*(Unit!H$163/100)/DB!M$4)*(Unit!U185/100)*1000","v":0},{"$f":"(DmYear!$L$32*(Unit!I$163/100)/DB!N$4)*(Unit!V185/100)*1000","v":0},{"$f":"(DmYear!$L$32*(Unit!J$163/100)/DB!O$4)*(Unit!W185/100)*1000","v":0},{"$f":"(DmYear!$L$32*(Unit!K$163/100)/DB!P$4)*(Unit!X185/100)*1000","v":0},{"$f":"(DmYear!$L$32*(Unit!L$163/100)/DB!Q$4)*(Unit!Y185/100)*1000","v":0},{"$f":"(DmYear!$L$32*(Unit!M$163/100)/DB!R$4)*(Unit!Z185/100)*1000","v":0},{"$f":"(DmYear!$L$32*(Unit!N$163/100)/DB!S$4)*(Unit!AA185/100)*1000","v":0},"-",null,2,{"$f":"(DmYear!$L$32*(Unit!C$164/100)/DB!H$5)*(Unit!AD185/100)*1000","v":0},{"$f":"(DmYear!$L$32*(Unit!D$164/100)/DB!I$5)*(Unit!AE185/100)*1000","v":0},{"$f":"(DmYear!$L$32*(Unit!E$164/100)/DB!J$5)*(Unit!AF185/100)*1000","v":0},{"$f":"(DmYear!$L$32*(Unit!F$164/100)/DB!K$5)*(Unit!AG185/100)*1000","v":0},{"$f":"(DmYear!$L$32*(Unit!G$164/100)/DB!L$5)*(Unit!AH185/100)*1000","v":0},{"$f":"(DmYear!$L$32*(Unit!H$164/100)/DB!M$5)*(Unit!AI185/100)*1000","v":0},{"$f":"(DmYear!$L$32*(Unit!I$164/100)/DB!N$5)*(Unit!AJ185/100)*1000","v":0},{"$f":"(DmYear!$L$32*(Unit!J$164/100)/DB!O$5)*(Unit!AK185/100)*1000","v":0},{"$f":"(DmYear!$L$32*(Unit!K$164/100)/DB!P$5)*(Unit!AL185/100)*1000","v":0},{"$f":"(DmYear!$L$32*(Unit!L$164/100)/DB!Q$5)*(Unit!AM185/100)*1000","v":0},{"$f":"(DmYear!$L$32*(Unit!M$164/100)/DB!R$5)*(Unit!AN185/100)*1000","v":0},{"$f":"(DmYear!$L$32*(Unit!N$164/100)/DB!S$5)*(Unit!AO185/100)*1000","v":0},"-",null,null,2,0,0,0,0,0,0,0,0,0,0,0,0,null,null,2,0,0,0,0,0,0,0,0,0,0,0,0,null,null,2,0,0,0,0,0,0,0,0,0,0,0,0]
[null,3,{"$f":"(DmYear!$L$5*(Unit!C$162/100)/DB!H$3)*(Unit!B186/100)*1000","v":0},{"$f":"(DmYear!$L$5*(Unit!D$162/100)/DB!I$3)*(Unit!C186/100)*1000","v":0},{"$f":"(DmYear!$L$5*(Unit!E$162/100)/DB!J$3)*(Unit!D186/100)*1000","v":0},{"$f":"(DmYear!$L$5*(Unit!F$162/100)/DB!K$3)*(Unit!E186/100)*1000","v":0},{"$f":"(DmYear!$L$5*(Unit!G$162/100)/DB!L$3)*(Unit!F186/100)*1000","v":0},{"$f":"(DmYear!$L$5*(Unit!H$162/100)/DB!M$3)*(Unit!G186/100)*1000","v":0},{"$f":"(DmYear!$L$5*(Unit!I$162/100)/DB!N$3)*(Unit!H186/100)*1000","v":0},{"$f":"(DmYear!$L$5*(Unit!J$162/100)/DB!O$3)*(Unit!I186/100)*1000","v":0},{"$f":"(DmYear!$L$5*(Unit!K$162/100)/DB!P$3)*(Unit!J186/100)*1000","v":0},{"$f":"(DmYear!$L$5*(Unit!L$162/100)/DB!Q$3)*(Unit!K186/100)*1000","v":0},{"$f":"(DmYear!$L$5*(Unit!M$162/100)/DB!R$3)*(Unit!L186/100)*1000","v":0},{"$f":"(DmYear!$L$5*(Unit!N$162/100)/DB!S$3)*(Unit!M186/100)*1000","v":0},"-",null,3,{"$f":"(DmYear!$L$5*(Unit!C$163/100)/DB!H$4)*(Unit!P186/100)*1000","v":0},{"$f":"(DmYear!$L$5*(Unit!D$163/100)/DB!I$4)*(Unit!Q186/100)*1000","v":0},{"$f":"(DmYear!$L$5*(Unit!E$163/100)/DB!J$4)*(Unit!R186/100)*1000","v":0},{"$f":"(DmYear!$L$5*(Unit!F$163/100)/DB!K$4)*(Unit!S186/100)*1000","v":0},{"$f":"(DmYear!$L$5*(Unit!G$163/100)/DB!L$4)*(Unit!T186/100)*1000","v":0},{"$f":"(DmYear!$L$5*(Unit!H$163/100)/DB!M$4)*(Unit!U186/100)*1000","v":0},{"$f":"(DmYear!$L$5*(Unit!I$163/100)/DB!N$4)*(Unit!V186/100)*1000","v":0},{"$f":"(DmYear!$L$5*(Unit!J$163/100)/DB!O$4)*(Unit!W186/100)*1000","v":0},{"$f":"(DmYear!$L$5*(Unit!K$163/100)/DB!P$4)*(Unit!X186/100)*1000","v":0},{"$f":"(DmYear!$L$5*(Unit!L$163/100)/DB!Q$4)*(Unit!Y186/100)*1000","v":0},{"$f":"(DmYear!$L$5*(Unit!M$163/100)/DB!R$4)*(Unit!Z186/100)*1000","v":0},{"$f":"(DmYear!$L$5*(Unit!N$163/100)/DB!S$4)*(Unit!AA186/100)*1000","v":0},"-",null,3,{"$f":"(DmYear!$L$5*(Unit!C$164/100)/DB!H$5)*(Unit!AD186/100)*1000","v":0},{"$f":"(DmYear!$L$5*(Unit!D$164/100)/DB!I$5)*(Unit!AE186/100)*1000","v":0},{"$f":"(DmYear!$L$5*(Unit!E$164/100)/DB!J$5)*(Unit!AF186/100)*1000","v":0},{"$f":"(DmYear!$L$5*(Unit!F$164/100)/DB!K$5)*(Unit!AG186/100)*1000","v":0},{"$f":"(DmYear!$L$5*(Unit!G$164/100)/DB!L$5)*(Unit!AH186/100)*1000","v":0},{"$f":"(DmYear!$L$5*(Unit!H$164/100)/DB!M$5)*(Unit!AI186/100)*1000","v":0},{"$f":"(DmYear!$L$5*(Unit!I$164/100)/DB!N$5)*(Unit!AJ186/100)*1000","v":0},{"$f":"(DmYear!$L$5*(Unit!J$164/100)/DB!O$5)*(Unit!AK186/100)*1000","v":0},{"$f":"(DmYear!$L$5*(Unit!K$164/100)/DB!P$5)*(Unit!AL186/100)*1000","v":0},{"$f":"(DmYear!$L$5*(Unit!L$164/100)/DB!Q$5)*(Unit!AM186/100)*1000","v":0},{"$f":"(DmYear!$L$5*(Unit!M$164/100)/DB!R$5)*(Unit!AN186/100)*1000","v":0},{"$f":"(DmYear!$L$5*(Unit!N$164/100)/DB!S$5)*(Unit!AO186/100)*1000","v":0},"-",null,null,3,0,0,0,0,0,0,0,0,0,0,0,0,null,null,3,0,0,0,0,0,0,0,0,0,0,0,0,null,null,3,0,0,0,0,0,0,0,0,0,0,0,0,null,null,null,null,3,{"$f":"(DmYear!$L$32*(Unit!C$162/100)/DB!H$3)*(Unit!B186/100)*1000","v":0},{"$f":"(DmYear!$L$32*(Unit!D$162/100)/DB!I$3)*(Unit!C186/100)*1000","v":0},{"$f":"(DmYear!$L$32*(Unit!E$162/100)/DB!J$3)*(Unit!D186/100)*1000","v":0},{"$f":"(DmYear!$L$32*(Unit!F$162/100)/DB!K$3)*(Unit!E186/100)*1000","v":0},{"$f":"(DmYear!$L$32*(Unit!G$162/100)/DB!L$3)*(Unit!F186/100)*1000","v":0},{"$f":"(DmYear!$L$32*(Unit!H$162/100)/DB!M$3)*(Unit!G186/100)*1000","v":0},{"$f":"(DmYear!$L$32*(Unit!I$162/100)/DB!N$3)*(Unit!H186/100)*1000","v":0},{"$f":"(DmYear!$L$32*(Unit!J$162/100)/DB!O$3)*(Unit!I186/100)*1000","v":0},{"$f":"(DmYear!$L$32*(Unit!K$162/100)/DB!P$3)*(Unit!J186/100)*1000","v":0},{"$f":"(DmYear!$L$32*(Unit!L$162/100)/DB!Q$3)*(Unit!K186/100)*1000","v":0},{"$f":"(DmYear!$L$32*(Unit!M$162/100)/DB!R$3)*(Unit!L186/100)*1000","v":0},{"$f":"(DmYear!$L$32*(Unit!N$162/100)/DB!S$3)*(Unit!M186/100)*1000","v":0},"-",null,3,{"$f":"(DmYear!$L$32*(Unit!C$163/100)/DB!H$4)*(Unit!P186/100)*1000","v":0},{"$f":"(DmYear!$L$32*(Unit!D$163/100)/DB!I$4)*(Unit!Q186/100)*1000","v":0},{"$f":"(DmYear!$L$32*(Unit!E$163/100)/DB!J$4)*(Unit!R186/100)*1000","v":0},{"$f":"(DmYear!$L$32*(Unit!F$163/100)/DB!K$4)*(Unit!S186/100)*1000","v":0},{"$f":"(DmYear!$L$32*(Unit!G$163/100)/DB!L$4)*(Unit!T186/100)*1000","v":0},{"$f":"(DmYear!$L$32*(Unit!H$163/100)/DB!M$4)*(Unit!U186/100)*1000","v":0},{"$f":"(DmYear!$L$32*(Unit!I$163/100)/DB!N$4)*(Unit!V186/100)*1000","v":0},{"$f":"(DmYear!$L$32*(Unit!J$163/100)/DB!O$4)*(Unit!W186/100)*1000","v":0},{"$f":"(DmYear!$L$32*(Unit!K$163/100)/DB!P$4)*(Unit!X186/100)*1000","v":0},{"$f":"(DmYear!$L$32*(Unit!L$163/100)/DB!Q$4)*(Unit!Y186/100)*1000","v":0},{"$f":"(DmYear!$L$32*(Unit!M$163/100)/DB!R$4)*(Unit!Z186/100)*1000","v":0},{"$f":"(DmYear!$L$32*(Unit!N$163/100)/DB!S$4)*(Unit!AA186/100)*1000","v":0},"-",null,3,{"$f":"(DmYear!$L$32*(Unit!C$164/100)/DB!H$5)*(Unit!AD186/100)*1000","v":0},{"$f":"(DmYear!$L$32*(Unit!D$164/100)/DB!I$5)*(Unit!AE186/100)*1000","v":0},{"$f":"(DmYear!$L$32*(Unit!E$164/100)/DB!J$5)*(Unit!AF186/100)*1000","v":0},{"$f":"(DmYear!$L$32*(Unit!F$164/100)/DB!K$5)*(Unit!AG186/100)*1000","v":0},{"$f":"(DmYear!$L$32*(Unit!G$164/100)/DB!L$5)*(Unit!AH186/100)*1000","v":0},{"$f":"(DmYear!$L$32*(Unit!H$164/100)/DB!M$5)*(Unit!AI186/100)*1000","v":0},{"$f":"(DmYear!$L$32*(Unit!I$164/100)/DB!N$5)*(Unit!AJ186/100)*1000","v":0},{"$f":"(DmYear!$L$32*(Unit!J$164/100)/DB!O$5)*(Unit!AK186/100)*1000","v":0},{"$f":"(DmYear!$L$32*(Unit!K$164/100)/DB!P$5)*(Unit!AL186/100)*1000","v":0},{"$f":"(DmYear!$L$32*(Unit!L$164/100)/DB!Q$5)*(Unit!AM186/100)*1000","v":0},{"$f":"(DmYear!$L$32*(Unit!M$164/100)/DB!R$5)*(Unit!AN186/100)*1000","v":0},{"$f":"(DmYear!$L$32*(Unit!N$164/100)/DB!S$5)*(Unit!AO186/100)*1000","v":0},"-",null,null,3,0,0,0,0,0,0,0,0,0,0,0,0,null,null,3,0,0,0,0,0,0,0,0,0,0,0,0,null,null,3,0,0,0,0,0,0,0,0,0,0,0,0]
[null,4,{"$f":"(DmYear!$L$5*(Unit!C$162/100)/DB!H$3)*(Unit!B187/100)*1000","v":0},{"$f":"(DmYear!$L$5*(Unit!D$162/100)/DB!I$3)*(Unit!C187/100)*1000","v":0},{"$f":"(DmYear!$L$5*(Unit!E$162/100)/DB!J$3)*(Unit!D187/100)*1000","v":0},{"$f":"(DmYear!$L$5*(Unit!F$162/100)/DB!K$3)*(Unit!E187/100)*1000","v":0},{"$f":"(DmYear!$L$5*(Unit!G$162/100)/DB!L$3)*(Unit!F187/100)*1000","v":0},{"$f":"(DmYear!$L$5*(Unit!H$162/100)/DB!M$3)*(Unit!G187/100)*1000","v":0},{"$f":"(DmYear!$L$5*(Unit!I$162/100)/DB!N$3)*(Unit!H187/100)*1000","v":0},{"$f":"(DmYear!$L$5*(Unit!J$162/100)/DB!O$3)*(Unit!I187/100)*1000","v":0},{"$f":"(DmYear!$L$5*(Unit!K$162/100)/DB!P$3)*(Unit!J187/100)*1000","v":0},{"$f":"(DmYear!$L$5*(Unit!L$162/100)/DB!Q$3)*(Unit!K187/100)*1000","v":0},{"$f":"(DmYear!$L$5*(Unit!M$162/100)/DB!R$3)*(Unit!L187/100)*1000","v":0},{"$f":"(DmYear!$L$5*(Unit!N$162/100)/DB!S$3)*(Unit!M187/100)*1000","v":0},"-",null,4,{"$f":"(DmYear!$L$5*(Unit!C$163/100)/DB!H$4)*(Unit!P187/100)*1000","v":0},{"$f":"(DmYear!$L$5*(Unit!D$163/100)/DB!I$4)*(Unit!Q187/100)*1000","v":0},{"$f":"(DmYear!$L$5*(Unit!E$163/100)/DB!J$4)*(Unit!R187/100)*1000","v":0},{"$f":"(DmYear!$L$5*(Unit!F$163/100)/DB!K$4)*(Unit!S187/100)*1000","v":0},{"$f":"(DmYear!$L$5*(Unit!G$163/100)/DB!L$4)*(Unit!T187/100)*1000","v":0},{"$f":"(DmYear!$L$5*(Unit!H$163/100)/DB!M$4)*(Unit!U187/100)*1000","v":0},{"$f":"(DmYear!$L$5*(Unit!I$163/100)/DB!N$4)*(Unit!V187/100)*1000","v":0},{"$f":"(DmYear!$L$5*(Unit!J$163/100)/DB!O$4)*(Unit!W187/100)*1000","v":0},{"$f":"(DmYear!$L$5*(Unit!K$163/100)/DB!P$4)*(Unit!X187/100)*1000","v":0},{"$f":"(DmYear!$L$5*(Unit!L$163/100)/DB!Q$4)*(Unit!Y187/100)*1000","v":0},{"$f":"(DmYear!$L$5*(Unit!M$163/100)/DB!R$4)*(Unit!Z187/100)*1000","v":0},{"$f":"(DmYear!$L$5*(Unit!N$163/100)/DB!S$4)*(Unit!AA187/100)*1000","v":0},"-",null,4,{"$f":"(DmYear!$L$5*(Unit!C$164/100)/DB!H$5)*(Unit!AD187/100)*1000","v":0},{"$f":"(DmYear!$L$5*(Unit!D$164/100)/DB!I$5)*(Unit!AE187/100)*1000","v":0},{"$f":"(DmYear!$L$5*(Unit!E$164/100)/DB!J$5)*(Unit!AF187/100)*1000","v":0},{"$f":"(DmYear!$L$5*(Unit!F$164/100)/DB!K$5)*(Unit!AG187/100)*1000","v":0},{"$f":"(DmYear!$L$5*(Unit!G$164/100)/DB!L$5)*(Unit!AH187/100)*1000","v":0},{"$f":"(DmYear!$L$5*(Unit!H$164/100)/DB!M$5)*(Unit!AI187/100)*1000","v":0},{"$f":"(DmYear!$L$5*(Unit!I$164/100)/DB!N$5)*(Unit!AJ187/100)*1000","v":0},{"$f":"(DmYear!$L$5*(Unit!J$164/100)/DB!O$5)*(Unit!AK187/100)*1000","v":0},{"$f":"(DmYear!$L$5*(Unit!K$164/100)/DB!P$5)*(Unit!AL187/100)*1000","v":0},{"$f":"(DmYear!$L$5*(Unit!L$164/100)/DB!Q$5)*(Unit!AM187/100)*1000","v":0},{"$f":"(DmYear!$L$5*(Unit!M$164/100)/DB!R$5)*(Unit!AN187/100)*1000","v":0},{"$f":"(DmYear!$L$5*(Unit!N$164/100)/DB!S$5)*(Unit!AO187/100)*1000","v":0},"-",null,null,4,0,0,0,0,0,0,0,0,0,0,0,0,null,null,4,0,0,0,0,0,0,0,0,0,0,0,0,null,null,4,0,0,0,0,0,0,0,0,0,0,0,0,null,null,null,null,4,{"$f":"(DmYear!$L$32*(Unit!C$162/100)/DB!H$3)*(Unit!B187/100)*1000","v":0},{"$f":"(DmYear!$L$32*(Unit!D$162/100)/DB!I$3)*(Unit!C187/100)*1000","v":0},{"$f":"(DmYear!$L$32*(Unit!E$162/100)/DB!J$3)*(Unit!D187/100)*1000","v":0},{"$f":"(DmYear!$L$32*(Unit!F$162/100)/DB!K$3)*(Unit!E187/100)*1000","v":0},{"$f":"(DmYear!$L$32*(Unit!G$162/100)/DB!L$3)*(Unit!F187/100)*1000","v":0},{"$f":"(DmYear!$L$32*(Unit!H$162/100)/DB!M$3)*(Unit!G187/100)*1000","v":0},{"$f":"(DmYear!$L$32*(Unit!I$162/100)/DB!N$3)*(Unit!H187/100)*1000","v":0},{"$f":"(DmYear!$L$32*(Unit!J$162/100)/DB!O$3)*(Unit!I187/100)*1000","v":0},{"$f":"(DmYear!$L$32*(Unit!K$162/100)/DB!P$3)*(Unit!J187/100)*1000","v":0},{"$f":"(DmYear!$L$32*(Unit!L$162/100)/DB!Q$3)*(Unit!K187/100)*1000","v":0},{"$f":"(DmYear!$L$32*(Unit!M$162/100)/DB!R$3)*(Unit!L187/100)*1000","v":0},{"$f":"(DmYear!$L$32*(Unit!N$162/100)/DB!S$3)*(Unit!M187/100)*1000","v":0},"-",null,4,{"$f":"(DmYear!$L$32*(Unit!C$163/100)/DB!H$4)*(Unit!P187/100)*1000","v":0},{"$f":"(DmYear!$L$32*(Unit!D$163/100)/DB!I$4)*(Unit!Q187/100)*1000","v":0},{"$f":"(DmYear!$L$32*(Unit!E$163/100)/DB!J$4)*(Unit!R187/100)*1000","v":0},{"$f":"(DmYear!$L$32*(Unit!F$163/100)/DB!K$4)*(Unit!S187/100)*1000","v":0},{"$f":"(DmYear!$L$32*(Unit!G$163/100)/DB!L$4)*(Unit!T187/100)*1000","v":0},{"$f":"(DmYear!$L$32*(Unit!H$163/100)/DB!M$4)*(Unit!U187/100)*1000","v":0},{"$f":"(DmYear!$L$32*(Unit!I$163/100)/DB!N$4)*(Unit!V187/100)*1000","v":0},{"$f":"(DmYear!$L$32*(Unit!J$163/100)/DB!O$4)*(Unit!W187/100)*1000","v":0},{"$f":"(DmYear!$L$32*(Unit!K$163/100)/DB!P$4)*(Unit!X187/100)*1000","v":0},{"$f":"(DmYear!$L$32*(Unit!L$163/100)/DB!Q$4)*(Unit!Y187/100)*1000","v":0},{"$f":"(DmYear!$L$32*(Unit!M$163/100)/DB!R$4)*(Unit!Z187/100)*1000","v":0},{"$f":"(DmYear!$L$32*(Unit!N$163/100)/DB!S$4)*(Unit!AA187/100)*1000","v":0},"-",null,4,{"$f":"(DmYear!$L$32*(Unit!C$164/100)/DB!H$5)*(Unit!AD187/100)*1000","v":0},{"$f":"(DmYear!$L$32*(Unit!D$164/100)/DB!I$5)*(Unit!AE187/100)*1000","v":0},{"$f":"(DmYear!$L$32*(Unit!E$164/100)/DB!J$5)*(Unit!AF187/100)*1000","v":0},{"$f":"(DmYear!$L$32*(Unit!F$164/100)/DB!K$5)*(Unit!AG187/100)*1000","v":0},{"$f":"(DmYear!$L$32*(Unit!G$164/100)/DB!L$5)*(Unit!AH187/100)*1000","v":0},{"$f":"(DmYear!$L$32*(Unit!H$164/100)/DB!M$5)*(Unit!AI187/100)*1000","v":0},{"$f":"(DmYear!$L$32*(Unit!I$164/100)/DB!N$5)*(Unit!AJ187/100)*1000","v":0},{"$f":"(DmYear!$L$32*(Unit!J$164/100)/DB!O$5)*(Unit!AK187/100)*1000","v":0},{"$f":"(DmYear!$L$32*(Unit!K$164/100)/DB!P$5)*(Unit!AL187/100)*1000","v":0},{"$f":"(DmYear!$L$32*(Unit!L$164/100)/DB!Q$5)*(Unit!AM187/100)*1000","v":0},{"$f":"(DmYear!$L$32*(Unit!M$164/100)/DB!R$5)*(Unit!AN187/100)*1000","v":0},{"$f":"(DmYear!$L$32*(Unit!N$164/100)/DB!S$5)*(Unit!AO187/100)*1000","v":0},"-",null,null,4,0,0,0,0,0,0,0,0,0,0,0,0,null,null,4,0,0,0,0,0,0,0,0,0,0,0,0,null,null,4,0,0,0,0,0,0,0,0,0,0,0,0]
[null,5,{"$f":"(DmYear!$L$5*(Unit!C$162/100)/DB!H$3)*(Unit!B188/100)*1000","v":0},{"$f":"(DmYear!$L$5*(Unit!D$162/100)/DB!I$3)*(Unit!C188/100)*1000","v":0},{"$f":"(DmYear!$L$5*(Unit!E$162/100)/DB!J$3)*(Unit!D188/100)*1000","v":0},{"$f":"(DmYear!$L$5*(Unit!F$162/100)/DB!K$3)*(Unit!E188/100)*1000","v":0},{"$f":"(DmYear!$L$5*(Unit!G$162/100)/DB!L$3)*(Unit!F188/100)*1000","v":0},{"$f":"(DmYear!$L$5*(Unit!H$162/100)/DB!M$3)*(Unit!G188/100)*1000","v":0},{"$f":"(DmYear!$L$5*(Unit!I$162/100)/DB!N$3)*(Unit!H188/100)*1000","v":0},{"$f":"(DmYear!$L$5*(Unit!J$162/100)/DB!O$3)*(Unit!I188/100)*1000","v":0},{"$f":"(DmYear!$L$5*(Unit!K$162/100)/DB!P$3)*(Unit!J188/100)*1000","v":0},{"$f":"(DmYear!$L$5*(Unit!L$162/100)/DB!Q$3)*(Unit!K188/100)*1000","v":0},{"$f":"(DmYear!$L$5*(Unit!M$162/100)/DB!R$3)*(Unit!L188/100)*1000","v":0},{"$f":"(DmYear!$L$5*(Unit!N$162/100)/DB!S$3)*(Unit!M188/100)*1000","v":0},"-",null,5,{"$f":"(DmYear!$L$5*(Unit!C$163/100)/DB!H$4)*(Unit!P188/100)*1000","v":0},{"$f":"(DmYear!$L$5*(Unit!D$163/100)/DB!I$4)*(Unit!Q188/100)*1000","v":0},{"$f":"(DmYear!$L$5*(Unit!E$163/100)/DB!J$4)*(Unit!R188/100)*1000","v":0},{"$f":"(DmYear!$L$5*(Unit!F$163/100)/DB!K$4)*(Unit!S188/100)*1000","v":0},{"$f":"(DmYear!$L$5*(Unit!G$163/100)/DB!L$4)*(Unit!T188/100)*1000","v":0},{"$f":"(DmYear!$L$5*(Unit!H$163/100)/DB!M$4)*(Unit!U188/100)*1000","v":0},{"$f":"(DmYear!$L$5*(Unit!I$163/100)/DB!N$4)*(Unit!V188/100)*1000","v":0},{"$f":"(DmYear!$L$5*(Unit!J$163/100)/DB!O$4)*(Unit!W188/100)*1000","v":0},{"$f":"(DmYear!$L$5*(Unit!K$163/100)/DB!P$4)*(Unit!X188/100)*1000","v":0},{"$f":"(DmYear!$L$5*(Unit!L$163/100)/DB!Q$4)*(Unit!Y188/100)*1000","v":0},{"$f":"(DmYear!$L$5*(Unit!M$163/100)/DB!R$4)*(Unit!Z188/100)*1000","v":0},{"$f":"(DmYear!$L$5*(Unit!N$163/100)/DB!S$4)*(Unit!AA188/100)*1000","v":0},"-",null,5,{"$f":"(DmYear!$L$5*(Unit!C$164/100)/DB!H$5)*(Unit!AD188/100)*1000","v":0},{"$f":"(DmYear!$L$5*(Unit!D$164/100)/DB!I$5)*(Unit!AE188/100)*1000","v":0},{"$f":"(DmYear!$L$5*(Unit!E$164/100)/DB!J$5)*(Unit!AF188/100)*1000","v":0},{"$f":"(DmYear!$L$5*(Unit!F$164/100)/DB!K$5)*(Unit!AG188/100)*1000","v":0},{"$f":"(DmYear!$L$5*(Unit!G$164/100)/DB!L$5)*(Unit!AH188/100)*1000","v":0},{"$f":"(DmYear!$L$5*(Unit!H$164/100)/DB!M$5)*(Unit!AI188/100)*1000","v":0},{"$f":"(DmYear!$L$5*(Unit!I$164/100)/DB!N$5)*(Unit!AJ188/100)*1000","v":0},{"$f":"(DmYear!$L$5*(Unit!J$164/100)/DB!O$5)*(Unit!AK188/100)*1000","v":0},{"$f":"(DmYear!$L$5*(Unit!K$164/100)/DB!P$5)*(Unit!AL188/100)*1000","v":0},{"$f":"(DmYear!$L$5*(Unit!L$164/100)/DB!Q$5)*(Unit!AM188/100)*1000","v":0},{"$f":"(DmYear!$L$5*(Unit!M$164/100)/DB!R$5)*(Unit!AN188/100)*1000","v":0},{"$f":"(DmYear!$L$5*(Unit!N$164/100)/DB!S$5)*(Unit!AO188/100)*1000","v":0},"-",null,null,5,0,0,0,0,0,0,0,0,0,0,0,0,null,null,5,0,0,0,0,0,0,0,0,0,0,0,0,null,null,5,0,0,0,0,0,0,0,0,0,0,0,0,null,null,null,null,5,{"$f":"(DmYear!$L$32*(Unit!C$162/100)/DB!H$3)*(Unit!B188/100)*1000","v":0},{"$f":"(DmYear!$L$32*(Unit!D$162/100)/DB!I$3)*(Unit!C188/100)*1000","v":0},{"$f":"(DmYear!$L$32*(Unit!E$162/100)/DB!J$3)*(Unit!D188/100)*1000","v":0},{"$f":"(DmYear!$L$32*(Unit!F$162/100)/DB!K$3)*(Unit!E188/100)*1000","v":0},{"$f":"(DmYear!$L$32*(Unit!G$162/100)/DB!L$3)*(Unit!F188/100)*1000","v":0},{"$f":"(DmYear!$L$32*(Unit!H$162/100)/DB!M$3)*(Unit!G188/100)*1000","v":0},{"$f":"(DmYear!$L$32*(Unit!I$162/100)/DB!N$3)*(Unit!H188/100)*1000","v":0},{"$f":"(DmYear!$L$32*(Unit!J$162/100)/DB!O$3)*(Unit!I188/100)*1000","v":0},{"$f":"(DmYear!$L$32*(Unit!K$162/100)/DB!P$3)*(Unit!J188/100)*1000","v":0},{"$f":"(DmYear!$L$32*(Unit!L$162/100)/DB!Q$3)*(Unit!K188/100)*1000","v":0},{"$f":"(DmYear!$L$32*(Unit!M$162/100)/DB!R$3)*(Unit!L188/100)*1000","v":0},{"$f":"(DmYear!$L$32*(Unit!N$162/100)/DB!S$3)*(Unit!M188/100)*1000","v":0},"-",null,5,{"$f":"(DmYear!$L$32*(Unit!C$163/100)/DB!H$4)*(Unit!P188/100)*1000","v":0},{"$f":"(DmYear!$L$32*(Unit!D$163/100)/DB!I$4)*(Unit!Q188/100)*1000","v":0},{"$f":"(DmYear!$L$32*(Unit!E$163/100)/DB!J$4)*(Unit!R188/100)*1000","v":0},{"$f":"(DmYear!$L$32*(Unit!F$163/100)/DB!K$4)*(Unit!S188/100)*1000","v":0},{"$f":"(DmYear!$L$32*(Unit!G$163/100)/DB!L$4)*(Unit!T188/100)*1000","v":0},{"$f":"(DmYear!$L$32*(Unit!H$163/100)/DB!M$4)*(Unit!U188/100)*1000","v":0},{"$f":"(DmYear!$L$32*(Unit!I$163/100)/DB!N$4)*(Unit!V188/100)*1000","v":0},{"$f":"(DmYear!$L$32*(Unit!J$163/100)/DB!O$4)*(Unit!W188/100)*1000","v":0},{"$f":"(DmYear!$L$32*(Unit!K$163/100)/DB!P$4)*(Unit!X188/100)*1000","v":0},{"$f":"(DmYear!$L$32*(Unit!L$163/100)/DB!Q$4)*(Unit!Y188/100)*1000","v":0},{"$f":"(DmYear!$L$32*(Unit!M$163/100)/DB!R$4)*(Unit!Z188/100)*1000","v":0},{"$f":"(DmYear!$L$32*(Unit!N$163/100)/DB!S$4)*(Unit!AA188/100)*1000","v":0},"-",null,5,{"$f":"(DmYear!$L$32*(Unit!C$164/100)/DB!H$5)*(Unit!AD188/100)*1000","v":0},{"$f":"(DmYear!$L$32*(Unit!D$164/100)/DB!I$5)*(Unit!AE188/100)*1000","v":0},{"$f":"(DmYear!$L$32*(Unit!E$164/100)/DB!J$5)*(Unit!AF188/100)*1000","v":0},{"$f":"(DmYear!$L$32*(Unit!F$164/100)/DB!K$5)*(Unit!AG188/100)*1000","v":0},{"$f":"(DmYear!$L$32*(Unit!G$164/100)/DB!L$5)*(Unit!AH188/100)*1000","v":0},{"$f":"(DmYear!$L$32*(Unit!H$164/100)/DB!M$5)*(Unit!AI188/100)*1000","v":0},{"$f":"(DmYear!$L$32*(Unit!I$164/100)/DB!N$5)*(Unit!AJ188/100)*1000","v":0},{"$f":"(DmYear!$L$32*(Unit!J$164/100)/DB!O$5)*(Unit!AK188/100)*1000","v":0},{"$f":"(DmYear!$L$32*(Unit!K$164/100)/DB!P$5)*(Unit!AL188/100)*1000","v":0},{"$f":"(DmYear!$L$32*(Unit!L$164/100)/DB!Q$5)*(Unit!AM188/100)*1000","v":0},{"$f":"(DmYear!$L$32*(Unit!M$164/100)/DB!R$5)*(Unit!AN188/100)*1000","v":0},{"$f":"(DmYear!$L$32*(Unit!N$164/100)/DB!S$5)*(Unit!AO188/100)*1000","v":0},"-",null,null,5,0,0,0,0,0,0,0,0,0,0,0,0,null,null,5,0,0,0,0,0,0,0,0,0,0,0,0,null,null,5,0,0,0,0,0,0,0,0,0,0,0,0]
[null,6,{"$f":"(DmYear!$L$5*(Unit!C$162/100)/DB!H$3)*(Unit!B189/100)*1000","v":0},{"$f":"(DmYear!$L$5*(Unit!D$162/100)/DB!I$3)*(Unit!C189/100)*1000","v":0},{"$f":"(DmYear!$L$5*(Unit!E$162/100)/DB!J$3)*(Unit!D189/100)*1000","v":0},{"$f":"(DmYear!$L$5*(Unit!F$162/100)/DB!K$3)*(Unit!E189/100)*1000","v":0},{"$f":"(DmYear!$L$5*(Unit!G$162/100)/DB!L$3)*(Unit!F189/100)*1000","v":0},{"$f":"(DmYear!$L$5*(Unit!H$162/100)/DB!M$3)*(Unit!G189/100)*1000","v":0},{"$f":"(DmYear!$L$5*(Unit!I$162/100)/DB!N$3)*(Unit!H189/100)*1000","v":0},{"$f":"(DmYear!$L$5*(Unit!J$162/100)/DB!O$3)*(Unit!I189/100)*1000","v":0},{"$f":"(DmYear!$L$5*(Unit!K$162/100)/DB!P$3)*(Unit!J189/100)*1000","v":0},{"$f":"(DmYear!$L$5*(Unit!L$162/100)/DB!Q$3)*(Unit!K189/100)*1000","v":0},{"$f":"(DmYear!$L$5*(Unit!M$162/100)/DB!R$3)*(Unit!L189/100)*1000","v":0},{"$f":"(DmYear!$L$5*(Unit!N$162/100)/DB!S$3)*(Unit!M189/100)*1000","v":0},"-",null,6,{"$f":"(DmYear!$L$5*(Unit!C$163/100)/DB!H$4)*(Unit!P189/100)*1000","v":0},{"$f":"(DmYear!$L$5*(Unit!D$163/100)/DB!I$4)*(Unit!Q189/100)*1000","v":0},{"$f":"(DmYear!$L$5*(Unit!E$163/100)/DB!J$4)*(Unit!R189/100)*1000","v":0},{"$f":"(DmYear!$L$5*(Unit!F$163/100)/DB!K$4)*(Unit!S189/100)*1000","v":0},{"$f":"(DmYear!$L$5*(Unit!G$163/100)/DB!L$4)*(Unit!T189/100)*1000","v":0},{"$f":"(DmYear!$L$5*(Unit!H$163/100)/DB!M$4)*(Unit!U189/100)*1000","v":0},{"$f":"(DmYear!$L$5*(Unit!I$163/100)/DB!N$4)*(Unit!V189/100)*1000","v":0},{"$f":"(DmYear!$L$5*(Unit!J$163/100)/DB!O$4)*(Unit!W189/100)*1000","v":0},{"$f":"(DmYear!$L$5*(Unit!K$163/100)/DB!P$4)*(Unit!X189/100)*1000","v":0},{"$f":"(DmYear!$L$5*(Unit!L$163/100)/DB!Q$4)*(Unit!Y189/100)*1000","v":0},{"$f":"(DmYear!$L$5*(Unit!M$163/100)/DB!R$4)*(Unit!Z189/100)*1000","v":0},{"$f":"(DmYear!$L$5*(Unit!N$163/100)/DB!S$4)*(Unit!AA189/100)*1000","v":0},"-",null,6,{"$f":"(DmYear!$L$5*(Unit!C$164/100)/DB!H$5)*(Unit!AD189/100)*1000","v":0},{"$f":"(DmYear!$L$5*(Unit!D$164/100)/DB!I$5)*(Unit!AE189/100)*1000","v":0},{"$f":"(DmYear!$L$5*(Unit!E$164/100)/DB!J$5)*(Unit!AF189/100)*1000","v":0},{"$f":"(DmYear!$L$5*(Unit!F$164/100)/DB!K$5)*(Unit!AG189/100)*1000","v":0},{"$f":"(DmYear!$L$5*(Unit!G$164/100)/DB!L$5)*(Unit!AH189/100)*1000","v":0},{"$f":"(DmYear!$L$5*(Unit!H$164/100)/DB!M$5)*(Unit!AI189/100)*1000","v":0},{"$f":"(DmYear!$L$5*(Unit!I$164/100)/DB!N$5)*(Unit!AJ189/100)*1000","v":0},{"$f":"(DmYear!$L$5*(Unit!J$164/100)/DB!O$5)*(Unit!AK189/100)*1000","v":0},{"$f":"(DmYear!$L$5*(Unit!K$164/100)/DB!P$5)*(Unit!AL189/100)*1000","v":0},{"$f":"(DmYear!$L$5*(Unit!L$164/100)/DB!Q$5)*(Unit!AM189/100)*1000","v":0},{"$f":"(DmYear!$L$5*(Unit!M$164/100)/DB!R$5)*(Unit!AN189/100)*1000","v":0},{"$f":"(DmYear!$L$5*(Unit!N$164/100)/DB!S$5)*(Unit!AO189/100)*1000","v":0},"-",null,null,6,0,0,0,0,0,0,0,0,0,0,0,0,null,null,6,0,0,0,0,0,0,0,0,0,0,0,0,null,null,6,0,0,0,0,0,0,0,0,0,0,0,0,null,null,null,null,6,{"$f":"(DmYear!$L$32*(Unit!C$162/100)/DB!H$3)*(Unit!B189/100)*1000","v":0},{"$f":"(DmYear!$L$32*(Unit!D$162/100)/DB!I$3)*(Unit!C189/100)*1000","v":0},{"$f":"(DmYear!$L$32*(Unit!E$162/100)/DB!J$3)*(Unit!D189/100)*1000","v":0},{"$f":"(DmYear!$L$32*(Unit!F$162/100)/DB!K$3)*(Unit!E189/100)*1000","v":0},{"$f":"(DmYear!$L$32*(Unit!G$162/100)/DB!L$3)*(Unit!F189/100)*1000","v":0},{"$f":"(DmYear!$L$32*(Unit!H$162/100)/DB!M$3)*(Unit!G189/100)*1000","v":0},{"$f":"(DmYear!$L$32*(Unit!I$162/100)/DB!N$3)*(Unit!H189/100)*1000","v":0},{"$f":"(DmYear!$L$32*(Unit!J$162/100)/DB!O$3)*(Unit!I189/100)*1000","v":0},{"$f":"(DmYear!$L$32*(Unit!K$162/100)/DB!P$3)*(Unit!J189/100)*1000","v":0},{"$f":"(DmYear!$L$32*(Unit!L$162/100)/DB!Q$3)*(Unit!K189/100)*1000","v":0},{"$f":"(DmYear!$L$32*(Unit!M$162/100)/DB!R$3)*(Unit!L189/100)*1000","v":0},{"$f":"(DmYear!$L$32*(Unit!N$162/100)/DB!S$3)*(Unit!M189/100)*1000","v":0},"-",null,6,{"$f":"(DmYear!$L$32*(Unit!C$163/100)/DB!H$4)*(Unit!P189/100)*1000","v":0},{"$f":"(DmYear!$L$32*(Unit!D$163/100)/DB!I$4)*(Unit!Q189/100)*1000","v":0},{"$f":"(DmYear!$L$32*(Unit!E$163/100)/DB!J$4)*(Unit!R189/100)*1000","v":0},{"$f":"(DmYear!$L$32*(Unit!F$163/100)/DB!K$4)*(Unit!S189/100)*1000","v":0},{"$f":"(DmYear!$L$32*(Unit!G$163/100)/DB!L$4)*(Unit!T189/100)*1000","v":0},{"$f":"(DmYear!$L$32*(Unit!H$163/100)/DB!M$4)*(Unit!U189/100)*1000","v":0},{"$f":"(DmYear!$L$32*(Unit!I$163/100)/DB!N$4)*(Unit!V189/100)*1000","v":0},{"$f":"(DmYear!$L$32*(Unit!J$163/100)/DB!O$4)*(Unit!W189/100)*1000","v":0},{"$f":"(DmYear!$L$32*(Unit!K$163/100)/DB!P$4)*(Unit!X189/100)*1000","v":0},{"$f":"(DmYear!$L$32*(Unit!L$163/100)/DB!Q$4)*(Unit!Y189/100)*1000","v":0},{"$f":"(DmYear!$L$32*(Unit!M$163/100)/DB!R$4)*(Unit!Z189/100)*1000","v":0},{"$f":"(DmYear!$L$32*(Unit!N$163/100)/DB!S$4)*(Unit!AA189/100)*1000","v":0},"-",null,6,{"$f":"(DmYear!$L$32*(Unit!C$164/100)/DB!H$5)*(Unit!AD189/100)*1000","v":0},{"$f":"(DmYear!$L$32*(Unit!D$164/100)/DB!I$5)*(Unit!AE189/100)*1000","v":0},{"$f":"(DmYear!$L$32*(Unit!E$164/100)/DB!J$5)*(Unit!AF189/100)*1000","v":0},{"$f":"(DmYear!$L$32*(Unit!F$164/100)/DB!K$5)*(Unit!AG189/100)*1000","v":0},{"$f":"(DmYear!$L$32*(Unit!G$164/100)/DB!L$5)*(Unit!AH189/100)*1000","v":0},{"$f":"(DmYear!$L$32*(Unit!H$164/100)/DB!M$5)*(Unit!AI189/100)*1000","v":0},{"$f":"(DmYear!$L$32*(Unit!I$164/100)/DB!N$5)*(Unit!AJ189/100)*1000","v":0},{"$f":"(DmYear!$L$32*(Unit!J$164/100)/DB!O$5)*(Unit!AK189/100)*1000","v":0},{"$f":"(DmYear!$L$32*(Unit!K$164/100)/DB!P$5)*(Unit!AL189/100)*1000","v":0},{"$f":"(DmYear!$L$32*(Unit!L$164/100)/DB!Q$5)*(Unit!AM189/100)*1000","v":0},{"$f":"(DmYear!$L$32*(Unit!M$164/100)/DB!R$5)*(Unit!AN189/100)*1000","v":0},{"$f":"(DmYear!$L$32*(Unit!N$164/100)/DB!S$5)*(Unit!AO189/100)*1000","v":0},"-",null,null,6,0,0,0,0,0,0,0,0,0,0,0,0,null,null,6,0,0,0,0,0,0,0,0,0,0,0,0,null,null,6,0,0,0,0,0,0,0,0,0,0,0,0]
[null,7,{"$f":"(DmYear!$L$5*(Unit!C$162/100)/DB!H$3)*(Unit!B190/100)*1000","v":0},{"$f":"(DmYear!$L$5*(Unit!D$162/100)/DB!I$3)*(Unit!C190/100)*1000","v":0},{"$f":"(DmYear!$L$5*(Unit!E$162/100)/DB!J$3)*(Unit!D190/100)*1000","v":0},{"$f":"(DmYear!$L$5*(Unit!F$162/100)/DB!K$3)*(Unit!E190/100)*1000","v":0},{"$f":"(DmYear!$L$5*(Unit!G$162/100)/DB!L$3)*(Unit!F190/100)*1000","v":0},{"$f":"(DmYear!$L$5*(Unit!H$162/100)/DB!M$3)*(Unit!G190/100)*1000","v":0},{"$f":"(DmYear!$L$5*(Unit!I$162/100)/DB!N$3)*(Unit!H190/100)*1000","v":0},{"$f":"(DmYear!$L$5*(Unit!J$162/100)/DB!O$3)*(Unit!I190/100)*1000","v":0},{"$f":"(DmYear!$L$5*(Unit!K$162/100)/DB!P$3)*(Unit!J190/100)*1000","v":0},{"$f":"(DmYear!$L$5*(Unit!L$162/100)/DB!Q$3)*(Unit!K190/100)*1000","v":0},{"$f":"(DmYear!$L$5*(Unit!M$162/100)/DB!R$3)*(Unit!L190/100)*1000","v":0},{"$f":"(DmYear!$L$5*(Unit!N$162/100)/DB!S$3)*(Unit!M190/100)*1000","v":0},"-",null,7,{"$f":"(DmYear!$L$5*(Unit!C$163/100)/DB!H$4)*(Unit!P190/100)*1000","v":0},{"$f":"(DmYear!$L$5*(Unit!D$163/100)/DB!I$4)*(Unit!Q190/100)*1000","v":0},{"$f":"(DmYear!$L$5*(Unit!E$163/100)/DB!J$4)*(Unit!R190/100)*1000","v":0},{"$f":"(DmYear!$L$5*(Unit!F$163/100)/DB!K$4)*(Unit!S190/100)*1000","v":0},{"$f":"(DmYear!$L$5*(Unit!G$163/100)/DB!L$4)*(Unit!T190/100)*1000","v":0},{"$f":"(DmYear!$L$5*(Unit!H$163/100)/DB!M$4)*(Unit!U190/100)*1000","v":0},{"$f":"(DmYear!$L$5*(Unit!I$163/100)/DB!N$4)*(Unit!V190/100)*1000","v":0},{"$f":"(DmYear!$L$5*(Unit!J$163/100)/DB!O$4)*(Unit!W190/100)*1000","v":0},{"$f":"(DmYear!$L$5*(Unit!K$163/100)/DB!P$4)*(Unit!X190/100)*1000","v":0},{"$f":"(DmYear!$L$5*(Unit!L$163/100)/DB!Q$4)*(Unit!Y190/100)*1000","v":0},{"$f":"(DmYear!$L$5*(Unit!M$163/100)/DB!R$4)*(Unit!Z190/100)*1000","v":0},{"$f":"(DmYear!$L$5*(Unit!N$163/100)/DB!S$4)*(Unit!AA190/100)*1000","v":0},"-",null,7,{"$f":"(DmYear!$L$5*(Unit!C$164/100)/DB!H$5)*(Unit!AD190/100)*1000","v":0},{"$f":"(DmYear!$L$5*(Unit!D$164/100)/DB!I$5)*(Unit!AE190/100)*1000","v":0},{"$f":"(DmYear!$L$5*(Unit!E$164/100)/DB!J$5)*(Unit!AF190/100)*1000","v":0},{"$f":"(DmYear!$L$5*(Unit!F$164/100)/DB!K$5)*(Unit!AG190/100)*1000","v":0},{"$f":"(DmYear!$L$5*(Unit!G$164/100)/DB!L$5)*(Unit!AH190/100)*1000","v":0},{"$f":"(DmYear!$L$5*(Unit!H$164/100)/DB!M$5)*(Unit!AI190/100)*1000","v":0},{"$f":"(DmYear!$L$5*(Unit!I$164/100)/DB!N$5)*(Unit!AJ190/100)*1000","v":0},{"$f":"(DmYear!$L$5*(Unit!J$164/100)/DB!O$5)*(Unit!AK190/100)*1000","v":0},{"$f":"(DmYear!$L$5*(Unit!K$164/100)/DB!P$5)*(Unit!AL190/100)*1000","v":0},{"$f":"(DmYear!$L$5*(Unit!L$164/100)/DB!Q$5)*(Unit!AM190/100)*1000","v":0},{"$f":"(DmYear!$L$5*(Unit!M$164/100)/DB!R$5)*(Unit!AN190/100)*1000","v":0},{"$f":"(DmYear!$L$5*(Unit!N$164/100)/DB!S$5)*(Unit!AO190/100)*1000","v":0},"-",null,null,7,0,0,0,0,0,0,0,0,0,0,0,0,null,null,7,0,0,0,0,0,0,0,0,0,0,0,0,null,null,7,0,0,0,0,0,0,0,0,0,0,0,0,null,null,null,null,7,{"$f":"(DmYear!$L$32*(Unit!C$162/100)/DB!H$3)*(Unit!B190/100)*1000","v":0},{"$f":"(DmYear!$L$32*(Unit!D$162/100)/DB!I$3)*(Unit!C190/100)*1000","v":0},{"$f":"(DmYear!$L$32*(Unit!E$162/100)/DB!J$3)*(Unit!D190/100)*1000","v":0},{"$f":"(DmYear!$L$32*(Unit!F$162/100)/DB!K$3)*(Unit!E190/100)*1000","v":0},{"$f":"(DmYear!$L$32*(Unit!G$162/100)/DB!L$3)*(Unit!F190/100)*1000","v":0},{"$f":"(DmYear!$L$32*(Unit!H$162/100)/DB!M$3)*(Unit!G190/100)*1000","v":0},{"$f":"(DmYear!$L$32*(Unit!I$162/100)/DB!N$3)*(Unit!H190/100)*1000","v":0},{"$f":"(DmYear!$L$32*(Unit!J$162/100)/DB!O$3)*(Unit!I190/100)*1000","v":0},{"$f":"(DmYear!$L$32*(Unit!K$162/100)/DB!P$3)*(Unit!J190/100)*1000","v":0},{"$f":"(DmYear!$L$32*(Unit!L$162/100)/DB!Q$3)*(Unit!K190/100)*1000","v":0},{"$f":"(DmYear!$L$32*(Unit!M$162/100)/DB!R$3)*(Unit!L190/100)*1000","v":0},{"$f":"(DmYear!$L$32*(Unit!N$162/100)/DB!S$3)*(Unit!M190/100)*1000","v":0},"-",null,7,{"$f":"(DmYear!$L$32*(Unit!C$163/100)/DB!H$4)*(Unit!P190/100)*1000","v":0},{"$f":"(DmYear!$L$32*(Unit!D$163/100)/DB!I$4)*(Unit!Q190/100)*1000","v":0},{"$f":"(DmYear!$L$32*(Unit!E$163/100)/DB!J$4)*(Unit!R190/100)*1000","v":0},{"$f":"(DmYear!$L$32*(Unit!F$163/100)/DB!K$4)*(Unit!S190/100)*1000","v":0},{"$f":"(DmYear!$L$32*(Unit!G$163/100)/DB!L$4)*(Unit!T190/100)*1000","v":0},{"$f":"(DmYear!$L$32*(Unit!H$163/100)/DB!M$4)*(Unit!U190/100)*1000","v":0},{"$f":"(DmYear!$L$32*(Unit!I$163/100)/DB!N$4)*(Unit!V190/100)*1000","v":0},{"$f":"(DmYear!$L$32*(Unit!J$163/100)/DB!O$4)*(Unit!W190/100)*1000","v":0},{"$f":"(DmYear!$L$32*(Unit!K$163/100)/DB!P$4)*(Unit!X190/100)*1000","v":0},{"$f":"(DmYear!$L$32*(Unit!L$163/100)/DB!Q$4)*(Unit!Y190/100)*1000","v":0},{"$f":"(DmYear!$L$32*(Unit!M$163/100)/DB!R$4)*(Unit!Z190/100)*1000","v":0},{"$f":"(DmYear!$L$32*(Unit!N$163/100)/DB!S$4)*(Unit!AA190/100)*1000","v":0},"-",null,7,{"$f":"(DmYear!$L$32*(Unit!C$164/100)/DB!H$5)*(Unit!AD190/100)*1000","v":0},{"$f":"(DmYear!$L$32*(Unit!D$164/100)/DB!I$5)*(Unit!AE190/100)*1000","v":0},{"$f":"(DmYear!$L$32*(Unit!E$164/100)/DB!J$5)*(Unit!AF190/100)*1000","v":0},{"$f":"(DmYear!$L$32*(Unit!F$164/100)/DB!K$5)*(Unit!AG190/100)*1000","v":0},{"$f":"(DmYear!$L$32*(Unit!G$164/100)/DB!L$5)*(Unit!AH190/100)*1000","v":0},{"$f":"(DmYear!$L$32*(Unit!H$164/100)/DB!M$5)*(Unit!AI190/100)*1000","v":0},{"$f":"(DmYear!$L$32*(Unit!I$164/100)/DB!N$5)*(Unit!AJ190/100)*1000","v":0},{"$f":"(DmYear!$L$32*(Unit!J$164/100)/DB!O$5)*(Unit!AK190/100)*1000","v":0},{"$f":"(DmYear!$L$32*(Unit!K$164/100)/DB!P$5)*(Unit!AL190/100)*1000","v":0},{"$f":"(DmYear!$L$32*(Unit!L$164/100)/DB!Q$5)*(Unit!AM190/100)*1000","v":0},{"$f":"(DmYear!$L$32*(Unit!M$164/100)/DB!R$5)*(Unit!AN190/100)*1000","v":0},{"$f":"(DmYear!$L$32*(Unit!N$164/100)/DB!S$5)*(Unit!AO190/100)*1000","v":0},"-",null,null,7,0,0,0,0,0,0,0,0,0,0,0,0,null,null,7,0,0,0,0,0,0,0,0,0,0,0,0,null,null,7,0,0,0,0,0,0,0,0,0,0,0,0]
[null,8,{"$f":"(DmYear!$L$5*(Unit!C$162/100)/DB!H$3)*(Unit!B191/100)*1000","v":0},{"$f":"(DmYear!$L$5*(Unit!D$162/100)/DB!I$3)*(Unit!C191/100)*1000","v":0},{"$f":"(DmYear!$L$5*(Unit!E$162/100)/DB!J$3)*(Unit!D191/100)*1000","v":0},{"$f":"(DmYear!$L$5*(Unit!F$162/100)/DB!K$3)*(Unit!E191/100)*1000","v":0},{"$f":"(DmYear!$L$5*(Unit!G$162/100)/DB!L$3)*(Unit!F191/100)*1000","v":0},{"$f":"(DmYear!$L$5*(Unit!H$162/100)/DB!M$3)*(Unit!G191/100)*1000","v":0},{"$f":"(DmYear!$L$5*(Unit!I$162/100)/DB!N$3)*(Unit!H191/100)*1000","v":0},{"$f":"(DmYear!$L$5*(Unit!J$162/100)/DB!O$3)*(Unit!I191/100)*1000","v":0},{"$f":"(DmYear!$L$5*(Unit!K$162/100)/DB!P$3)*(Unit!J191/100)*1000","v":0},{"$f":"(DmYear!$L$5*(Unit!L$162/100)/DB!Q$3)*(Unit!K191/100)*1000","v":0},{"$f":"(DmYear!$L$5*(Unit!M$162/100)/DB!R$3)*(Unit!L191/100)*1000","v":0},{"$f":"(DmYear!$L$5*(Unit!N$162/100)/DB!S$3)*(Unit!M191/100)*1000","v":0},"-",null,8,{"$f":"(DmYear!$L$5*(Unit!C$163/100)/DB!H$4)*(Unit!P191/100)*1000","v":0},{"$f":"(DmYear!$L$5*(Unit!D$163/100)/DB!I$4)*(Unit!Q191/100)*1000","v":0},{"$f":"(DmYear!$L$5*(Unit!E$163/100)/DB!J$4)*(Unit!R191/100)*1000","v":0},{"$f":"(DmYear!$L$5*(Unit!F$163/100)/DB!K$4)*(Unit!S191/100)*1000","v":0},{"$f":"(DmYear!$L$5*(Unit!G$163/100)/DB!L$4)*(Unit!T191/100)*1000","v":0},{"$f":"(DmYear!$L$5*(Unit!H$163/100)/DB!M$4)*(Unit!U191/100)*1000","v":0},{"$f":"(DmYear!$L$5*(Unit!I$163/100)/DB!N$4)*(Unit!V191/100)*1000","v":0},{"$f":"(DmYear!$L$5*(Unit!J$163/100)/DB!O$4)*(Unit!W191/100)*1000","v":0},{"$f":"(DmYear!$L$5*(Unit!K$163/100)/DB!P$4)*(Unit!X191/100)*1000","v":0},{"$f":"(DmYear!$L$5*(Unit!L$163/100)/DB!Q$4)*(Unit!Y191/100)*1000","v":0},{"$f":"(DmYear!$L$5*(Unit!M$163/100)/DB!R$4)*(Unit!Z191/100)*1000","v":0},{"$f":"(DmYear!$L$5*(Unit!N$163/100)/DB!S$4)*(Unit!AA191/100)*1000","v":0},"-",null,8,{"$f":"(DmYear!$L$5*(Unit!C$164/100)/DB!H$5)*(Unit!AD191/100)*1000","v":0},{"$f":"(DmYear!$L$5*(Unit!D$164/100)/DB!I$5)*(Unit!AE191/100)*1000","v":0},{"$f":"(DmYear!$L$5*(Unit!E$164/100)/DB!J$5)*(Unit!AF191/100)*1000","v":0},{"$f":"(DmYear!$L$5*(Unit!F$164/100)/DB!K$5)*(Unit!AG191/100)*1000","v":0},{"$f":"(DmYear!$L$5*(Unit!G$164/100)/DB!L$5)*(Unit!AH191/100)*1000","v":0},{"$f":"(DmYear!$L$5*(Unit!H$164/100)/DB!M$5)*(Unit!AI191/100)*1000","v":0},{"$f":"(DmYear!$L$5*(Unit!I$164/100)/DB!N$5)*(Unit!AJ191/100)*1000","v":0},{"$f":"(DmYear!$L$5*(Unit!J$164/100)/DB!O$5)*(Unit!AK191/100)*1000","v":0},{"$f":"(DmYear!$L$5*(Unit!K$164/100)/DB!P$5)*(Unit!AL191/100)*1000","v":0},{"$f":"(DmYear!$L$5*(Unit!L$164/100)/DB!Q$5)*(Unit!AM191/100)*1000","v":0},{"$f":"(DmYear!$L$5*(Unit!M$164/100)/DB!R$5)*(Unit!AN191/100)*1000","v":0},{"$f":"(DmYear!$L$5*(Unit!N$164/100)/DB!S$5)*(Unit!AO191/100)*1000","v":0},"-",null,null,8,0,0,0,0,0,0,0,0,0,0,0,0,null,null,8,0,0,0,0,0,0,0,0,0,0,0,0,null,null,8,0,0,0,0,0,0,0,0,0,0,0,0,null,null,null,null,8,{"$f":"(DmYear!$L$32*(Unit!C$162/100)/DB!H$3)*(Unit!B191/100)*1000","v":0},{"$f":"(DmYear!$L$32*(Unit!D$162/100)/DB!I$3)*(Unit!C191/100)*1000","v":0},{"$f":"(DmYear!$L$32*(Unit!E$162/100)/DB!J$3)*(Unit!D191/100)*1000","v":0},{"$f":"(DmYear!$L$32*(Unit!F$162/100)/DB!K$3)*(Unit!E191/100)*1000","v":0},{"$f":"(DmYear!$L$32*(Unit!G$162/100)/DB!L$3)*(Unit!F191/100)*1000","v":0},{"$f":"(DmYear!$L$32*(Unit!H$162/100)/DB!M$3)*(Unit!G191/100)*1000","v":0},{"$f":"(DmYear!$L$32*(Unit!I$162/100)/DB!N$3)*(Unit!H191/100)*1000","v":0},{"$f":"(DmYear!$L$32*(Unit!J$162/100)/DB!O$3)*(Unit!I191/100)*1000","v":0},{"$f":"(DmYear!$L$32*(Unit!K$162/100)/DB!P$3)*(Unit!J191/100)*1000","v":0},{"$f":"(DmYear!$L$32*(Unit!L$162/100)/DB!Q$3)*(Unit!K191/100)*1000","v":0},{"$f":"(DmYear!$L$32*(Unit!M$162/100)/DB!R$3)*(Unit!L191/100)*1000","v":0},{"$f":"(DmYear!$L$32*(Unit!N$162/100)/DB!S$3)*(Unit!M191/100)*1000","v":0},"-",null,8,{"$f":"(DmYear!$L$32*(Unit!C$163/100)/DB!H$4)*(Unit!P191/100)*1000","v":0},{"$f":"(DmYear!$L$32*(Unit!D$163/100)/DB!I$4)*(Unit!Q191/100)*1000","v":0},{"$f":"(DmYear!$L$32*(Unit!E$163/100)/DB!J$4)*(Unit!R191/100)*1000","v":0},{"$f":"(DmYear!$L$32*(Unit!F$163/100)/DB!K$4)*(Unit!S191/100)*1000","v":0},{"$f":"(DmYear!$L$32*(Unit!G$163/100)/DB!L$4)*(Unit!T191/100)*1000","v":0},{"$f":"(DmYear!$L$32*(Unit!H$163/100)/DB!M$4)*(Unit!U191/100)*1000","v":0},{"$f":"(DmYear!$L$32*(Unit!I$163/100)/DB!N$4)*(Unit!V191/100)*1000","v":0},{"$f":"(DmYear!$L$32*(Unit!J$163/100)/DB!O$4)*(Unit!W191/100)*1000","v":0},{"$f":"(DmYear!$L$32*(Unit!K$163/100)/DB!P$4)*(Unit!X191/100)*1000","v":0},{"$f":"(DmYear!$L$32*(Unit!L$163/100)/DB!Q$4)*(Unit!Y191/100)*1000","v":0},{"$f":"(DmYear!$L$32*(Unit!M$163/100)/DB!R$4)*(Unit!Z191/100)*1000","v":0},{"$f":"(DmYear!$L$32*(Unit!N$163/100)/DB!S$4)*(Unit!AA191/100)*1000","v":0},"-",null,8,{"$f":"(DmYear!$L$32*(Unit!C$164/100)/DB!H$5)*(Unit!AD191/100)*1000","v":0},{"$f":"(DmYear!$L$32*(Unit!D$164/100)/DB!I$5)*(Unit!AE191/100)*1000","v":0},{"$f":"(DmYear!$L$32*(Unit!E$164/100)/DB!J$5)*(Unit!AF191/100)*1000","v":0},{"$f":"(DmYear!$L$32*(Unit!F$164/100)/DB!K$5)*(Unit!AG191/100)*1000","v":0},{"$f":"(DmYear!$L$32*(Unit!G$164/100)/DB!L$5)*(Unit!AH191/100)*1000","v":0},{"$f":"(DmYear!$L$32*(Unit!H$164/100)/DB!M$5)*(Unit!AI191/100)*1000","v":0},{"$f":"(DmYear!$L$32*(Unit!I$164/100)/DB!N$5)*(Unit!AJ191/100)*1000","v":0},{"$f":"(DmYear!$L$32*(Unit!J$164/100)/DB!O$5)*(Unit!AK191/100)*1000","v":0},{"$f":"(DmYear!$L$32*(Unit!K$164/100)/DB!P$5)*(Unit!AL191/100)*1000","v":0},{"$f":"(DmYear!$L$32*(Unit!L$164/100)/DB!Q$5)*(Unit!AM191/100)*1000","v":0},{"$f":"(DmYear!$L$32*(Unit!M$164/100)/DB!R$5)*(Unit!AN191/100)*1000","v":0},{"$f":"(DmYear!$L$32*(Unit!N$164/100)/DB!S$5)*(Unit!AO191/100)*1000","v":0},"-",null,null,8,0,0,0,0,0,0,0,0,0,0,0,0,null,null,8,0,0,0,0,0,0,0,0,0,0,0,0,null,null,8,0,0,0,0,0,0,0,0,0,0,0,0]
[null,9,{"$f":"(DmYear!$L$5*(Unit!C$162/100)/DB!H$3)*(Unit!B192/100)*1000","v":0},{"$f":"(DmYear!$L$5*(Unit!D$162/100)/DB!I$3)*(Unit!C192/100)*1000","v":0},{"$f":"(DmYear!$L$5*(Unit!E$162/100)/DB!J$3)*(Unit!D192/100)*1000","v":0},{"$f":"(DmYear!$L$5*(Unit!F$162/100)/DB!K$3)*(Unit!E192/100)*1000","v":0},{"$f":"(DmYear!$L$5*(Unit!G$162/100)/DB!L$3)*(Unit!F192/100)*1000","v":0},{"$f":"(DmYear!$L$5*(Unit!H$162/100)/DB!M$3)*(Unit!G192/100)*1000","v":0},{"$f":"(DmYear!$L$5*(Unit!I$162/100)/DB!N$3)*(Unit!H192/100)*1000","v":0},{"$f":"(DmYear!$L$5*(Unit!J$162/100)/DB!O$3)*(Unit!I192/100)*1000","v":0},{"$f":"(DmYear!$L$5*(Unit!K$162/100)/DB!P$3)*(Unit!J192/100)*1000","v":0},{"$f":"(DmYear!$L$5*(Unit!L$162/100)/DB!Q$3)*(Unit!K192/100)*1000","v":0},{"$f":"(DmYear!$L$5*(Unit!M$162/100)/DB!R$3)*(Unit!L192/100)*1000","v":0},{"$f":"(DmYear!$L$5*(Unit!N$162/100)/DB!S$3)*(Unit!M192/100)*1000","v":0},"-",null,9,{"$f":"(DmYear!$L$5*(Unit!C$163/100)/DB!H$4)*(Unit!P192/100)*1000","v":0},{"$f":"(DmYear!$L$5*(Unit!D$163/100)/DB!I$4)*(Unit!Q192/100)*1000","v":0},{"$f":"(DmYear!$L$5*(Unit!E$163/100)/DB!J$4)*(Unit!R192/100)*1000","v":0},{"$f":"(DmYear!$L$5*(Unit!F$163/100)/DB!K$4)*(Unit!S192/100)*1000","v":0},{"$f":"(DmYear!$L$5*(Unit!G$163/100)/DB!L$4)*(Unit!T192/100)*1000","v":0},{"$f":"(DmYear!$L$5*(Unit!H$163/100)/DB!M$4)*(Unit!U192/100)*1000","v":0},{"$f":"(DmYear!$L$5*(Unit!I$163/100)/DB!N$4)*(Unit!V192/100)*1000","v":0},{"$f":"(DmYear!$L$5*(Unit!J$163/100)/DB!O$4)*(Unit!W192/100)*1000","v":0},{"$f":"(DmYear!$L$5*(Unit!K$163/100)/DB!P$4)*(Unit!X192/100)*1000","v":0},{"$f":"(DmYear!$L$5*(Unit!L$163/100)/DB!Q$4)*(Unit!Y192/100)*1000","v":0},{"$f":"(DmYear!$L$5*(Unit!M$163/100)/DB!R$4)*(Unit!Z192/100)*1000","v":0},{"$f":"(DmYear!$L$5*(Unit!N$163/100)/DB!S$4)*(Unit!AA192/100)*1000","v":0},"-",null,9,{"$f":"(DmYear!$L$5*(Unit!C$164/100)/DB!H$5)*(Unit!AD192/100)*1000","v":0},{"$f":"(DmYear!$L$5*(Unit!D$164/100)/DB!I$5)*(Unit!AE192/100)*1000","v":0},{"$f":"(DmYear!$L$5*(Unit!E$164/100)/DB!J$5)*(Unit!AF192/100)*1000","v":0},{"$f":"(DmYear!$L$5*(Unit!F$164/100)/DB!K$5)*(Unit!AG192/100)*1000","v":0},{"$f":"(DmYear!$L$5*(Unit!G$164/100)/DB!L$5)*(Unit!AH192/100)*1000","v":0},{"$f":"(DmYear!$L$5*(Unit!H$164/100)/DB!M$5)*(Unit!AI192/100)*1000","v":0},{"$f":"(DmYear!$L$5*(Unit!I$164/100)/DB!N$5)*(Unit!AJ192/100)*1000","v":0},{"$f":"(DmYear!$L$5*(Unit!J$164/100)/DB!O$5)*(Unit!AK192/100)*1000","v":0},{"$f":"(DmYear!$L$5*(Unit!K$164/100)/DB!P$5)*(Unit!AL192/100)*1000","v":0},{"$f":"(DmYear!$L$5*(Unit!L$164/100)/DB!Q$5)*(Unit!AM192/100)*1000","v":0},{"$f":"(DmYear!$L$5*(Unit!M$164/100)/DB!R$5)*(Unit!AN192/100)*1000","v":0},{"$f":"(DmYear!$L$5*(Unit!N$164/100)/DB!S$5)*(Unit!AO192/100)*1000","v":0},"-",null,null,9,0,0,0,0,0,0,0,0,0,0,0,0,null,null,9,0,0,0,0,0,0,0,0,0,0,0,0,null,null,9,0,0,0,0,0,0,0,0,0,0,0,0,null,null,null,null,9,{"$f":"(DmYear!$L$32*(Unit!C$162/100)/DB!H$3)*(Unit!B192/100)*1000","v":0},{"$f":"(DmYear!$L$32*(Unit!D$162/100)/DB!I$3)*(Unit!C192/100)*1000","v":0},{"$f":"(DmYear!$L$32*(Unit!E$162/100)/DB!J$3)*(Unit!D192/100)*1000","v":0},{"$f":"(DmYear!$L$32*(Unit!F$162/100)/DB!K$3)*(Unit!E192/100)*1000","v":0},{"$f":"(DmYear!$L$32*(Unit!G$162/100)/DB!L$3)*(Unit!F192/100)*1000","v":0},{"$f":"(DmYear!$L$32*(Unit!H$162/100)/DB!M$3)*(Unit!G192/100)*1000","v":0},{"$f":"(DmYear!$L$32*(Unit!I$162/100)/DB!N$3)*(Unit!H192/100)*1000","v":0},{"$f":"(DmYear!$L$32*(Unit!J$162/100)/DB!O$3)*(Unit!I192/100)*1000","v":0},{"$f":"(DmYear!$L$32*(Unit!K$162/100)/DB!P$3)*(Unit!J192/100)*1000","v":0},{"$f":"(DmYear!$L$32*(Unit!L$162/100)/DB!Q$3)*(Unit!K192/100)*1000","v":0},{"$f":"(DmYear!$L$32*(Unit!M$162/100)/DB!R$3)*(Unit!L192/100)*1000","v":0},{"$f":"(DmYear!$L$32*(Unit!N$162/100)/DB!S$3)*(Unit!M192/100)*1000","v":0},"-",null,9,{"$f":"(DmYear!$L$32*(Unit!C$163/100)/DB!H$4)*(Unit!P192/100)*1000","v":0},{"$f":"(DmYear!$L$32*(Unit!D$163/100)/DB!I$4)*(Unit!Q192/100)*1000","v":0},{"$f":"(DmYear!$L$32*(Unit!E$163/100)/DB!J$4)*(Unit!R192/100)*1000","v":0},{"$f":"(DmYear!$L$32*(Unit!F$163/100)/DB!K$4)*(Unit!S192/100)*1000","v":0},{"$f":"(DmYear!$L$32*(Unit!G$163/100)/DB!L$4)*(Unit!T192/100)*1000","v":0},{"$f":"(DmYear!$L$32*(Unit!H$163/100)/DB!M$4)*(Unit!U192/100)*1000","v":0},{"$f":"(DmYear!$L$32*(Unit!I$163/100)/DB!N$4)*(Unit!V192/100)*1000","v":0},{"$f":"(DmYear!$L$32*(Unit!J$163/100)/DB!O$4)*(Unit!W192/100)*1000","v":0},{"$f":"(DmYear!$L$32*(Unit!K$163/100)/DB!P$4)*(Unit!X192/100)*1000","v":0},{"$f":"(DmYear!$L$32*(Unit!L$163/100)/DB!Q$4)*(Unit!Y192/100)*1000","v":0},{"$f":"(DmYear!$L$32*(Unit!M$163/100)/DB!R$4)*(Unit!Z192/100)*1000","v":0},{"$f":"(DmYear!$L$32*(Unit!N$163/100)/DB!S$4)*(Unit!AA192/100)*1000","v":0},"-",null,9,{"$f":"(DmYear!$L$32*(Unit!C$164/100)/DB!H$5)*(Unit!AD192/100)*1000","v":0},{"$f":"(DmYear!$L$32*(Unit!D$164/100)/DB!I$5)*(Unit!AE192/100)*1000","v":0},{"$f":"(DmYear!$L$32*(Unit!E$164/100)/DB!J$5)*(Unit!AF192/100)*1000","v":0},{"$f":"(DmYear!$L$32*(Unit!F$164/100)/DB!K$5)*(Unit!AG192/100)*1000","v":0},{"$f":"(DmYear!$L$32*(Unit!G$164/100)/DB!L$5)*(Unit!AH192/100)*1000","v":0},{"$f":"(DmYear!$L$32*(Unit!H$164/100)/DB!M$5)*(Unit!AI192/100)*1000","v":0},{"$f":"(DmYear!$L$32*(Unit!I$164/100)/DB!N$5)*(Unit!AJ192/100)*1000","v":0},{"$f":"(DmYear!$L$32*(Unit!J$164/100)/DB!O$5)*(Unit!AK192/100)*1000","v":0},{"$f":"(DmYear!$L$32*(Unit!K$164/100)/DB!P$5)*(Unit!AL192/100)*1000","v":0},{"$f":"(DmYear!$L$32*(Unit!L$164/100)/DB!Q$5)*(Unit!AM192/100)*1000","v":0},{"$f":"(DmYear!$L$32*(Unit!M$164/100)/DB!R$5)*(Unit!AN192/100)*1000","v":0},{"$f":"(DmYear!$L$32*(Unit!N$164/100)/DB!S$5)*(Unit!AO192/100)*1000","v":0},"-",null,null,9,0,0,0,0,0,0,0,0,0,0,0,0,null,null,9,0,0,0,0,0,0,0,0,0,0,0,0,null,null,9,0,0,0,0,0,0,0,0,0,0,0,0]
[null,10,{"$f":"(DmYear!$L$5*(Unit!C$162/100)/DB!H$3)*(Unit!B193/100)*1000","v":0},{"$f":"(DmYear!$L$5*(Unit!D$162/100)/DB!I$3)*(Unit!C193/100)*1000","v":0},{"$f":"(DmYear!$L$5*(Unit!E$162/100)/DB!J$3)*(Unit!D193/100)*1000","v":0},{"$f":"(DmYear!$L$5*(Unit!F$162/100)/DB!K$3)*(Unit!E193/100)*1000","v":0},{"$f":"(DmYear!$L$5*(Unit!G$162/100)/DB!L$3)*(Unit!F193/100)*1000","v":0},{"$f":"(DmYear!$L$5*(Unit!H$162/100)/DB!M$3)*(Unit!G193/100)*1000","v":0},{"$f":"(DmYear!$L$5*(Unit!I$162/100)/DB!N$3)*(Unit!H193/100)*1000","v":0},{"$f":"(DmYear!$L$5*(Unit!J$162/100)/DB!O$3)*(Unit!I193/100)*1000","v":0},{"$f":"(DmYear!$L$5*(Unit!K$162/100)/DB!P$3)*(Unit!J193/100)*1000","v":0},{"$f":"(DmYear!$L$5*(Unit!L$162/100)/DB!Q$3)*(Unit!K193/100)*1000","v":0},{"$f":"(DmYear!$L$5*(Unit!M$162/100)/DB!R$3)*(Unit!L193/100)*1000","v":0},{"$f":"(DmYear!$L$5*(Unit!N$162/100)/DB!S$3)*(Unit!M193/100)*1000","v":0},"-",null,10,{"$f":"(DmYear!$L$5*(Unit!C$163/100)/DB!H$4)*(Unit!P193/100)*1000","v":0},{"$f":"(DmYear!$L$5*(Unit!D$163/100)/DB!I$4)*(Unit!Q193/100)*1000","v":0},{"$f":"(DmYear!$L$5*(Unit!E$163/100)/DB!J$4)*(Unit!R193/100)*1000","v":0},{"$f":"(DmYear!$L$5*(Unit!F$163/100)/DB!K$4)*(Unit!S193/100)*1000","v":0},{"$f":"(DmYear!$L$5*(Unit!G$163/100)/DB!L$4)*(Unit!T193/100)*1000","v":0},{"$f":"(DmYear!$L$5*(Unit!H$163/100)/DB!M$4)*(Unit!U193/100)*1000","v":0},{"$f":"(DmYear!$L$5*(Unit!I$163/100)/DB!N$4)*(Unit!V193/100)*1000","v":0},{"$f":"(DmYear!$L$5*(Unit!J$163/100)/DB!O$4)*(Unit!W193/100)*1000","v":0},{"$f":"(DmYear!$L$5*(Unit!K$163/100)/DB!P$4)*(Unit!X193/100)*1000","v":0},{"$f":"(DmYear!$L$5*(Unit!L$163/100)/DB!Q$4)*(Unit!Y193/100)*1000","v":0},{"$f":"(DmYear!$L$5*(Unit!M$163/100)/DB!R$4)*(Unit!Z193/100)*1000","v":0},{"$f":"(DmYear!$L$5*(Unit!N$163/100)/DB!S$4)*(Unit!AA193/100)*1000","v":0},"-",null,10,{"$f":"(DmYear!$L$5*(Unit!C$164/100)/DB!H$5)*(Unit!AD193/100)*1000","v":0},{"$f":"(DmYear!$L$5*(Unit!D$164/100)/DB!I$5)*(Unit!AE193/100)*1000","v":0},{"$f":"(DmYear!$L$5*(Unit!E$164/100)/DB!J$5)*(Unit!AF193/100)*1000","v":0},{"$f":"(DmYear!$L$5*(Unit!F$164/100)/DB!K$5)*(Unit!AG193/100)*1000","v":0},{"$f":"(DmYear!$L$5*(Unit!G$164/100)/DB!L$5)*(Unit!AH193/100)*1000","v":0},{"$f":"(DmYear!$L$5*(Unit!H$164/100)/DB!M$5)*(Unit!AI193/100)*1000","v":0},{"$f":"(DmYear!$L$5*(Unit!I$164/100)/DB!N$5)*(Unit!AJ193/100)*1000","v":0},{"$f":"(DmYear!$L$5*(Unit!J$164/100)/DB!O$5)*(Unit!AK193/100)*1000","v":0},{"$f":"(DmYear!$L$5*(Unit!K$164/100)/DB!P$5)*(Unit!AL193/100)*1000","v":0},{"$f":"(DmYear!$L$5*(Unit!L$164/100)/DB!Q$5)*(Unit!AM193/100)*1000","v":0},{"$f":"(DmYear!$L$5*(Unit!M$164/100)/DB!R$5)*(Unit!AN193/100)*1000","v":0},{"$f":"(DmYear!$L$5*(Unit!N$164/100)/DB!S$5)*(Unit!AO193/100)*1000","v":0},"-",null,null,10,0,0,0,0,0,0,0,0,0,0,0,0,null,null,10,0,0,0,0,0,0,0,0,0,0,0,0,null,null,10,0,0,0,0,0,0,0,0,0,0,0,0,null,null,null,null,10,{"$f":"(DmYear!$L$32*(Unit!C$162/100)/DB!H$3)*(Unit!B193/100)*1000","v":0},{"$f":"(DmYear!$L$32*(Unit!D$162/100)/DB!I$3)*(Unit!C193/100)*1000","v":0},{"$f":"(DmYear!$L$32*(Unit!E$162/100)/DB!J$3)*(Unit!D193/100)*1000","v":0},{"$f":"(DmYear!$L$32*(Unit!F$162/100)/DB!K$3)*(Unit!E193/100)*1000","v":0},{"$f":"(DmYear!$L$32*(Unit!G$162/100)/DB!L$3)*(Unit!F193/100)*1000","v":0},{"$f":"(DmYear!$L$32*(Unit!H$162/100)/DB!M$3)*(Unit!G193/100)*1000","v":0},{"$f":"(DmYear!$L$32*(Unit!I$162/100)/DB!N$3)*(Unit!H193/100)*1000","v":0},{"$f":"(DmYear!$L$32*(Unit!J$162/100)/DB!O$3)*(Unit!I193/100)*1000","v":0},{"$f":"(DmYear!$L$32*(Unit!K$162/100)/DB!P$3)*(Unit!J193/100)*1000","v":0},{"$f":"(DmYear!$L$32*(Unit!L$162/100)/DB!Q$3)*(Unit!K193/100)*1000","v":0},{"$f":"(DmYear!$L$32*(Unit!M$162/100)/DB!R$3)*(Unit!L193/100)*1000","v":0},{"$f":"(DmYear!$L$32*(Unit!N$162/100)/DB!S$3)*(Unit!M193/100)*1000","v":0},"-",null,10,{"$f":"(DmYear!$L$32*(Unit!C$163/100)/DB!H$4)*(Unit!P193/100)*1000","v":0},{"$f":"(DmYear!$L$32*(Unit!D$163/100)/DB!I$4)*(Unit!Q193/100)*1000","v":0},{"$f":"(DmYear!$L$32*(Unit!E$163/100)/DB!J$4)*(Unit!R193/100)*1000","v":0},{"$f":"(DmYear!$L$32*(Unit!F$163/100)/DB!K$4)*(Unit!S193/100)*1000","v":0},{"$f":"(DmYear!$L$32*(Unit!G$163/100)/DB!L$4)*(Unit!T193/100)*1000","v":0},{"$f":"(DmYear!$L$32*(Unit!H$163/100)/DB!M$4)*(Unit!U193/100)*1000","v":0},{"$f":"(DmYear!$L$32*(Unit!I$163/100)/DB!N$4)*(Unit!V193/100)*1000","v":0},{"$f":"(DmYear!$L$32*(Unit!J$163/100)/DB!O$4)*(Unit!W193/100)*1000","v":0},{"$f":"(DmYear!$L$32*(Unit!K$163/100)/DB!P$4)*(Unit!X193/100)*1000","v":0},{"$f":"(DmYear!$L$32*(Unit!L$163/100)/DB!Q$4)*(Unit!Y193/100)*1000","v":0},{"$f":"(DmYear!$L$32*(Unit!M$163/100)/DB!R$4)*(Unit!Z193/100)*1000","v":0},{"$f":"(DmYear!$L$32*(Unit!N$163/100)/DB!S$4)*(Unit!AA193/100)*1000","v":0},"-",null,10,{"$f":"(DmYear!$L$32*(Unit!C$164/100)/DB!H$5)*(Unit!AD193/100)*1000","v":0},{"$f":"(DmYear!$L$32*(Unit!D$164/100)/DB!I$5)*(Unit!AE193/100)*1000","v":0},{"$f":"(DmYear!$L$32*(Unit!E$164/100)/DB!J$5)*(Unit!AF193/100)*1000","v":0},{"$f":"(DmYear!$L$32*(Unit!F$164/100)/DB!K$5)*(Unit!AG193/100)*1000","v":0},{"$f":"(DmYear!$L$32*(Unit!G$164/100)/DB!L$5)*(Unit!AH193/100)*1000","v":0},{"$f":"(DmYear!$L$32*(Unit!H$164/100)/DB!M$5)*(Unit!AI193/100)*1000","v":0},{"$f":"(DmYear!$L$32*(Unit!I$164/100)/DB!N$5)*(Unit!AJ193/100)*1000","v":0},{"$f":"(DmYear!$L$32*(Unit!J$164/100)/DB!O$5)*(Unit!AK193/100)*1000","v":0},{"$f":"(DmYear!$L$32*(Unit!K$164/100)/DB!P$5)*(Unit!AL193/100)*1000","v":0},{"$f":"(DmYear!$L$32*(Unit!L$164/100)/DB!Q$5)*(Unit!AM193/100)*1000","v":0},{"$f":"(DmYear!$L$32*(Unit!M$164/100)/DB!R$5)*(Unit!AN193/100)*1000","v":0},{"$f":"(DmYear!$L$32*(Unit!N$164/100)/DB!S$5)*(Unit!AO193/100)*1000","v":0},"-",null,null,10,0,0,0,0,0,0,0,0,0,0,0,0,null,null,10,0,0,0,0,0,0,0,0,0,0,0,0,null,null,10,0,0,0,0,0,0,0,0,0,0,0,0]
[null,11,{"$f":"(DmYear!$L$5*(Unit!C$162/100)/DB!H$3)*(Unit!B194/100)*1000","v":0},{"$f":"(DmYear!$L$5*(Unit!D$162/100)/DB!I$3)*(Unit!C194/100)*1000","v":0},{"$f":"(DmYear!$L$5*(Unit!E$162/100)/DB!J$3)*(Unit!D194/100)*1000","v":0},{"$f":"(DmYear!$L$5*(Unit!F$162/100)/DB!K$3)*(Unit!E194/100)*1000","v":0},{"$f":"(DmYear!$L$5*(Unit!G$162/100)/DB!L$3)*(Unit!F194/100)*1000","v":0},{"$f":"(DmYear!$L$5*(Unit!H$162/100)/DB!M$3)*(Unit!G194/100)*1000","v":0},{"$f":"(DmYear!$L$5*(Unit!I$162/100)/DB!N$3)*(Unit!H194/100)*1000","v":0},{"$f":"(DmYear!$L$5*(Unit!J$162/100)/DB!O$3)*(Unit!I194/100)*1000","v":0},{"$f":"(DmYear!$L$5*(Unit!K$162/100)/DB!P$3)*(Unit!J194/100)*1000","v":0},{"$f":"(DmYear!$L$5*(Unit!L$162/100)/DB!Q$3)*(Unit!K194/100)*1000","v":0},{"$f":"(DmYear!$L$5*(Unit!M$162/100)/DB!R$3)*(Unit!L194/100)*1000","v":0},{"$f":"(DmYear!$L$5*(Unit!N$162/100)/DB!S$3)*(Unit!M194/100)*1000","v":0},"-",null,11,{"$f":"(DmYear!$L$5*(Unit!C$163/100)/DB!H$4)*(Unit!P194/100)*1000","v":0},{"$f":"(DmYear!$L$5*(Unit!D$163/100)/DB!I$4)*(Unit!Q194/100)*1000","v":0},{"$f":"(DmYear!$L$5*(Unit!E$163/100)/DB!J$4)*(Unit!R194/100)*1000","v":0},{"$f":"(DmYear!$L$5*(Unit!F$163/100)/DB!K$4)*(Unit!S194/100)*1000","v":0},{"$f":"(DmYear!$L$5*(Unit!G$163/100)/DB!L$4)*(Unit!T194/100)*1000","v":0},{"$f":"(DmYear!$L$5*(Unit!H$163/100)/DB!M$4)*(Unit!U194/100)*1000","v":0},{"$f":"(DmYear!$L$5*(Unit!I$163/100)/DB!N$4)*(Unit!V194/100)*1000","v":0},{"$f":"(DmYear!$L$5*(Unit!J$163/100)/DB!O$4)*(Unit!W194/100)*1000","v":0},{"$f":"(DmYear!$L$5*(Unit!K$163/100)/DB!P$4)*(Unit!X194/100)*1000","v":0},{"$f":"(DmYear!$L$5*(Unit!L$163/100)/DB!Q$4)*(Unit!Y194/100)*1000","v":0},{"$f":"(DmYear!$L$5*(Unit!M$163/100)/DB!R$4)*(Unit!Z194/100)*1000","v":0},{"$f":"(DmYear!$L$5*(Unit!N$163/100)/DB!S$4)*(Unit!AA194/100)*1000","v":0},"-",null,11,{"$f":"(DmYear!$L$5*(Unit!C$164/100)/DB!H$5)*(Unit!AD194/100)*1000","v":0},{"$f":"(DmYear!$L$5*(Unit!D$164/100)/DB!I$5)*(Unit!AE194/100)*1000","v":0},{"$f":"(DmYear!$L$5*(Unit!E$164/100)/DB!J$5)*(Unit!AF194/100)*1000","v":0},{"$f":"(DmYear!$L$5*(Unit!F$164/100)/DB!K$5)*(Unit!AG194/100)*1000","v":0},{"$f":"(DmYear!$L$5*(Unit!G$164/100)/DB!L$5)*(Unit!AH194/100)*1000","v":0},{"$f":"(DmYear!$L$5*(Unit!H$164/100)/DB!M$5)*(Unit!AI194/100)*1000","v":0},{"$f":"(DmYear!$L$5*(Unit!I$164/100)/DB!N$5)*(Unit!AJ194/100)*1000","v":0},{"$f":"(DmYear!$L$5*(Unit!J$164/100)/DB!O$5)*(Unit!AK194/100)*1000","v":0},{"$f":"(DmYear!$L$5*(Unit!K$164/100)/DB!P$5)*(Unit!AL194/100)*1000","v":0},{"$f":"(DmYear!$L$5*(Unit!L$164/100)/DB!Q$5)*(Unit!AM194/100)*1000","v":0},{"$f":"(DmYear!$L$5*(Unit!M$164/100)/DB!R$5)*(Unit!AN194/100)*1000","v":0},{"$f":"(DmYear!$L$5*(Unit!N$164/100)/DB!S$5)*(Unit!AO194/100)*1000","v":0},"-",null,null,11,0,0,0,0,0,0,0,0,0,0,0,0,null,null,11,0,0,0,0,0,0,0,0,0,0,0,0,null,null,11,0,0,0,0,0,0,0,0,0,0,0,0,null,null,null,null,11,{"$f":"(DmYear!$L$32*(Unit!C$162/100)/DB!H$3)*(Unit!B194/100)*1000","v":0},{"$f":"(DmYear!$L$32*(Unit!D$162/100)/DB!I$3)*(Unit!C194/100)*1000","v":0},{"$f":"(DmYear!$L$32*(Unit!E$162/100)/DB!J$3)*(Unit!D194/100)*1000","v":0},{"$f":"(DmYear!$L$32*(Unit!F$162/100)/DB!K$3)*(Unit!E194/100)*1000","v":0},{"$f":"(DmYear!$L$32*(Unit!G$162/100)/DB!L$3)*(Unit!F194/100)*1000","v":0},{"$f":"(DmYear!$L$32*(Unit!H$162/100)/DB!M$3)*(Unit!G194/100)*1000","v":0},{"$f":"(DmYear!$L$32*(Unit!I$162/100)/DB!N$3)*(Unit!H194/100)*1000","v":0},{"$f":"(DmYear!$L$32*(Unit!J$162/100)/DB!O$3)*(Unit!I194/100)*1000","v":0},{"$f":"(DmYear!$L$32*(Unit!K$162/100)/DB!P$3)*(Unit!J194/100)*1000","v":0},{"$f":"(DmYear!$L$32*(Unit!L$162/100)/DB!Q$3)*(Unit!K194/100)*1000","v":0},{"$f":"(DmYear!$L$32*(Unit!M$162/100)/DB!R$3)*(Unit!L194/100)*1000","v":0},{"$f":"(DmYear!$L$32*(Unit!N$162/100)/DB!S$3)*(Unit!M194/100)*1000","v":0},"-",null,11,{"$f":"(DmYear!$L$32*(Unit!C$163/100)/DB!H$4)*(Unit!P194/100)*1000","v":0},{"$f":"(DmYear!$L$32*(Unit!D$163/100)/DB!I$4)*(Unit!Q194/100)*1000","v":0},{"$f":"(DmYear!$L$32*(Unit!E$163/100)/DB!J$4)*(Unit!R194/100)*1000","v":0},{"$f":"(DmYear!$L$32*(Unit!F$163/100)/DB!K$4)*(Unit!S194/100)*1000","v":0},{"$f":"(DmYear!$L$32*(Unit!G$163/100)/DB!L$4)*(Unit!T194/100)*1000","v":0},{"$f":"(DmYear!$L$32*(Unit!H$163/100)/DB!M$4)*(Unit!U194/100)*1000","v":0},{"$f":"(DmYear!$L$32*(Unit!I$163/100)/DB!N$4)*(Unit!V194/100)*1000","v":0},{"$f":"(DmYear!$L$32*(Unit!J$163/100)/DB!O$4)*(Unit!W194/100)*1000","v":0},{"$f":"(DmYear!$L$32*(Unit!K$163/100)/DB!P$4)*(Unit!X194/100)*1000","v":0},{"$f":"(DmYear!$L$32*(Unit!L$163/100)/DB!Q$4)*(Unit!Y194/100)*1000","v":0},{"$f":"(DmYear!$L$32*(Unit!M$163/100)/DB!R$4)*(Unit!Z194/100)*1000","v":0},{"$f":"(DmYear!$L$32*(Unit!N$163/100)/DB!S$4)*(Unit!AA194/100)*1000","v":0},"-",null,11,{"$f":"(DmYear!$L$32*(Unit!C$164/100)/DB!H$5)*(Unit!AD194/100)*1000","v":0},{"$f":"(DmYear!$L$32*(Unit!D$164/100)/DB!I$5)*(Unit!AE194/100)*1000","v":0},{"$f":"(DmYear!$L$32*(Unit!E$164/100)/DB!J$5)*(Unit!AF194/100)*1000","v":0},{"$f":"(DmYear!$L$32*(Unit!F$164/100)/DB!K$5)*(Unit!AG194/100)*1000","v":0},{"$f":"(DmYear!$L$32*(Unit!G$164/100)/DB!L$5)*(Unit!AH194/100)*1000","v":0},{"$f":"(DmYear!$L$32*(Unit!H$164/100)/DB!M$5)*(Unit!AI194/100)*1000","v":0},{"$f":"(DmYear!$L$32*(Unit!I$164/100)/DB!N$5)*(Unit!AJ194/100)*1000","v":0},{"$f":"(DmYear!$L$32*(Unit!J$164/100)/DB!O$5)*(Unit!AK194/100)*1000","v":0},{"$f":"(DmYear!$L$32*(Unit!K$164/100)/DB!P$5)*(Unit!AL194/100)*1000","v":0},{"$f":"(DmYear!$L$32*(Unit!L$164/100)/DB!Q$5)*(Unit!AM194/100)*1000","v":0},{"$f":"(DmYear!$L$32*(Unit!M$164/100)/DB!R$5)*(Unit!AN194/100)*1000","v":0},{"$f":"(DmYear!$L$32*(Unit!N$164/100)/DB!S$5)*(Unit!AO194/100)*1000","v":0},"-",null,null,11,0,0,0,0,0,0,0,0,0,0,0,0,null,null,11,0,0,0,0,0,0,0,0,0,0,0,0,null,null,11,0,0,0,0,0,0,0,0,0,0,0,0]
[null,12,{"$f":"(DmYear!$L$5*(Unit!C$162/100)/DB!H$3)*(Unit!B195/100)*1000","v":0},{"$f":"(DmYear!$L$5*(Unit!D$162/100)/DB!I$3)*(Unit!C195/100)*1000","v":0},{"$f":"(DmYear!$L$5*(Unit!E$162/100)/DB!J$3)*(Unit!D195/100)*1000","v":0},{"$f":"(DmYear!$L$5*(Unit!F$162/100)/DB!K$3)*(Unit!E195/100)*1000","v":0},{"$f":"(DmYear!$L$5*(Unit!G$162/100)/DB!L$3)*(Unit!F195/100)*1000","v":0},{"$f":"(DmYear!$L$5*(Unit!H$162/100)/DB!M$3)*(Unit!G195/100)*1000","v":0},{"$f":"(DmYear!$L$5*(Unit!I$162/100)/DB!N$3)*(Unit!H195/100)*1000","v":0},{"$f":"(DmYear!$L$5*(Unit!J$162/100)/DB!O$3)*(Unit!I195/100)*1000","v":0},{"$f":"(DmYear!$L$5*(Unit!K$162/100)/DB!P$3)*(Unit!J195/100)*1000","v":0},{"$f":"(DmYear!$L$5*(Unit!L$162/100)/DB!Q$3)*(Unit!K195/100)*1000","v":0},{"$f":"(DmYear!$L$5*(Unit!M$162/100)/DB!R$3)*(Unit!L195/100)*1000","v":0},{"$f":"(DmYear!$L$5*(Unit!N$162/100)/DB!S$3)*(Unit!M195/100)*1000","v":0},"-",null,12,{"$f":"(DmYear!$L$5*(Unit!C$163/100)/DB!H$4)*(Unit!P195/100)*1000","v":0},{"$f":"(DmYear!$L$5*(Unit!D$163/100)/DB!I$4)*(Unit!Q195/100)*1000","v":0},{"$f":"(DmYear!$L$5*(Unit!E$163/100)/DB!J$4)*(Unit!R195/100)*1000","v":0},{"$f":"(DmYear!$L$5*(Unit!F$163/100)/DB!K$4)*(Unit!S195/100)*1000","v":0},{"$f":"(DmYear!$L$5*(Unit!G$163/100)/DB!L$4)*(Unit!T195/100)*1000","v":0},{"$f":"(DmYear!$L$5*(Unit!H$163/100)/DB!M$4)*(Unit!U195/100)*1000","v":0},{"$f":"(DmYear!$L$5*(Unit!I$163/100)/DB!N$4)*(Unit!V195/100)*1000","v":0},{"$f":"(DmYear!$L$5*(Unit!J$163/100)/DB!O$4)*(Unit!W195/100)*1000","v":0},{"$f":"(DmYear!$L$5*(Unit!K$163/100)/DB!P$4)*(Unit!X195/100)*1000","v":0},{"$f":"(DmYear!$L$5*(Unit!L$163/100)/DB!Q$4)*(Unit!Y195/100)*1000","v":0},{"$f":"(DmYear!$L$5*(Unit!M$163/100)/DB!R$4)*(Unit!Z195/100)*1000","v":0},{"$f":"(DmYear!$L$5*(Unit!N$163/100)/DB!S$4)*(Unit!AA195/100)*1000","v":0},"-",null,12,{"$f":"(DmYear!$L$5*(Unit!C$164/100)/DB!H$5)*(Unit!AD195/100)*1000","v":0},{"$f":"(DmYear!$L$5*(Unit!D$164/100)/DB!I$5)*(Unit!AE195/100)*1000","v":0},{"$f":"(DmYear!$L$5*(Unit!E$164/100)/DB!J$5)*(Unit!AF195/100)*1000","v":0},{"$f":"(DmYear!$L$5*(Unit!F$164/100)/DB!K$5)*(Unit!AG195/100)*1000","v":0},{"$f":"(DmYear!$L$5*(Unit!G$164/100)/DB!L$5)*(Unit!AH195/100)*1000","v":0},{"$f":"(DmYear!$L$5*(Unit!H$164/100)/DB!M$5)*(Unit!AI195/100)*1000","v":0},{"$f":"(DmYear!$L$5*(Unit!I$164/100)/DB!N$5)*(Unit!AJ195/100)*1000","v":0},{"$f":"(DmYear!$L$5*(Unit!J$164/100)/DB!O$5)*(Unit!AK195/100)*1000","v":0},{"$f":"(DmYear!$L$5*(Unit!K$164/100)/DB!P$5)*(Unit!AL195/100)*1000","v":0},{"$f":"(DmYear!$L$5*(Unit!L$164/100)/DB!Q$5)*(Unit!AM195/100)*1000","v":0},{"$f":"(DmYear!$L$5*(Unit!M$164/100)/DB!R$5)*(Unit!AN195/100)*1000","v":0},{"$f":"(DmYear!$L$5*(Unit!N$164/100)/DB!S$5)*(Unit!AO195/100)*1000","v":0},"-",null,null,12,0,0,0,0,0,0,0,0,0,0,0,0,null,null,12,0,0,0,0,0,0,0,0,0,0,0,0,null,null,12,0,0,0,0,0,0,0,0,0,0,0,0,null,null,null,null,12,{"$f":"(DmYear!$L$32*(Unit!C$162/100)/DB!H$3)*(Unit!B195/100)*1000","v":0},{"$f":"(DmYear!$L$32*(Unit!D$162/100)/DB!I$3)*(Unit!C195/100)*1000","v":0},{"$f":"(DmYear!$L$32*(Unit!E$162/100)/DB!J$3)*(Unit!D195/100)*1000","v":0},{"$f":"(DmYear!$L$32*(Unit!F$162/100)/DB!K$3)*(Unit!E195/100)*1000","v":0},{"$f":"(DmYear!$L$32*(Unit!G$162/100)/DB!L$3)*(Unit!F195/100)*1000","v":0},{"$f":"(DmYear!$L$32*(Unit!H$162/100)/DB!M$3)*(Unit!G195/100)*1000","v":0},{"$f":"(DmYear!$L$32*(Unit!I$162/100)/DB!N$3)*(Unit!H195/100)*1000","v":0},{"$f":"(DmYear!$L$32*(Unit!J$162/100)/DB!O$3)*(Unit!I195/100)*1000","v":0},{"$f":"(DmYear!$L$32*(Unit!K$162/100)/DB!P$3)*(Unit!J195/100)*1000","v":0},{"$f":"(DmYear!$L$32*(Unit!L$162/100)/DB!Q$3)*(Unit!K195/100)*1000","v":0},{"$f":"(DmYear!$L$32*(Unit!M$162/100)/DB!R$3)*(Unit!L195/100)*1000","v":0},{"$f":"(DmYear!$L$32*(Unit!N$162/100)/DB!S$3)*(Unit!M195/100)*1000","v":0},"-",null,12,{"$f":"(DmYear!$L$32*(Unit!C$163/100)/DB!H$4)*(Unit!P195/100)*1000","v":0},{"$f":"(DmYear!$L$32*(Unit!D$163/100)/DB!I$4)*(Unit!Q195/100)*1000","v":0},{"$f":"(DmYear!$L$32*(Unit!E$163/100)/DB!J$4)*(Unit!R195/100)*1000","v":0},{"$f":"(DmYear!$L$32*(Unit!F$163/100)/DB!K$4)*(Unit!S195/100)*1000","v":0},{"$f":"(DmYear!$L$32*(Unit!G$163/100)/DB!L$4)*(Unit!T195/100)*1000","v":0},{"$f":"(DmYear!$L$32*(Unit!H$163/100)/DB!M$4)*(Unit!U195/100)*1000","v":0},{"$f":"(DmYear!$L$32*(Unit!I$163/100)/DB!N$4)*(Unit!V195/100)*1000","v":0},{"$f":"(DmYear!$L$32*(Unit!J$163/100)/DB!O$4)*(Unit!W195/100)*1000","v":0},{"$f":"(DmYear!$L$32*(Unit!K$163/100)/DB!P$4)*(Unit!X195/100)*1000","v":0},{"$f":"(DmYear!$L$32*(Unit!L$163/100)/DB!Q$4)*(Unit!Y195/100)*1000","v":0},{"$f":"(DmYear!$L$32*(Unit!M$163/100)/DB!R$4)*(Unit!Z195/100)*1000","v":0},{"$f":"(DmYear!$L$32*(Unit!N$163/100)/DB!S$4)*(Unit!AA195/100)*1000","v":0},"-",null,12,{"$f":"(DmYear!$L$32*(Unit!C$164/100)/DB!H$5)*(Unit!AD195/100)*1000","v":0},{"$f":"(DmYear!$L$32*(Unit!D$164/100)/DB!I$5)*(Unit!AE195/100)*1000","v":0},{"$f":"(DmYear!$L$32*(Unit!E$164/100)/DB!J$5)*(Unit!AF195/100)*1000","v":0},{"$f":"(DmYear!$L$32*(Unit!F$164/100)/DB!K$5)*(Unit!AG195/100)*1000","v":0},{"$f":"(DmYear!$L$32*(Unit!G$164/100)/DB!L$5)*(Unit!AH195/100)*1000","v":0},{"$f":"(DmYear!$L$32*(Unit!H$164/100)/DB!M$5)*(Unit!AI195/100)*1000","v":0},{"$f":"(DmYear!$L$32*(Unit!I$164/100)/DB!N$5)*(Unit!AJ195/100)*1000","v":0},{"$f":"(DmYear!$L$32*(Unit!J$164/100)/DB!O$5)*(Unit!AK195/100)*1000","v":0},{"$f":"(DmYear!$L$32*(Unit!K$164/100)/DB!P$5)*(Unit!AL195/100)*1000","v":0},{"$f":"(DmYear!$L$32*(Unit!L$164/100)/DB!Q$5)*(Unit!AM195/100)*1000","v":0},{"$f":"(DmYear!$L$32*(Unit!M$164/100)/DB!R$5)*(Unit!AN195/100)*1000","v":0},{"$f":"(DmYear!$L$32*(Unit!N$164/100)/DB!S$5)*(Unit!AO195/100)*1000","v":0},"-",null,null,12,0,0,0,0,0,0,0,0,0,0,0,0,null,null,12,0,0,0,0,0,0,0,0,0,0,0,0,null,null,12,0,0,0,0,0,0,0,0,0,0,0,0]
[null,13,{"$f":"(DmYear!$L$5*(Unit!C$162/100)/DB!H$3)*(Unit!B196/100)*1000","v":0},{"$f":"(DmYear!$L$5*(Unit!D$162/100)/DB!I$3)*(Unit!C196/100)*1000","v":0},{"$f":"(DmYear!$L$5*(Unit!E$162/100)/DB!J$3)*(Unit!D196/100)*1000","v":0},{"$f":"(DmYear!$L$5*(Unit!F$162/100)/DB!K$3)*(Unit!E196/100)*1000","v":0},{"$f":"(DmYear!$L$5*(Unit!G$162/100)/DB!L$3)*(Unit!F196/100)*1000","v":0},{"$f":"(DmYear!$L$5*(Unit!H$162/100)/DB!M$3)*(Unit!G196/100)*1000","v":0},{"$f":"(DmYear!$L$5*(Unit!I$162/100)/DB!N$3)*(Unit!H196/100)*1000","v":0},{"$f":"(DmYear!$L$5*(Unit!J$162/100)/DB!O$3)*(Unit!I196/100)*1000","v":0},{"$f":"(DmYear!$L$5*(Unit!K$162/100)/DB!P$3)*(Unit!J196/100)*1000","v":0},{"$f":"(DmYear!$L$5*(Unit!L$162/100)/DB!Q$3)*(Unit!K196/100)*1000","v":0},{"$f":"(DmYear!$L$5*(Unit!M$162/100)/DB!R$3)*(Unit!L196/100)*1000","v":0},{"$f":"(DmYear!$L$5*(Unit!N$162/100)/DB!S$3)*(Unit!M196/100)*1000","v":0},"-",null,13,{"$f":"(DmYear!$L$5*(Unit!C$163/100)/DB!H$4)*(Unit!P196/100)*1000","v":0},{"$f":"(DmYear!$L$5*(Unit!D$163/100)/DB!I$4)*(Unit!Q196/100)*1000","v":0},{"$f":"(DmYear!$L$5*(Unit!E$163/100)/DB!J$4)*(Unit!R196/100)*1000","v":0},{"$f":"(DmYear!$L$5*(Unit!F$163/100)/DB!K$4)*(Unit!S196/100)*1000","v":0},{"$f":"(DmYear!$L$5*(Unit!G$163/100)/DB!L$4)*(Unit!T196/100)*1000","v":0},{"$f":"(DmYear!$L$5*(Unit!H$163/100)/DB!M$4)*(Unit!U196/100)*1000","v":0},{"$f":"(DmYear!$L$5*(Unit!I$163/100)/DB!N$4)*(Unit!V196/100)*1000","v":0},{"$f":"(DmYear!$L$5*(Unit!J$163/100)/DB!O$4)*(Unit!W196/100)*1000","v":0},{"$f":"(DmYear!$L$5*(Unit!K$163/100)/DB!P$4)*(Unit!X196/100)*1000","v":0},{"$f":"(DmYear!$L$5*(Unit!L$163/100)/DB!Q$4)*(Unit!Y196/100)*1000","v":0},{"$f":"(DmYear!$L$5*(Unit!M$163/100)/DB!R$4)*(Unit!Z196/100)*1000","v":0},{"$f":"(DmYear!$L$5*(Unit!N$163/100)/DB!S$4)*(Unit!AA196/100)*1000","v":0},"-",null,13,{"$f":"(DmYear!$L$5*(Unit!C$164/100)/DB!H$5)*(Unit!AD196/100)*1000","v":0},{"$f":"(DmYear!$L$5*(Unit!D$164/100)/DB!I$5)*(Unit!AE196/100)*1000","v":0},{"$f":"(DmYear!$L$5*(Unit!E$164/100)/DB!J$5)*(Unit!AF196/100)*1000","v":0},{"$f":"(DmYear!$L$5*(Unit!F$164/100)/DB!K$5)*(Unit!AG196/100)*1000","v":0},{"$f":"(DmYear!$L$5*(Unit!G$164/100)/DB!L$5)*(Unit!AH196/100)*1000","v":0},{"$f":"(DmYear!$L$5*(Unit!H$164/100)/DB!M$5)*(Unit!AI196/100)*1000","v":0},{"$f":"(DmYear!$L$5*(Unit!I$164/100)/DB!N$5)*(Unit!AJ196/100)*1000","v":0},{"$f":"(DmYear!$L$5*(Unit!J$164/100)/DB!O$5)*(Unit!AK196/100)*1000","v":0},{"$f":"(DmYear!$L$5*(Unit!K$164/100)/DB!P$5)*(Unit!AL196/100)*1000","v":0},{"$f":"(DmYear!$L$5*(Unit!L$164/100)/DB!Q$5)*(Unit!AM196/100)*1000","v":0},{"$f":"(DmYear!$L$5*(Unit!M$164/100)/DB!R$5)*(Unit!AN196/100)*1000","v":0},{"$f":"(DmYear!$L$5*(Unit!N$164/100)/DB!S$5)*(Unit!AO196/100)*1000","v":0},"-",null,null,13,0,0,0,0,0,0,0,0,0,0,0,0,null,null,13,0,0,0,0,0,0,0,0,0,0,0,0,null,null,13,0,0,0,0,0,0,0,0,0,0,0,0,null,null,null,null,13,{"$f":"(DmYear!$L$32*(Unit!C$162/100)/DB!H$3)*(Unit!B196/100)*1000","v":0},{"$f":"(DmYear!$L$32*(Unit!D$162/100)/DB!I$3)*(Unit!C196/100)*1000","v":0},{"$f":"(DmYear!$L$32*(Unit!E$162/100)/DB!J$3)*(Unit!D196/100)*1000","v":0},{"$f":"(DmYear!$L$32*(Unit!F$162/100)/DB!K$3)*(Unit!E196/100)*1000","v":0},{"$f":"(DmYear!$L$32*(Unit!G$162/100)/DB!L$3)*(Unit!F196/100)*1000","v":0},{"$f":"(DmYear!$L$32*(Unit!H$162/100)/DB!M$3)*(Unit!G196/100)*1000","v":0},{"$f":"(DmYear!$L$32*(Unit!I$162/100)/DB!N$3)*(Unit!H196/100)*1000","v":0},{"$f":"(DmYear!$L$32*(Unit!J$162/100)/DB!O$3)*(Unit!I196/100)*1000","v":0},{"$f":"(DmYear!$L$32*(Unit!K$162/100)/DB!P$3)*(Unit!J196/100)*1000","v":0},{"$f":"(DmYear!$L$32*(Unit!L$162/100)/DB!Q$3)*(Unit!K196/100)*1000","v":0},{"$f":"(DmYear!$L$32*(Unit!M$162/100)/DB!R$3)*(Unit!L196/100)*1000","v":0},{"$f":"(DmYear!$L$32*(Unit!N$162/100)/DB!S$3)*(Unit!M196/100)*1000","v":0},"-",null,13,{"$f":"(DmYear!$L$32*(Unit!C$163/100)/DB!H$4)*(Unit!P196/100)*1000","v":0},{"$f":"(DmYear!$L$32*(Unit!D$163/100)/DB!I$4)*(Unit!Q196/100)*1000","v":0},{"$f":"(DmYear!$L$32*(Unit!E$163/100)/DB!J$4)*(Unit!R196/100)*1000","v":0},{"$f":"(DmYear!$L$32*(Unit!F$163/100)/DB!K$4)*(Unit!S196/100)*1000","v":0},{"$f":"(DmYear!$L$32*(Unit!G$163/100)/DB!L$4)*(Unit!T196/100)*1000","v":0},{"$f":"(DmYear!$L$32*(Unit!H$163/100)/DB!M$4)*(Unit!U196/100)*1000","v":0},{"$f":"(DmYear!$L$32*(Unit!I$163/100)/DB!N$4)*(Unit!V196/100)*1000","v":0},{"$f":"(DmYear!$L$32*(Unit!J$163/100)/DB!O$4)*(Unit!W196/100)*1000","v":0},{"$f":"(DmYear!$L$32*(Unit!K$163/100)/DB!P$4)*(Unit!X196/100)*1000","v":0},{"$f":"(DmYear!$L$32*(Unit!L$163/100)/DB!Q$4)*(Unit!Y196/100)*1000","v":0},{"$f":"(DmYear!$L$32*(Unit!M$163/100)/DB!R$4)*(Unit!Z196/100)*1000","v":0},{"$f":"(DmYear!$L$32*(Unit!N$163/100)/DB!S$4)*(Unit!AA196/100)*1000","v":0},"-",null,13,{"$f":"(DmYear!$L$32*(Unit!C$164/100)/DB!H$5)*(Unit!AD196/100)*1000","v":0},{"$f":"(DmYear!$L$32*(Unit!D$164/100)/DB!I$5)*(Unit!AE196/100)*1000","v":0},{"$f":"(DmYear!$L$32*(Unit!E$164/100)/DB!J$5)*(Unit!AF196/100)*1000","v":0},{"$f":"(DmYear!$L$32*(Unit!F$164/100)/DB!K$5)*(Unit!AG196/100)*1000","v":0},{"$f":"(DmYear!$L$32*(Unit!G$164/100)/DB!L$5)*(Unit!AH196/100)*1000","v":0},{"$f":"(DmYear!$L$32*(Unit!H$164/100)/DB!M$5)*(Unit!AI196/100)*1000","v":0},{"$f":"(DmYear!$L$32*(Unit!I$164/100)/DB!N$5)*(Unit!AJ196/100)*1000","v":0},{"$f":"(DmYear!$L$32*(Unit!J$164/100)/DB!O$5)*(Unit!AK196/100)*1000","v":0},{"$f":"(DmYear!$L$32*(Unit!K$164/100)/DB!P$5)*(Unit!AL196/100)*1000","v":0},{"$f":"(DmYear!$L$32*(Unit!L$164/100)/DB!Q$5)*(Unit!AM196/100)*1000","v":0},{"$f":"(DmYear!$L$32*(Unit!M$164/100)/DB!R$5)*(Unit!AN196/100)*1000","v":0},{"$f":"(DmYear!$L$32*(Unit!N$164/100)/DB!S$5)*(Unit!AO196/100)*1000","v":0},"-",null,null,13,0,0,0,0,0,0,0,0,0,0,0,0,null,null,13,0,0,0,0,0,0,0,0,0,0,0,0,null,null,13,0,0,0,0,0,0,0,0,0,0,0,0]
[null,14,{"$f":"(DmYear!$L$5*(Unit!C$162/100)/DB!H$3)*(Unit!B197/100)*1000","v":0},{"$f":"(DmYear!$L$5*(Unit!D$162/100)/DB!I$3)*(Unit!C197/100)*1000","v":0},{"$f":"(DmYear!$L$5*(Unit!E$162/100)/DB!J$3)*(Unit!D197/100)*1000","v":0},{"$f":"(DmYear!$L$5*(Unit!F$162/100)/DB!K$3)*(Unit!E197/100)*1000","v":0},{"$f":"(DmYear!$L$5*(Unit!G$162/100)/DB!L$3)*(Unit!F197/100)*1000","v":0},{"$f":"(DmYear!$L$5*(Unit!H$162/100)/DB!M$3)*(Unit!G197/100)*1000","v":0},{"$f":"(DmYear!$L$5*(Unit!I$162/100)/DB!N$3)*(Unit!H197/100)*1000","v":0},{"$f":"(DmYear!$L$5*(Unit!J$162/100)/DB!O$3)*(Unit!I197/100)*1000","v":0},{"$f":"(DmYear!$L$5*(Unit!K$162/100)/DB!P$3)*(Unit!J197/100)*1000","v":0},{"$f":"(DmYear!$L$5*(Unit!L$162/100)/DB!Q$3)*(Unit!K197/100)*1000","v":0},{"$f":"(DmYear!$L$5*(Unit!M$162/100)/DB!R$3)*(Unit!L197/100)*1000","v":0},{"$f":"(DmYear!$L$5*(Unit!N$162/100)/DB!S$3)*(Unit!M197/100)*1000","v":0},"-",null,14,{"$f":"(DmYear!$L$5*(Unit!C$163/100)/DB!H$4)*(Unit!P197/100)*1000","v":0},{"$f":"(DmYear!$L$5*(Unit!D$163/100)/DB!I$4)*(Unit!Q197/100)*1000","v":0},{"$f":"(DmYear!$L$5*(Unit!E$163/100)/DB!J$4)*(Unit!R197/100)*1000","v":0},{"$f":"(DmYear!$L$5*(Unit!F$163/100)/DB!K$4)*(Unit!S197/100)*1000","v":0},{"$f":"(DmYear!$L$5*(Unit!G$163/100)/DB!L$4)*(Unit!T197/100)*1000","v":0},{"$f":"(DmYear!$L$5*(Unit!H$163/100)/DB!M$4)*(Unit!U197/100)*1000","v":0},{"$f":"(DmYear!$L$5*(Unit!I$163/100)/DB!N$4)*(Unit!V197/100)*1000","v":0},{"$f":"(DmYear!$L$5*(Unit!J$163/100)/DB!O$4)*(Unit!W197/100)*1000","v":0},{"$f":"(DmYear!$L$5*(Unit!K$163/100)/DB!P$4)*(Unit!X197/100)*1000","v":0},{"$f":"(DmYear!$L$5*(Unit!L$163/100)/DB!Q$4)*(Unit!Y197/100)*1000","v":0},{"$f":"(DmYear!$L$5*(Unit!M$163/100)/DB!R$4)*(Unit!Z197/100)*1000","v":0},{"$f":"(DmYear!$L$5*(Unit!N$163/100)/DB!S$4)*(Unit!AA197/100)*1000","v":0},"-",null,14,{"$f":"(DmYear!$L$5*(Unit!C$164/100)/DB!H$5)*(Unit!AD197/100)*1000","v":0},{"$f":"(DmYear!$L$5*(Unit!D$164/100)/DB!I$5)*(Unit!AE197/100)*1000","v":0},{"$f":"(DmYear!$L$5*(Unit!E$164/100)/DB!J$5)*(Unit!AF197/100)*1000","v":0},{"$f":"(DmYear!$L$5*(Unit!F$164/100)/DB!K$5)*(Unit!AG197/100)*1000","v":0},{"$f":"(DmYear!$L$5*(Unit!G$164/100)/DB!L$5)*(Unit!AH197/100)*1000","v":0},{"$f":"(DmYear!$L$5*(Unit!H$164/100)/DB!M$5)*(Unit!AI197/100)*1000","v":0},{"$f":"(DmYear!$L$5*(Unit!I$164/100)/DB!N$5)*(Unit!AJ197/100)*1000","v":0},{"$f":"(DmYear!$L$5*(Unit!J$164/100)/DB!O$5)*(Unit!AK197/100)*1000","v":0},{"$f":"(DmYear!$L$5*(Unit!K$164/100)/DB!P$5)*(Unit!AL197/100)*1000","v":0},{"$f":"(DmYear!$L$5*(Unit!L$164/100)/DB!Q$5)*(Unit!AM197/100)*1000","v":0},{"$f":"(DmYear!$L$5*(Unit!M$164/100)/DB!R$5)*(Unit!AN197/100)*1000","v":0},{"$f":"(DmYear!$L$5*(Unit!N$164/100)/DB!S$5)*(Unit!AO197/100)*1000","v":0},"-",null,null,14,0,0,0,0,0,0,0,0,0,0,0,0,null,null,14,0,0,0,0,0,0,0,0,0,0,0,0,null,null,14,0,0,0,0,0,0,0,0,0,0,0,0,null,null,null,null,14,{"$f":"(DmYear!$L$32*(Unit!C$162/100)/DB!H$3)*(Unit!B197/100)*1000","v":0},{"$f":"(DmYear!$L$32*(Unit!D$162/100)/DB!I$3)*(Unit!C197/100)*1000","v":0},{"$f":"(DmYear!$L$32*(Unit!E$162/100)/DB!J$3)*(Unit!D197/100)*1000","v":0},{"$f":"(DmYear!$L$32*(Unit!F$162/100)/DB!K$3)*(Unit!E197/100)*1000","v":0},{"$f":"(DmYear!$L$32*(Unit!G$162/100)/DB!L$3)*(Unit!F197/100)*1000","v":0},{"$f":"(DmYear!$L$32*(Unit!H$162/100)/DB!M$3)*(Unit!G197/100)*1000","v":0},{"$f":"(DmYear!$L$32*(Unit!I$162/100)/DB!N$3)*(Unit!H197/100)*1000","v":0},{"$f":"(DmYear!$L$32*(Unit!J$162/100)/DB!O$3)*(Unit!I197/100)*1000","v":0},{"$f":"(DmYear!$L$32*(Unit!K$162/100)/DB!P$3)*(Unit!J197/100)*1000","v":0},{"$f":"(DmYear!$L$32*(Unit!L$162/100)/DB!Q$3)*(Unit!K197/100)*1000","v":0},{"$f":"(DmYear!$L$32*(Unit!M$162/100)/DB!R$3)*(Unit!L197/100)*1000","v":0},{"$f":"(DmYear!$L$32*(Unit!N$162/100)/DB!S$3)*(Unit!M197/100)*1000","v":0},"-",null,14,{"$f":"(DmYear!$L$32*(Unit!C$163/100)/DB!H$4)*(Unit!P197/100)*1000","v":0},{"$f":"(DmYear!$L$32*(Unit!D$163/100)/DB!I$4)*(Unit!Q197/100)*1000","v":0},{"$f":"(DmYear!$L$32*(Unit!E$163/100)/DB!J$4)*(Unit!R197/100)*1000","v":0},{"$f":"(DmYear!$L$32*(Unit!F$163/100)/DB!K$4)*(Unit!S197/100)*1000","v":0},{"$f":"(DmYear!$L$32*(Unit!G$163/100)/DB!L$4)*(Unit!T197/100)*1000","v":0},{"$f":"(DmYear!$L$32*(Unit!H$163/100)/DB!M$4)*(Unit!U197/100)*1000","v":0},{"$f":"(DmYear!$L$32*(Unit!I$163/100)/DB!N$4)*(Unit!V197/100)*1000","v":0},{"$f":"(DmYear!$L$32*(Unit!J$163/100)/DB!O$4)*(Unit!W197/100)*1000","v":0},{"$f":"(DmYear!$L$32*(Unit!K$163/100)/DB!P$4)*(Unit!X197/100)*1000","v":0},{"$f":"(DmYear!$L$32*(Unit!L$163/100)/DB!Q$4)*(Unit!Y197/100)*1000","v":0},{"$f":"(DmYear!$L$32*(Unit!M$163/100)/DB!R$4)*(Unit!Z197/100)*1000","v":0},{"$f":"(DmYear!$L$32*(Unit!N$163/100)/DB!S$4)*(Unit!AA197/100)*1000","v":0},"-",null,14,{"$f":"(DmYear!$L$32*(Unit!C$164/100)/DB!H$5)*(Unit!AD197/100)*1000","v":0},{"$f":"(DmYear!$L$32*(Unit!D$164/100)/DB!I$5)*(Unit!AE197/100)*1000","v":0},{"$f":"(DmYear!$L$32*(Unit!E$164/100)/DB!J$5)*(Unit!AF197/100)*1000","v":0},{"$f":"(DmYear!$L$32*(Unit!F$164/100)/DB!K$5)*(Unit!AG197/100)*1000","v":0},{"$f":"(DmYear!$L$32*(Unit!G$164/100)/DB!L$5)*(Unit!AH197/100)*1000","v":0},{"$f":"(DmYear!$L$32*(Unit!H$164/100)/DB!M$5)*(Unit!AI197/100)*1000","v":0},{"$f":"(DmYear!$L$32*(Unit!I$164/100)/DB!N$5)*(Unit!AJ197/100)*1000","v":0},{"$f":"(DmYear!$L$32*(Unit!J$164/100)/DB!O$5)*(Unit!AK197/100)*1000","v":0},{"$f":"(DmYear!$L$32*(Unit!K$164/100)/DB!P$5)*(Unit!AL197/100)*1000","v":0},{"$f":"(DmYear!$L$32*(Unit!L$164/100)/DB!Q$5)*(Unit!AM197/100)*1000","v":0},{"$f":"(DmYear!$L$32*(Unit!M$164/100)/DB!R$5)*(Unit!AN197/100)*1000","v":0},{"$f":"(DmYear!$L$32*(Unit!N$164/100)/DB!S$5)*(Unit!AO197/100)*1000","v":0},"-",null,null,14,0,0,0,0,0,0,0,0,0,0,0,0,null,null,14,0,0,0,0,0,0,0,0,0,0,0,0,null,null,14,0,0,0,0,0,0,0,0,0,0,0,0]
[null,15,{"$f":"(DmYear!$L$5*(Unit!C$162/100)/DB!H$3)*(Unit!B198/100)*1000","v":0},{"$f":"(DmYear!$L$5*(Unit!D$162/100)/DB!I$3)*(Unit!C198/100)*1000","v":0},{"$f":"(DmYear!$L$5*(Unit!E$162/100)/DB!J$3)*(Unit!D198/100)*1000","v":0},{"$f":"(DmYear!$L$5*(Unit!F$162/100)/DB!K$3)*(Unit!E198/100)*1000","v":0},{"$f":"(DmYear!$L$5*(Unit!G$162/100)/DB!L$3)*(Unit!F198/100)*1000","v":0},{"$f":"(DmYear!$L$5*(Unit!H$162/100)/DB!M$3)*(Unit!G198/100)*1000","v":0},{"$f":"(DmYear!$L$5*(Unit!I$162/100)/DB!N$3)*(Unit!H198/100)*1000","v":0},{"$f":"(DmYear!$L$5*(Unit!J$162/100)/DB!O$3)*(Unit!I198/100)*1000","v":0},{"$f":"(DmYear!$L$5*(Unit!K$162/100)/DB!P$3)*(Unit!J198/100)*1000","v":0},{"$f":"(DmYear!$L$5*(Unit!L$162/100)/DB!Q$3)*(Unit!K198/100)*1000","v":0},{"$f":"(DmYear!$L$5*(Unit!M$162/100)/DB!R$3)*(Unit!L198/100)*1000","v":0},{"$f":"(DmYear!$L$5*(Unit!N$162/100)/DB!S$3)*(Unit!M198/100)*1000","v":0},"-",null,15,{"$f":"(DmYear!$L$5*(Unit!C$163/100)/DB!H$4)*(Unit!P198/100)*1000","v":0},{"$f":"(DmYear!$L$5*(Unit!D$163/100)/DB!I$4)*(Unit!Q198/100)*1000","v":0},{"$f":"(DmYear!$L$5*(Unit!E$163/100)/DB!J$4)*(Unit!R198/100)*1000","v":0},{"$f":"(DmYear!$L$5*(Unit!F$163/100)/DB!K$4)*(Unit!S198/100)*1000","v":0},{"$f":"(DmYear!$L$5*(Unit!G$163/100)/DB!L$4)*(Unit!T198/100)*1000","v":0},{"$f":"(DmYear!$L$5*(Unit!H$163/100)/DB!M$4)*(Unit!U198/100)*1000","v":0},{"$f":"(DmYear!$L$5*(Unit!I$163/100)/DB!N$4)*(Unit!V198/100)*1000","v":0},{"$f":"(DmYear!$L$5*(Unit!J$163/100)/DB!O$4)*(Unit!W198/100)*1000","v":0},{"$f":"(DmYear!$L$5*(Unit!K$163/100)/DB!P$4)*(Unit!X198/100)*1000","v":0},{"$f":"(DmYear!$L$5*(Unit!L$163/100)/DB!Q$4)*(Unit!Y198/100)*1000","v":0},{"$f":"(DmYear!$L$5*(Unit!M$163/100)/DB!R$4)*(Unit!Z198/100)*1000","v":0},{"$f":"(DmYear!$L$5*(Unit!N$163/100)/DB!S$4)*(Unit!AA198/100)*1000","v":0},"-",null,15,{"$f":"(DmYear!$L$5*(Unit!C$164/100)/DB!H$5)*(Unit!AD198/100)*1000","v":0},{"$f":"(DmYear!$L$5*(Unit!D$164/100)/DB!I$5)*(Unit!AE198/100)*1000","v":0},{"$f":"(DmYear!$L$5*(Unit!E$164/100)/DB!J$5)*(Unit!AF198/100)*1000","v":0},{"$f":"(DmYear!$L$5*(Unit!F$164/100)/DB!K$5)*(Unit!AG198/100)*1000","v":0},{"$f":"(DmYear!$L$5*(Unit!G$164/100)/DB!L$5)*(Unit!AH198/100)*1000","v":0},{"$f":"(DmYear!$L$5*(Unit!H$164/100)/DB!M$5)*(Unit!AI198/100)*1000","v":0},{"$f":"(DmYear!$L$5*(Unit!I$164/100)/DB!N$5)*(Unit!AJ198/100)*1000","v":0},{"$f":"(DmYear!$L$5*(Unit!J$164/100)/DB!O$5)*(Unit!AK198/100)*1000","v":0},{"$f":"(DmYear!$L$5*(Unit!K$164/100)/DB!P$5)*(Unit!AL198/100)*1000","v":0},{"$f":"(DmYear!$L$5*(Unit!L$164/100)/DB!Q$5)*(Unit!AM198/100)*1000","v":0},{"$f":"(DmYear!$L$5*(Unit!M$164/100)/DB!R$5)*(Unit!AN198/100)*1000","v":0},{"$f":"(DmYear!$L$5*(Unit!N$164/100)/DB!S$5)*(Unit!AO198/100)*1000","v":0},"-",null,null,15,0,0,0,0,0,0,0,0,0,0,0,0,null,null,15,0,0,0,0,0,0,0,0,0,0,0,0,null,null,15,0,0,0,0,0,0,0,0,0,0,0,0,null,null,null,null,15,{"$f":"(DmYear!$L$32*(Unit!C$162/100)/DB!H$3)*(Unit!B198/100)*1000","v":0},{"$f":"(DmYear!$L$32*(Unit!D$162/100)/DB!I$3)*(Unit!C198/100)*1000","v":0},{"$f":"(DmYear!$L$32*(Unit!E$162/100)/DB!J$3)*(Unit!D198/100)*1000","v":0},{"$f":"(DmYear!$L$32*(Unit!F$162/100)/DB!K$3)*(Unit!E198/100)*1000","v":0},{"$f":"(DmYear!$L$32*(Unit!G$162/100)/DB!L$3)*(Unit!F198/100)*1000","v":0},{"$f":"(DmYear!$L$32*(Unit!H$162/100)/DB!M$3)*(Unit!G198/100)*1000","v":0},{"$f":"(DmYear!$L$32*(Unit!I$162/100)/DB!N$3)*(Unit!H198/100)*1000","v":0},{"$f":"(DmYear!$L$32*(Unit!J$162/100)/DB!O$3)*(Unit!I198/100)*1000","v":0},{"$f":"(DmYear!$L$32*(Unit!K$162/100)/DB!P$3)*(Unit!J198/100)*1000","v":0},{"$f":"(DmYear!$L$32*(Unit!L$162/100)/DB!Q$3)*(Unit!K198/100)*1000","v":0},{"$f":"(DmYear!$L$32*(Unit!M$162/100)/DB!R$3)*(Unit!L198/100)*1000","v":0},{"$f":"(DmYear!$L$32*(Unit!N$162/100)/DB!S$3)*(Unit!M198/100)*1000","v":0},"-",null,15,{"$f":"(DmYear!$L$32*(Unit!C$163/100)/DB!H$4)*(Unit!P198/100)*1000","v":0},{"$f":"(DmYear!$L$32*(Unit!D$163/100)/DB!I$4)*(Unit!Q198/100)*1000","v":0},{"$f":"(DmYear!$L$32*(Unit!E$163/100)/DB!J$4)*(Unit!R198/100)*1000","v":0},{"$f":"(DmYear!$L$32*(Unit!F$163/100)/DB!K$4)*(Unit!S198/100)*1000","v":0},{"$f":"(DmYear!$L$32*(Unit!G$163/100)/DB!L$4)*(Unit!T198/100)*1000","v":0},{"$f":"(DmYear!$L$32*(Unit!H$163/100)/DB!M$4)*(Unit!U198/100)*1000","v":0},{"$f":"(DmYear!$L$32*(Unit!I$163/100)/DB!N$4)*(Unit!V198/100)*1000","v":0},{"$f":"(DmYear!$L$32*(Unit!J$163/100)/DB!O$4)*(Unit!W198/100)*1000","v":0},{"$f":"(DmYear!$L$32*(Unit!K$163/100)/DB!P$4)*(Unit!X198/100)*1000","v":0},{"$f":"(DmYear!$L$32*(Unit!L$163/100)/DB!Q$4)*(Unit!Y198/100)*1000","v":0},{"$f":"(DmYear!$L$32*(Unit!M$163/100)/DB!R$4)*(Unit!Z198/100)*1000","v":0},{"$f":"(DmYear!$L$32*(Unit!N$163/100)/DB!S$4)*(Unit!AA198/100)*1000","v":0},"-",null,15,{"$f":"(DmYear!$L$32*(Unit!C$164/100)/DB!H$5)*(Unit!AD198/100)*1000","v":0},{"$f":"(DmYear!$L$32*(Unit!D$164/100)/DB!I$5)*(Unit!AE198/100)*1000","v":0},{"$f":"(DmYear!$L$32*(Unit!E$164/100)/DB!J$5)*(Unit!AF198/100)*1000","v":0},{"$f":"(DmYear!$L$32*(Unit!F$164/100)/DB!K$5)*(Unit!AG198/100)*1000","v":0},{"$f":"(DmYear!$L$32*(Unit!G$164/100)/DB!L$5)*(Unit!AH198/100)*1000","v":0},{"$f":"(DmYear!$L$32*(Unit!H$164/100)/DB!M$5)*(Unit!AI198/100)*1000","v":0},{"$f":"(DmYear!$L$32*(Unit!I$164/100)/DB!N$5)*(Unit!AJ198/100)*1000","v":0},{"$f":"(DmYear!$L$32*(Unit!J$164/100)/DB!O$5)*(Unit!AK198/100)*1000","v":0},{"$f":"(DmYear!$L$32*(Unit!K$164/100)/DB!P$5)*(Unit!AL198/100)*1000","v":0},{"$f":"(DmYear!$L$32*(Unit!L$164/100)/DB!Q$5)*(Unit!AM198/100)*1000","v":0},{"$f":"(DmYear!$L$32*(Unit!M$164/100)/DB!R$5)*(Unit!AN198/100)*1000","v":0},{"$f":"(DmYear!$L$32*(Unit!N$164/100)/DB!S$5)*(Unit!AO198/100)*1000","v":0},"-",null,null,15,0,0,0,0,0,0,0,0,0,0,0,0,null,null,15,0,0,0,0,0,0,0,0,0,0,0,0,null,null,15,0,0,0,0,0,0,0,0,0,0,0,0]
[null,16,{"$f":"(DmYear!$L$5*(Unit!C$162/100)/DB!H$3)*(Unit!B199/100)*1000","v":0},{"$f":"(DmYear!$L$5*(Unit!D$162/100)/DB!I$3)*(Unit!C199/100)*1000","v":0},{"$f":"(DmYear!$L$5*(Unit!E$162/100)/DB!J$3)*(Unit!D199/100)*1000","v":0},{"$f":"(DmYear!$L$5*(Unit!F$162/100)/DB!K$3)*(Unit!E199/100)*1000","v":0},{"$f":"(DmYear!$L$5*(Unit!G$162/100)/DB!L$3)*(Unit!F199/100)*1000","v":0},{"$f":"(DmYear!$L$5*(Unit!H$162/100)/DB!M$3)*(Unit!G199/100)*1000","v":0},{"$f":"(DmYear!$L$5*(Unit!I$162/100)/DB!N$3)*(Unit!H199/100)*1000","v":0},{"$f":"(DmYear!$L$5*(Unit!J$162/100)/DB!O$3)*(Unit!I199/100)*1000","v":0},{"$f":"(DmYear!$L$5*(Unit!K$162/100)/DB!P$3)*(Unit!J199/100)*1000","v":0},{"$f":"(DmYear!$L$5*(Unit!L$162/100)/DB!Q$3)*(Unit!K199/100)*1000","v":0},{"$f":"(DmYear!$L$5*(Unit!M$162/100)/DB!R$3)*(Unit!L199/100)*1000","v":0},{"$f":"(DmYear!$L$5*(Unit!N$162/100)/DB!S$3)*(Unit!M199/100)*1000","v":0},"-",null,16,{"$f":"(DmYear!$L$5*(Unit!C$163/100)/DB!H$4)*(Unit!P199/100)*1000","v":0},{"$f":"(DmYear!$L$5*(Unit!D$163/100)/DB!I$4)*(Unit!Q199/100)*1000","v":0},{"$f":"(DmYear!$L$5*(Unit!E$163/100)/DB!J$4)*(Unit!R199/100)*1000","v":0},{"$f":"(DmYear!$L$5*(Unit!F$163/100)/DB!K$4)*(Unit!S199/100)*1000","v":0},{"$f":"(DmYear!$L$5*(Unit!G$163/100)/DB!L$4)*(Unit!T199/100)*1000","v":0},{"$f":"(DmYear!$L$5*(Unit!H$163/100)/DB!M$4)*(Unit!U199/100)*1000","v":0},{"$f":"(DmYear!$L$5*(Unit!I$163/100)/DB!N$4)*(Unit!V199/100)*1000","v":0},{"$f":"(DmYear!$L$5*(Unit!J$163/100)/DB!O$4)*(Unit!W199/100)*1000","v":0},{"$f":"(DmYear!$L$5*(Unit!K$163/100)/DB!P$4)*(Unit!X199/100)*1000","v":0},{"$f":"(DmYear!$L$5*(Unit!L$163/100)/DB!Q$4)*(Unit!Y199/100)*1000","v":0},{"$f":"(DmYear!$L$5*(Unit!M$163/100)/DB!R$4)*(Unit!Z199/100)*1000","v":0},{"$f":"(DmYear!$L$5*(Unit!N$163/100)/DB!S$4)*(Unit!AA199/100)*1000","v":0},"-",null,16,{"$f":"(DmYear!$L$5*(Unit!C$164/100)/DB!H$5)*(Unit!AD199/100)*1000","v":0},{"$f":"(DmYear!$L$5*(Unit!D$164/100)/DB!I$5)*(Unit!AE199/100)*1000","v":0},{"$f":"(DmYear!$L$5*(Unit!E$164/100)/DB!J$5)*(Unit!AF199/100)*1000","v":0},{"$f":"(DmYear!$L$5*(Unit!F$164/100)/DB!K$5)*(Unit!AG199/100)*1000","v":0},{"$f":"(DmYear!$L$5*(Unit!G$164/100)/DB!L$5)*(Unit!AH199/100)*1000","v":0},{"$f":"(DmYear!$L$5*(Unit!H$164/100)/DB!M$5)*(Unit!AI199/100)*1000","v":0},{"$f":"(DmYear!$L$5*(Unit!I$164/100)/DB!N$5)*(Unit!AJ199/100)*1000","v":0},{"$f":"(DmYear!$L$5*(Unit!J$164/100)/DB!O$5)*(Unit!AK199/100)*1000","v":0},{"$f":"(DmYear!$L$5*(Unit!K$164/100)/DB!P$5)*(Unit!AL199/100)*1000","v":0},{"$f":"(DmYear!$L$5*(Unit!L$164/100)/DB!Q$5)*(Unit!AM199/100)*1000","v":0},{"$f":"(DmYear!$L$5*(Unit!M$164/100)/DB!R$5)*(Unit!AN199/100)*1000","v":0},{"$f":"(DmYear!$L$5*(Unit!N$164/100)/DB!S$5)*(Unit!AO199/100)*1000","v":0},"-",null,null,16,0,0,0,0,0,0,0,0,0,0,0,0,null,null,16,0,0,0,0,0,0,0,0,0,0,0,0,null,null,16,0,0,0,0,0,0,0,0,0,0,0,0,null,null,null,null,16,{"$f":"(DmYear!$L$32*(Unit!C$162/100)/DB!H$3)*(Unit!B199/100)*1000","v":0},{"$f":"(DmYear!$L$32*(Unit!D$162/100)/DB!I$3)*(Unit!C199/100)*1000","v":0},{"$f":"(DmYear!$L$32*(Unit!E$162/100)/DB!J$3)*(Unit!D199/100)*1000","v":0},{"$f":"(DmYear!$L$32*(Unit!F$162/100)/DB!K$3)*(Unit!E199/100)*1000","v":0},{"$f":"(DmYear!$L$32*(Unit!G$162/100)/DB!L$3)*(Unit!F199/100)*1000","v":0},{"$f":"(DmYear!$L$32*(Unit!H$162/100)/DB!M$3)*(Unit!G199/100)*1000","v":0},{"$f":"(DmYear!$L$32*(Unit!I$162/100)/DB!N$3)*(Unit!H199/100)*1000","v":0},{"$f":"(DmYear!$L$32*(Unit!J$162/100)/DB!O$3)*(Unit!I199/100)*1000","v":0},{"$f":"(DmYear!$L$32*(Unit!K$162/100)/DB!P$3)*(Unit!J199/100)*1000","v":0},{"$f":"(DmYear!$L$32*(Unit!L$162/100)/DB!Q$3)*(Unit!K199/100)*1000","v":0},{"$f":"(DmYear!$L$32*(Unit!M$162/100)/DB!R$3)*(Unit!L199/100)*1000","v":0},{"$f":"(DmYear!$L$32*(Unit!N$162/100)/DB!S$3)*(Unit!M199/100)*1000","v":0},"-",null,16,{"$f":"(DmYear!$L$32*(Unit!C$163/100)/DB!H$4)*(Unit!P199/100)*1000","v":0},{"$f":"(DmYear!$L$32*(Unit!D$163/100)/DB!I$4)*(Unit!Q199/100)*1000","v":0},{"$f":"(DmYear!$L$32*(Unit!E$163/100)/DB!J$4)*(Unit!R199/100)*1000","v":0},{"$f":"(DmYear!$L$32*(Unit!F$163/100)/DB!K$4)*(Unit!S199/100)*1000","v":0},{"$f":"(DmYear!$L$32*(Unit!G$163/100)/DB!L$4)*(Unit!T199/100)*1000","v":0},{"$f":"(DmYear!$L$32*(Unit!H$163/100)/DB!M$4)*(Unit!U199/100)*1000","v":0},{"$f":"(DmYear!$L$32*(Unit!I$163/100)/DB!N$4)*(Unit!V199/100)*1000","v":0},{"$f":"(DmYear!$L$32*(Unit!J$163/100)/DB!O$4)*(Unit!W199/100)*1000","v":0},{"$f":"(DmYear!$L$32*(Unit!K$163/100)/DB!P$4)*(Unit!X199/100)*1000","v":0},{"$f":"(DmYear!$L$32*(Unit!L$163/100)/DB!Q$4)*(Unit!Y199/100)*1000","v":0},{"$f":"(DmYear!$L$32*(Unit!M$163/100)/DB!R$4)*(Unit!Z199/100)*1000","v":0},{"$f":"(DmYear!$L$32*(Unit!N$163/100)/DB!S$4)*(Unit!AA199/100)*1000","v":0},"-",null,16,{"$f":"(DmYear!$L$32*(Unit!C$164/100)/DB!H$5)*(Unit!AD199/100)*1000","v":0},{"$f":"(DmYear!$L$32*(Unit!D$164/100)/DB!I$5)*(Unit!AE199/100)*1000","v":0},{"$f":"(DmYear!$L$32*(Unit!E$164/100)/DB!J$5)*(Unit!AF199/100)*1000","v":0},{"$f":"(DmYear!$L$32*(Unit!F$164/100)/DB!K$5)*(Unit!AG199/100)*1000","v":0},{"$f":"(DmYear!$L$32*(Unit!G$164/100)/DB!L$5)*(Unit!AH199/100)*1000","v":0},{"$f":"(DmYear!$L$32*(Unit!H$164/100)/DB!M$5)*(Unit!AI199/100)*1000","v":0},{"$f":"(DmYear!$L$32*(Unit!I$164/100)/DB!N$5)*(Unit!AJ199/100)*1000","v":0},{"$f":"(DmYear!$L$32*(Unit!J$164/100)/DB!O$5)*(Unit!AK199/100)*1000","v":0},{"$f":"(DmYear!$L$32*(Unit!K$164/100)/DB!P$5)*(Unit!AL199/100)*1000","v":0},{"$f":"(DmYear!$L$32*(Unit!L$164/100)/DB!Q$5)*(Unit!AM199/100)*1000","v":0},{"$f":"(DmYear!$L$32*(Unit!M$164/100)/DB!R$5)*(Unit!AN199/100)*1000","v":0},{"$f":"(DmYear!$L$32*(Unit!N$164/100)/DB!S$5)*(Unit!AO199/100)*1000","v":0},"-",null,null,16,0,0,0,0,0,0,0,0,0,0,0,0,null,null,16,0,0,0,0,0,0,0,0,0,0,0,0,null,null,16,0,0,0,0,0,0,0,0,0,0,0,0]
[null,17,{"$f":"(DmYear!$L$5*(Unit!C$162/100)/DB!H$3)*(Unit!B200/100)*1000","v":0},{"$f":"(DmYear!$L$5*(Unit!D$162/100)/DB!I$3)*(Unit!C200/100)*1000","v":0},{"$f":"(DmYear!$L$5*(Unit!E$162/100)/DB!J$3)*(Unit!D200/100)*1000","v":0},{"$f":"(DmYear!$L$5*(Unit!F$162/100)/DB!K$3)*(Unit!E200/100)*1000","v":0},{"$f":"(DmYear!$L$5*(Unit!G$162/100)/DB!L$3)*(Unit!F200/100)*1000","v":0},{"$f":"(DmYear!$L$5*(Unit!H$162/100)/DB!M$3)*(Unit!G200/100)*1000","v":0},{"$f":"(DmYear!$L$5*(Unit!I$162/100)/DB!N$3)*(Unit!H200/100)*1000","v":0},{"$f":"(DmYear!$L$5*(Unit!J$162/100)/DB!O$3)*(Unit!I200/100)*1000","v":0},{"$f":"(DmYear!$L$5*(Unit!K$162/100)/DB!P$3)*(Unit!J200/100)*1000","v":0},{"$f":"(DmYear!$L$5*(Unit!L$162/100)/DB!Q$3)*(Unit!K200/100)*1000","v":0},{"$f":"(DmYear!$L$5*(Unit!M$162/100)/DB!R$3)*(Unit!L200/100)*1000","v":0},{"$f":"(DmYear!$L$5*(Unit!N$162/100)/DB!S$3)*(Unit!M200/100)*1000","v":0},"-",null,17,{"$f":"(DmYear!$L$5*(Unit!C$163/100)/DB!H$4)*(Unit!P200/100)*1000","v":0},{"$f":"(DmYear!$L$5*(Unit!D$163/100)/DB!I$4)*(Unit!Q200/100)*1000","v":0},{"$f":"(DmYear!$L$5*(Unit!E$163/100)/DB!J$4)*(Unit!R200/100)*1000","v":0},{"$f":"(DmYear!$L$5*(Unit!F$163/100)/DB!K$4)*(Unit!S200/100)*1000","v":0},{"$f":"(DmYear!$L$5*(Unit!G$163/100)/DB!L$4)*(Unit!T200/100)*1000","v":0},{"$f":"(DmYear!$L$5*(Unit!H$163/100)/DB!M$4)*(Unit!U200/100)*1000","v":0},{"$f":"(DmYear!$L$5*(Unit!I$163/100)/DB!N$4)*(Unit!V200/100)*1000","v":0},{"$f":"(DmYear!$L$5*(Unit!J$163/100)/DB!O$4)*(Unit!W200/100)*1000","v":0},{"$f":"(DmYear!$L$5*(Unit!K$163/100)/DB!P$4)*(Unit!X200/100)*1000","v":0},{"$f":"(DmYear!$L$5*(Unit!L$163/100)/DB!Q$4)*(Unit!Y200/100)*1000","v":0},{"$f":"(DmYear!$L$5*(Unit!M$163/100)/DB!R$4)*(Unit!Z200/100)*1000","v":0},{"$f":"(DmYear!$L$5*(Unit!N$163/100)/DB!S$4)*(Unit!AA200/100)*1000","v":0},"-",null,17,{"$f":"(DmYear!$L$5*(Unit!C$164/100)/DB!H$5)*(Unit!AD200/100)*1000","v":0},{"$f":"(DmYear!$L$5*(Unit!D$164/100)/DB!I$5)*(Unit!AE200/100)*1000","v":0},{"$f":"(DmYear!$L$5*(Unit!E$164/100)/DB!J$5)*(Unit!AF200/100)*1000","v":0},{"$f":"(DmYear!$L$5*(Unit!F$164/100)/DB!K$5)*(Unit!AG200/100)*1000","v":0},{"$f":"(DmYear!$L$5*(Unit!G$164/100)/DB!L$5)*(Unit!AH200/100)*1000","v":0},{"$f":"(DmYear!$L$5*(Unit!H$164/100)/DB!M$5)*(Unit!AI200/100)*1000","v":0},{"$f":"(DmYear!$L$5*(Unit!I$164/100)/DB!N$5)*(Unit!AJ200/100)*1000","v":0},{"$f":"(DmYear!$L$5*(Unit!J$164/100)/DB!O$5)*(Unit!AK200/100)*1000","v":0},{"$f":"(DmYear!$L$5*(Unit!K$164/100)/DB!P$5)*(Unit!AL200/100)*1000","v":0},{"$f":"(DmYear!$L$5*(Unit!L$164/100)/DB!Q$5)*(Unit!AM200/100)*1000","v":0},{"$f":"(DmYear!$L$5*(Unit!M$164/100)/DB!R$5)*(Unit!AN200/100)*1000","v":0},{"$f":"(DmYear!$L$5*(Unit!N$164/100)/DB!S$5)*(Unit!AO200/100)*1000","v":0},"-",null,null,17,0,0,0,0,0,0,0,0,0,0,0,0,null,null,17,0,0,0,0,0,0,0,0,0,0,0,0,null,null,17,0,0,0,0,0,0,0,0,0,0,0,0,null,null,null,null,17,{"$f":"(DmYear!$L$32*(Unit!C$162/100)/DB!H$3)*(Unit!B200/100)*1000","v":0},{"$f":"(DmYear!$L$32*(Unit!D$162/100)/DB!I$3)*(Unit!C200/100)*1000","v":0},{"$f":"(DmYear!$L$32*(Unit!E$162/100)/DB!J$3)*(Unit!D200/100)*1000","v":0},{"$f":"(DmYear!$L$32*(Unit!F$162/100)/DB!K$3)*(Unit!E200/100)*1000","v":0},{"$f":"(DmYear!$L$32*(Unit!G$162/100)/DB!L$3)*(Unit!F200/100)*1000","v":0},{"$f":"(DmYear!$L$32*(Unit!H$162/100)/DB!M$3)*(Unit!G200/100)*1000","v":0},{"$f":"(DmYear!$L$32*(Unit!I$162/100)/DB!N$3)*(Unit!H200/100)*1000","v":0},{"$f":"(DmYear!$L$32*(Unit!J$162/100)/DB!O$3)*(Unit!I200/100)*1000","v":0},{"$f":"(DmYear!$L$32*(Unit!K$162/100)/DB!P$3)*(Unit!J200/100)*1000","v":0},{"$f":"(DmYear!$L$32*(Unit!L$162/100)/DB!Q$3)*(Unit!K200/100)*1000","v":0},{"$f":"(DmYear!$L$32*(Unit!M$162/100)/DB!R$3)*(Unit!L200/100)*1000","v":0},{"$f":"(DmYear!$L$32*(Unit!N$162/100)/DB!S$3)*(Unit!M200/100)*1000","v":0},"-",null,17,{"$f":"(DmYear!$L$32*(Unit!C$163/100)/DB!H$4)*(Unit!P200/100)*1000","v":0},{"$f":"(DmYear!$L$32*(Unit!D$163/100)/DB!I$4)*(Unit!Q200/100)*1000","v":0},{"$f":"(DmYear!$L$32*(Unit!E$163/100)/DB!J$4)*(Unit!R200/100)*1000","v":0},{"$f":"(DmYear!$L$32*(Unit!F$163/100)/DB!K$4)*(Unit!S200/100)*1000","v":0},{"$f":"(DmYear!$L$32*(Unit!G$163/100)/DB!L$4)*(Unit!T200/100)*1000","v":0},{"$f":"(DmYear!$L$32*(Unit!H$163/100)/DB!M$4)*(Unit!U200/100)*1000","v":0},{"$f":"(DmYear!$L$32*(Unit!I$163/100)/DB!N$4)*(Unit!V200/100)*1000","v":0},{"$f":"(DmYear!$L$32*(Unit!J$163/100)/DB!O$4)*(Unit!W200/100)*1000","v":0},{"$f":"(DmYear!$L$32*(Unit!K$163/100)/DB!P$4)*(Unit!X200/100)*1000","v":0},{"$f":"(DmYear!$L$32*(Unit!L$163/100)/DB!Q$4)*(Unit!Y200/100)*1000","v":0},{"$f":"(DmYear!$L$32*(Unit!M$163/100)/DB!R$4)*(Unit!Z200/100)*1000","v":0},{"$f":"(DmYear!$L$32*(Unit!N$163/100)/DB!S$4)*(Unit!AA200/100)*1000","v":0},"-",null,17,{"$f":"(DmYear!$L$32*(Unit!C$164/100)/DB!H$5)*(Unit!AD200/100)*1000","v":0},{"$f":"(DmYear!$L$32*(Unit!D$164/100)/DB!I$5)*(Unit!AE200/100)*1000","v":0},{"$f":"(DmYear!$L$32*(Unit!E$164/100)/DB!J$5)*(Unit!AF200/100)*1000","v":0},{"$f":"(DmYear!$L$32*(Unit!F$164/100)/DB!K$5)*(Unit!AG200/100)*1000","v":0},{"$f":"(DmYear!$L$32*(Unit!G$164/100)/DB!L$5)*(Unit!AH200/100)*1000","v":0},{"$f":"(DmYear!$L$32*(Unit!H$164/100)/DB!M$5)*(Unit!AI200/100)*1000","v":0},{"$f":"(DmYear!$L$32*(Unit!I$164/100)/DB!N$5)*(Unit!AJ200/100)*1000","v":0},{"$f":"(DmYear!$L$32*(Unit!J$164/100)/DB!O$5)*(Unit!AK200/100)*1000","v":0},{"$f":"(DmYear!$L$32*(Unit!K$164/100)/DB!P$5)*(Unit!AL200/100)*1000","v":0},{"$f":"(DmYear!$L$32*(Unit!L$164/100)/DB!Q$5)*(Unit!AM200/100)*1000","v":0},{"$f":"(DmYear!$L$32*(Unit!M$164/100)/DB!R$5)*(Unit!AN200/100)*1000","v":0},{"$f":"(DmYear!$L$32*(Unit!N$164/100)/DB!S$5)*(Unit!AO200/100)*1000","v":0},"-",null,null,17,0,0,0,0,0,0,0,0,0,0,0,0,null,null,17,0,0,0,0,0,0,0,0,0,0,0,0,null,null,17,0,0,0,0,0,0,0,0,0,0,0,0]
[null,18,{"$f":"(DmYear!$L$5*(Unit!C$162/100)/DB!H$3)*(Unit!B201/100)*1000","v":0},{"$f":"(DmYear!$L$5*(Unit!D$162/100)/DB!I$3)*(Unit!C201/100)*1000","v":0},{"$f":"(DmYear!$L$5*(Unit!E$162/100)/DB!J$3)*(Unit!D201/100)*1000","v":0},{"$f":"(DmYear!$L$5*(Unit!F$162/100)/DB!K$3)*(Unit!E201/100)*1000","v":0},{"$f":"(DmYear!$L$5*(Unit!G$162/100)/DB!L$3)*(Unit!F201/100)*1000","v":0},{"$f":"(DmYear!$L$5*(Unit!H$162/100)/DB!M$3)*(Unit!G201/100)*1000","v":0},{"$f":"(DmYear!$L$5*(Unit!I$162/100)/DB!N$3)*(Unit!H201/100)*1000","v":0},{"$f":"(DmYear!$L$5*(Unit!J$162/100)/DB!O$3)*(Unit!I201/100)*1000","v":0},{"$f":"(DmYear!$L$5*(Unit!K$162/100)/DB!P$3)*(Unit!J201/100)*1000","v":0},{"$f":"(DmYear!$L$5*(Unit!L$162/100)/DB!Q$3)*(Unit!K201/100)*1000","v":0},{"$f":"(DmYear!$L$5*(Unit!M$162/100)/DB!R$3)*(Unit!L201/100)*1000","v":0},{"$f":"(DmYear!$L$5*(Unit!N$162/100)/DB!S$3)*(Unit!M201/100)*1000","v":0},"-",null,18,{"$f":"(DmYear!$L$5*(Unit!C$163/100)/DB!H$4)*(Unit!P201/100)*1000","v":0},{"$f":"(DmYear!$L$5*(Unit!D$163/100)/DB!I$4)*(Unit!Q201/100)*1000","v":0},{"$f":"(DmYear!$L$5*(Unit!E$163/100)/DB!J$4)*(Unit!R201/100)*1000","v":0},{"$f":"(DmYear!$L$5*(Unit!F$163/100)/DB!K$4)*(Unit!S201/100)*1000","v":0},{"$f":"(DmYear!$L$5*(Unit!G$163/100)/DB!L$4)*(Unit!T201/100)*1000","v":0},{"$f":"(DmYear!$L$5*(Unit!H$163/100)/DB!M$4)*(Unit!U201/100)*1000","v":0},{"$f":"(DmYear!$L$5*(Unit!I$163/100)/DB!N$4)*(Unit!V201/100)*1000","v":0},{"$f":"(DmYear!$L$5*(Unit!J$163/100)/DB!O$4)*(Unit!W201/100)*1000","v":0},{"$f":"(DmYear!$L$5*(Unit!K$163/100)/DB!P$4)*(Unit!X201/100)*1000","v":0},{"$f":"(DmYear!$L$5*(Unit!L$163/100)/DB!Q$4)*(Unit!Y201/100)*1000","v":0},{"$f":"(DmYear!$L$5*(Unit!M$163/100)/DB!R$4)*(Unit!Z201/100)*1000","v":0},{"$f":"(DmYear!$L$5*(Unit!N$163/100)/DB!S$4)*(Unit!AA201/100)*1000","v":0},"-",null,18,{"$f":"(DmYear!$L$5*(Unit!C$164/100)/DB!H$5)*(Unit!AD201/100)*1000","v":0},{"$f":"(DmYear!$L$5*(Unit!D$164/100)/DB!I$5)*(Unit!AE201/100)*1000","v":0},{"$f":"(DmYear!$L$5*(Unit!E$164/100)/DB!J$5)*(Unit!AF201/100)*1000","v":0},{"$f":"(DmYear!$L$5*(Unit!F$164/100)/DB!K$5)*(Unit!AG201/100)*1000","v":0},{"$f":"(DmYear!$L$5*(Unit!G$164/100)/DB!L$5)*(Unit!AH201/100)*1000","v":0},{"$f":"(DmYear!$L$5*(Unit!H$164/100)/DB!M$5)*(Unit!AI201/100)*1000","v":0},{"$f":"(DmYear!$L$5*(Unit!I$164/100)/DB!N$5)*(Unit!AJ201/100)*1000","v":0},{"$f":"(DmYear!$L$5*(Unit!J$164/100)/DB!O$5)*(Unit!AK201/100)*1000","v":0},{"$f":"(DmYear!$L$5*(Unit!K$164/100)/DB!P$5)*(Unit!AL201/100)*1000","v":0},{"$f":"(DmYear!$L$5*(Unit!L$164/100)/DB!Q$5)*(Unit!AM201/100)*1000","v":0},{"$f":"(DmYear!$L$5*(Unit!M$164/100)/DB!R$5)*(Unit!AN201/100)*1000","v":0},{"$f":"(DmYear!$L$5*(Unit!N$164/100)/DB!S$5)*(Unit!AO201/100)*1000","v":0},"-",null,null,18,0,0,0,0,0,0,0,0,0,0,0,0,null,null,18,0,0,0,0,0,0,0,0,0,0,0,0,null,null,18,0,0,0,0,0,0,0,0,0,0,0,0,null,null,null,null,18,{"$f":"(DmYear!$L$32*(Unit!C$162/100)/DB!H$3)*(Unit!B201/100)*1000","v":0},{"$f":"(DmYear!$L$32*(Unit!D$162/100)/DB!I$3)*(Unit!C201/100)*1000","v":0},{"$f":"(DmYear!$L$32*(Unit!E$162/100)/DB!J$3)*(Unit!D201/100)*1000","v":0},{"$f":"(DmYear!$L$32*(Unit!F$162/100)/DB!K$3)*(Unit!E201/100)*1000","v":0},{"$f":"(DmYear!$L$32*(Unit!G$162/100)/DB!L$3)*(Unit!F201/100)*1000","v":0},{"$f":"(DmYear!$L$32*(Unit!H$162/100)/DB!M$3)*(Unit!G201/100)*1000","v":0},{"$f":"(DmYear!$L$32*(Unit!I$162/100)/DB!N$3)*(Unit!H201/100)*1000","v":0},{"$f":"(DmYear!$L$32*(Unit!J$162/100)/DB!O$3)*(Unit!I201/100)*1000","v":0},{"$f":"(DmYear!$L$32*(Unit!K$162/100)/DB!P$3)*(Unit!J201/100)*1000","v":0},{"$f":"(DmYear!$L$32*(Unit!L$162/100)/DB!Q$3)*(Unit!K201/100)*1000","v":0},{"$f":"(DmYear!$L$32*(Unit!M$162/100)/DB!R$3)*(Unit!L201/100)*1000","v":0},{"$f":"(DmYear!$L$32*(Unit!N$162/100)/DB!S$3)*(Unit!M201/100)*1000","v":0},"-",null,18,{"$f":"(DmYear!$L$32*(Unit!C$163/100)/DB!H$4)*(Unit!P201/100)*1000","v":0},{"$f":"(DmYear!$L$32*(Unit!D$163/100)/DB!I$4)*(Unit!Q201/100)*1000","v":0},{"$f":"(DmYear!$L$32*(Unit!E$163/100)/DB!J$4)*(Unit!R201/100)*1000","v":0},{"$f":"(DmYear!$L$32*(Unit!F$163/100)/DB!K$4)*(Unit!S201/100)*1000","v":0},{"$f":"(DmYear!$L$32*(Unit!G$163/100)/DB!L$4)*(Unit!T201/100)*1000","v":0},{"$f":"(DmYear!$L$32*(Unit!H$163/100)/DB!M$4)*(Unit!U201/100)*1000","v":0},{"$f":"(DmYear!$L$32*(Unit!I$163/100)/DB!N$4)*(Unit!V201/100)*1000","v":0},{"$f":"(DmYear!$L$32*(Unit!J$163/100)/DB!O$4)*(Unit!W201/100)*1000","v":0},{"$f":"(DmYear!$L$32*(Unit!K$163/100)/DB!P$4)*(Unit!X201/100)*1000","v":0},{"$f":"(DmYear!$L$32*(Unit!L$163/100)/DB!Q$4)*(Unit!Y201/100)*1000","v":0},{"$f":"(DmYear!$L$32*(Unit!M$163/100)/DB!R$4)*(Unit!Z201/100)*1000","v":0},{"$f":"(DmYear!$L$32*(Unit!N$163/100)/DB!S$4)*(Unit!AA201/100)*1000","v":0},"-",null,18,{"$f":"(DmYear!$L$32*(Unit!C$164/100)/DB!H$5)*(Unit!AD201/100)*1000","v":0},{"$f":"(DmYear!$L$32*(Unit!D$164/100)/DB!I$5)*(Unit!AE201/100)*1000","v":0},{"$f":"(DmYear!$L$32*(Unit!E$164/100)/DB!J$5)*(Unit!AF201/100)*1000","v":0},{"$f":"(DmYear!$L$32*(Unit!F$164/100)/DB!K$5)*(Unit!AG201/100)*1000","v":0},{"$f":"(DmYear!$L$32*(Unit!G$164/100)/DB!L$5)*(Unit!AH201/100)*1000","v":0},{"$f":"(DmYear!$L$32*(Unit!H$164/100)/DB!M$5)*(Unit!AI201/100)*1000","v":0},{"$f":"(DmYear!$L$32*(Unit!I$164/100)/DB!N$5)*(Unit!AJ201/100)*1000","v":0},{"$f":"(DmYear!$L$32*(Unit!J$164/100)/DB!O$5)*(Unit!AK201/100)*1000","v":0},{"$f":"(DmYear!$L$32*(Unit!K$164/100)/DB!P$5)*(Unit!AL201/100)*1000","v":0},{"$f":"(DmYear!$L$32*(Unit!L$164/100)/DB!Q$5)*(Unit!AM201/100)*1000","v":0},{"$f":"(DmYear!$L$32*(Unit!M$164/100)/DB!R$5)*(Unit!AN201/100)*1000","v":0},{"$f":"(DmYear!$L$32*(Unit!N$164/100)/DB!S$5)*(Unit!AO201/100)*1000","v":0},"-",null,null,18,0,0,0,0,0,0,0,0,0,0,0,0,null,null,18,0,0,0,0,0,0,0,0,0,0,0,0,null,null,18,0,0,0,0,0,0,0,0,0,0,0,0]
[null,19,{"$f":"(DmYear!$L$5*(Unit!C$162/100)/DB!H$3)*(Unit!B202/100)*1000","v":0},{"$f":"(DmYear!$L$5*(Unit!D$162/100)/DB!I$3)*(Unit!C202/100)*1000","v":0},{"$f":"(DmYear!$L$5*(Unit!E$162/100)/DB!J$3)*(Unit!D202/100)*1000","v":0},{"$f":"(DmYear!$L$5*(Unit!F$162/100)/DB!K$3)*(Unit!E202/100)*1000","v":0},{"$f":"(DmYear!$L$5*(Unit!G$162/100)/DB!L$3)*(Unit!F202/100)*1000","v":0},{"$f":"(DmYear!$L$5*(Unit!H$162/100)/DB!M$3)*(Unit!G202/100)*1000","v":0},{"$f":"(DmYear!$L$5*(Unit!I$162/100)/DB!N$3)*(Unit!H202/100)*1000","v":0},{"$f":"(DmYear!$L$5*(Unit!J$162/100)/DB!O$3)*(Unit!I202/100)*1000","v":0},{"$f":"(DmYear!$L$5*(Unit!K$162/100)/DB!P$3)*(Unit!J202/100)*1000","v":0},{"$f":"(DmYear!$L$5*(Unit!L$162/100)/DB!Q$3)*(Unit!K202/100)*1000","v":0},{"$f":"(DmYear!$L$5*(Unit!M$162/100)/DB!R$3)*(Unit!L202/100)*1000","v":0},{"$f":"(DmYear!$L$5*(Unit!N$162/100)/DB!S$3)*(Unit!M202/100)*1000","v":0},"-",null,19,{"$f":"(DmYear!$L$5*(Unit!C$163/100)/DB!H$4)*(Unit!P202/100)*1000","v":0},{"$f":"(DmYear!$L$5*(Unit!D$163/100)/DB!I$4)*(Unit!Q202/100)*1000","v":0},{"$f":"(DmYear!$L$5*(Unit!E$163/100)/DB!J$4)*(Unit!R202/100)*1000","v":0},{"$f":"(DmYear!$L$5*(Unit!F$163/100)/DB!K$4)*(Unit!S202/100)*1000","v":0},{"$f":"(DmYear!$L$5*(Unit!G$163/100)/DB!L$4)*(Unit!T202/100)*1000","v":0},{"$f":"(DmYear!$L$5*(Unit!H$163/100)/DB!M$4)*(Unit!U202/100)*1000","v":0},{"$f":"(DmYear!$L$5*(Unit!I$163/100)/DB!N$4)*(Unit!V202/100)*1000","v":0},{"$f":"(DmYear!$L$5*(Unit!J$163/100)/DB!O$4)*(Unit!W202/100)*1000","v":0},{"$f":"(DmYear!$L$5*(Unit!K$163/100)/DB!P$4)*(Unit!X202/100)*1000","v":0},{"$f":"(DmYear!$L$5*(Unit!L$163/100)/DB!Q$4)*(Unit!Y202/100)*1000","v":0},{"$f":"(DmYear!$L$5*(Unit!M$163/100)/DB!R$4)*(Unit!Z202/100)*1000","v":0},{"$f":"(DmYear!$L$5*(Unit!N$163/100)/DB!S$4)*(Unit!AA202/100)*1000","v":0},"-",null,19,{"$f":"(DmYear!$L$5*(Unit!C$164/100)/DB!H$5)*(Unit!AD202/100)*1000","v":0},{"$f":"(DmYear!$L$5*(Unit!D$164/100)/DB!I$5)*(Unit!AE202/100)*1000","v":0},{"$f":"(DmYear!$L$5*(Unit!E$164/100)/DB!J$5)*(Unit!AF202/100)*1000","v":0},{"$f":"(DmYear!$L$5*(Unit!F$164/100)/DB!K$5)*(Unit!AG202/100)*1000","v":0},{"$f":"(DmYear!$L$5*(Unit!G$164/100)/DB!L$5)*(Unit!AH202/100)*1000","v":0},{"$f":"(DmYear!$L$5*(Unit!H$164/100)/DB!M$5)*(Unit!AI202/100)*1000","v":0},{"$f":"(DmYear!$L$5*(Unit!I$164/100)/DB!N$5)*(Unit!AJ202/100)*1000","v":0},{"$f":"(DmYear!$L$5*(Unit!J$164/100)/DB!O$5)*(Unit!AK202/100)*1000","v":0},{"$f":"(DmYear!$L$5*(Unit!K$164/100)/DB!P$5)*(Unit!AL202/100)*1000","v":0},{"$f":"(DmYear!$L$5*(Unit!L$164/100)/DB!Q$5)*(Unit!AM202/100)*1000","v":0},{"$f":"(DmYear!$L$5*(Unit!M$164/100)/DB!R$5)*(Unit!AN202/100)*1000","v":0},{"$f":"(DmYear!$L$5*(Unit!N$164/100)/DB!S$5)*(Unit!AO202/100)*1000","v":0},"-",null,null,19,0,0,0,0,0,0,0,0,0,0,0,0,null,null,19,0,0,0,0,0,0,0,0,0,0,0,0,null,null,19,0,0,0,0,0,0,0,0,0,0,0,0,null,null,null,null,19,{"$f":"(DmYear!$L$32*(Unit!C$162/100)/DB!H$3)*(Unit!B202/100)*1000","v":0},{"$f":"(DmYear!$L$32*(Unit!D$162/100)/DB!I$3)*(Unit!C202/100)*1000","v":0},{"$f":"(DmYear!$L$32*(Unit!E$162/100)/DB!J$3)*(Unit!D202/100)*1000","v":0},{"$f":"(DmYear!$L$32*(Unit!F$162/100)/DB!K$3)*(Unit!E202/100)*1000","v":0},{"$f":"(DmYear!$L$32*(Unit!G$162/100)/DB!L$3)*(Unit!F202/100)*1000","v":0},{"$f":"(DmYear!$L$32*(Unit!H$162/100)/DB!M$3)*(Unit!G202/100)*1000","v":0},{"$f":"(DmYear!$L$32*(Unit!I$162/100)/DB!N$3)*(Unit!H202/100)*1000","v":0},{"$f":"(DmYear!$L$32*(Unit!J$162/100)/DB!O$3)*(Unit!I202/100)*1000","v":0},{"$f":"(DmYear!$L$32*(Unit!K$162/100)/DB!P$3)*(Unit!J202/100)*1000","v":0},{"$f":"(DmYear!$L$32*(Unit!L$162/100)/DB!Q$3)*(Unit!K202/100)*1000","v":0},{"$f":"(DmYear!$L$32*(Unit!M$162/100)/DB!R$3)*(Unit!L202/100)*1000","v":0},{"$f":"(DmYear!$L$32*(Unit!N$162/100)/DB!S$3)*(Unit!M202/100)*1000","v":0},"-",null,19,{"$f":"(DmYear!$L$32*(Unit!C$163/100)/DB!H$4)*(Unit!P202/100)*1000","v":0},{"$f":"(DmYear!$L$32*(Unit!D$163/100)/DB!I$4)*(Unit!Q202/100)*1000","v":0},{"$f":"(DmYear!$L$32*(Unit!E$163/100)/DB!J$4)*(Unit!R202/100)*1000","v":0},{"$f":"(DmYear!$L$32*(Unit!F$163/100)/DB!K$4)*(Unit!S202/100)*1000","v":0},{"$f":"(DmYear!$L$32*(Unit!G$163/100)/DB!L$4)*(Unit!T202/100)*1000","v":0},{"$f":"(DmYear!$L$32*(Unit!H$163/100)/DB!M$4)*(Unit!U202/100)*1000","v":0},{"$f":"(DmYear!$L$32*(Unit!I$163/100)/DB!N$4)*(Unit!V202/100)*1000","v":0},{"$f":"(DmYear!$L$32*(Unit!J$163/100)/DB!O$4)*(Unit!W202/100)*1000","v":0},{"$f":"(DmYear!$L$32*(Unit!K$163/100)/DB!P$4)*(Unit!X202/100)*1000","v":0},{"$f":"(DmYear!$L$32*(Unit!L$163/100)/DB!Q$4)*(Unit!Y202/100)*1000","v":0},{"$f":"(DmYear!$L$32*(Unit!M$163/100)/DB!R$4)*(Unit!Z202/100)*1000","v":0},{"$f":"(DmYear!$L$32*(Unit!N$163/100)/DB!S$4)*(Unit!AA202/100)*1000","v":0},"-",null,19,{"$f":"(DmYear!$L$32*(Unit!C$164/100)/DB!H$5)*(Unit!AD202/100)*1000","v":0},{"$f":"(DmYear!$L$32*(Unit!D$164/100)/DB!I$5)*(Unit!AE202/100)*1000","v":0},{"$f":"(DmYear!$L$32*(Unit!E$164/100)/DB!J$5)*(Unit!AF202/100)*1000","v":0},{"$f":"(DmYear!$L$32*(Unit!F$164/100)/DB!K$5)*(Unit!AG202/100)*1000","v":0},{"$f":"(DmYear!$L$32*(Unit!G$164/100)/DB!L$5)*(Unit!AH202/100)*1000","v":0},{"$f":"(DmYear!$L$32*(Unit!H$164/100)/DB!M$5)*(Unit!AI202/100)*1000","v":0},{"$f":"(DmYear!$L$32*(Unit!I$164/100)/DB!N$5)*(Unit!AJ202/100)*1000","v":0},{"$f":"(DmYear!$L$32*(Unit!J$164/100)/DB!O$5)*(Unit!AK202/100)*1000","v":0},{"$f":"(DmYear!$L$32*(Unit!K$164/100)/DB!P$5)*(Unit!AL202/100)*1000","v":0},{"$f":"(DmYear!$L$32*(Unit!L$164/100)/DB!Q$5)*(Unit!AM202/100)*1000","v":0},{"$f":"(DmYear!$L$32*(Unit!M$164/100)/DB!R$5)*(Unit!AN202/100)*1000","v":0},{"$f":"(DmYear!$L$32*(Unit!N$164/100)/DB!S$5)*(Unit!AO202/100)*1000","v":0},"-",null,null,19,0,0,0,0,0,0,0,0,0,0,0,0,null,null,19,0,0,0,0,0,0,0,0,0,0,0,0,null,null,19,0,0,0,0,0,0,0,0,0,0,0,0]
[null,20,{"$f":"(DmYear!$L$5*(Unit!C$162/100)/DB!H$3)*(Unit!B203/100)*1000","v":0},{"$f":"(DmYear!$L$5*(Unit!D$162/100)/DB!I$3)*(Unit!C203/100)*1000","v":0},{"$f":"(DmYear!$L$5*(Unit!E$162/100)/DB!J$3)*(Unit!D203/100)*1000","v":0},{"$f":"(DmYear!$L$5*(Unit!F$162/100)/DB!K$3)*(Unit!E203/100)*1000","v":0},{"$f":"(DmYear!$L$5*(Unit!G$162/100)/DB!L$3)*(Unit!F203/100)*1000","v":0},{"$f":"(DmYear!$L$5*(Unit!H$162/100)/DB!M$3)*(Unit!G203/100)*1000","v":0},{"$f":"(DmYear!$L$5*(Unit!I$162/100)/DB!N$3)*(Unit!H203/100)*1000","v":0},{"$f":"(DmYear!$L$5*(Unit!J$162/100)/DB!O$3)*(Unit!I203/100)*1000","v":0},{"$f":"(DmYear!$L$5*(Unit!K$162/100)/DB!P$3)*(Unit!J203/100)*1000","v":0},{"$f":"(DmYear!$L$5*(Unit!L$162/100)/DB!Q$3)*(Unit!K203/100)*1000","v":0},{"$f":"(DmYear!$L$5*(Unit!M$162/100)/DB!R$3)*(Unit!L203/100)*1000","v":0},{"$f":"(DmYear!$L$5*(Unit!N$162/100)/DB!S$3)*(Unit!M203/100)*1000","v":0},"-",null,20,{"$f":"(DmYear!$L$5*(Unit!C$163/100)/DB!H$4)*(Unit!P203/100)*1000","v":0},{"$f":"(DmYear!$L$5*(Unit!D$163/100)/DB!I$4)*(Unit!Q203/100)*1000","v":0},{"$f":"(DmYear!$L$5*(Unit!E$163/100)/DB!J$4)*(Unit!R203/100)*1000","v":0},{"$f":"(DmYear!$L$5*(Unit!F$163/100)/DB!K$4)*(Unit!S203/100)*1000","v":0},{"$f":"(DmYear!$L$5*(Unit!G$163/100)/DB!L$4)*(Unit!T203/100)*1000","v":0},{"$f":"(DmYear!$L$5*(Unit!H$163/100)/DB!M$4)*(Unit!U203/100)*1000","v":0},{"$f":"(DmYear!$L$5*(Unit!I$163/100)/DB!N$4)*(Unit!V203/100)*1000","v":0},{"$f":"(DmYear!$L$5*(Unit!J$163/100)/DB!O$4)*(Unit!W203/100)*1000","v":0},{"$f":"(DmYear!$L$5*(Unit!K$163/100)/DB!P$4)*(Unit!X203/100)*1000","v":0},{"$f":"(DmYear!$L$5*(Unit!L$163/100)/DB!Q$4)*(Unit!Y203/100)*1000","v":0},{"$f":"(DmYear!$L$5*(Unit!M$163/100)/DB!R$4)*(Unit!Z203/100)*1000","v":0},{"$f":"(DmYear!$L$5*(Unit!N$163/100)/DB!S$4)*(Unit!AA203/100)*1000","v":0},"-",null,20,{"$f":"(DmYear!$L$5*(Unit!C$164/100)/DB!H$5)*(Unit!AD203/100)*1000","v":0},{"$f":"(DmYear!$L$5*(Unit!D$164/100)/DB!I$5)*(Unit!AE203/100)*1000","v":0},{"$f":"(DmYear!$L$5*(Unit!E$164/100)/DB!J$5)*(Unit!AF203/100)*1000","v":0},{"$f":"(DmYear!$L$5*(Unit!F$164/100)/DB!K$5)*(Unit!AG203/100)*1000","v":0},{"$f":"(DmYear!$L$5*(Unit!G$164/100)/DB!L$5)*(Unit!AH203/100)*1000","v":0},{"$f":"(DmYear!$L$5*(Unit!H$164/100)/DB!M$5)*(Unit!AI203/100)*1000","v":0},{"$f":"(DmYear!$L$5*(Unit!I$164/100)/DB!N$5)*(Unit!AJ203/100)*1000","v":0},{"$f":"(DmYear!$L$5*(Unit!J$164/100)/DB!O$5)*(Unit!AK203/100)*1000","v":0},{"$f":"(DmYear!$L$5*(Unit!K$164/100)/DB!P$5)*(Unit!AL203/100)*1000","v":0},{"$f":"(DmYear!$L$5*(Unit!L$164/100)/DB!Q$5)*(Unit!AM203/100)*1000","v":0},{"$f":"(DmYear!$L$5*(Unit!M$164/100)/DB!R$5)*(Unit!AN203/100)*1000","v":0},{"$f":"(DmYear!$L$5*(Unit!N$164/100)/DB!S$5)*(Unit!AO203/100)*1000","v":0},"-",null,null,20,0,0,0,0,0,0,0,0,0,0,0,0,null,null,20,0,0,0,0,0,0,0,0,0,0,0,0,null,null,20,0,0,0,0,0,0,0,0,0,0,0,0,null,null,null,null,20,{"$f":"(DmYear!$L$32*(Unit!C$162/100)/DB!H$3)*(Unit!B203/100)*1000","v":0},{"$f":"(DmYear!$L$32*(Unit!D$162/100)/DB!I$3)*(Unit!C203/100)*1000","v":0},{"$f":"(DmYear!$L$32*(Unit!E$162/100)/DB!J$3)*(Unit!D203/100)*1000","v":0},{"$f":"(DmYear!$L$32*(Unit!F$162/100)/DB!K$3)*(Unit!E203/100)*1000","v":0},{"$f":"(DmYear!$L$32*(Unit!G$162/100)/DB!L$3)*(Unit!F203/100)*1000","v":0},{"$f":"(DmYear!$L$32*(Unit!H$162/100)/DB!M$3)*(Unit!G203/100)*1000","v":0},{"$f":"(DmYear!$L$32*(Unit!I$162/100)/DB!N$3)*(Unit!H203/100)*1000","v":0},{"$f":"(DmYear!$L$32*(Unit!J$162/100)/DB!O$3)*(Unit!I203/100)*1000","v":0},{"$f":"(DmYear!$L$32*(Unit!K$162/100)/DB!P$3)*(Unit!J203/100)*1000","v":0},{"$f":"(DmYear!$L$32*(Unit!L$162/100)/DB!Q$3)*(Unit!K203/100)*1000","v":0},{"$f":"(DmYear!$L$32*(Unit!M$162/100)/DB!R$3)*(Unit!L203/100)*1000","v":0},{"$f":"(DmYear!$L$32*(Unit!N$162/100)/DB!S$3)*(Unit!M203/100)*1000","v":0},"-",null,20,{"$f":"(DmYear!$L$32*(Unit!C$163/100)/DB!H$4)*(Unit!P203/100)*1000","v":0},{"$f":"(DmYear!$L$32*(Unit!D$163/100)/DB!I$4)*(Unit!Q203/100)*1000","v":0},{"$f":"(DmYear!$L$32*(Unit!E$163/100)/DB!J$4)*(Unit!R203/100)*1000","v":0},{"$f":"(DmYear!$L$32*(Unit!F$163/100)/DB!K$4)*(Unit!S203/100)*1000","v":0},{"$f":"(DmYear!$L$32*(Unit!G$163/100)/DB!L$4)*(Unit!T203/100)*1000","v":0},{"$f":"(DmYear!$L$32*(Unit!H$163/100)/DB!M$4)*(Unit!U203/100)*1000","v":0},{"$f":"(DmYear!$L$32*(Unit!I$163/100)/DB!N$4)*(Unit!V203/100)*1000","v":0},{"$f":"(DmYear!$L$32*(Unit!J$163/100)/DB!O$4)*(Unit!W203/100)*1000","v":0},{"$f":"(DmYear!$L$32*(Unit!K$163/100)/DB!P$4)*(Unit!X203/100)*1000","v":0},{"$f":"(DmYear!$L$32*(Unit!L$163/100)/DB!Q$4)*(Unit!Y203/100)*1000","v":0},{"$f":"(DmYear!$L$32*(Unit!M$163/100)/DB!R$4)*(Unit!Z203/100)*1000","v":0},{"$f":"(DmYear!$L$32*(Unit!N$163/100)/DB!S$4)*(Unit!AA203/100)*1000","v":0},"-",null,20,{"$f":"(DmYear!$L$32*(Unit!C$164/100)/DB!H$5)*(Unit!AD203/100)*1000","v":0},{"$f":"(DmYear!$L$32*(Unit!D$164/100)/DB!I$5)*(Unit!AE203/100)*1000","v":0},{"$f":"(DmYear!$L$32*(Unit!E$164/100)/DB!J$5)*(Unit!AF203/100)*1000","v":0},{"$f":"(DmYear!$L$32*(Unit!F$164/100)/DB!K$5)*(Unit!AG203/100)*1000","v":0},{"$f":"(DmYear!$L$32*(Unit!G$164/100)/DB!L$5)*(Unit!AH203/100)*1000","v":0},{"$f":"(DmYear!$L$32*(Unit!H$164/100)/DB!M$5)*(Unit!AI203/100)*1000","v":0},{"$f":"(DmYear!$L$32*(Unit!I$164/100)/DB!N$5)*(Unit!AJ203/100)*1000","v":0},{"$f":"(DmYear!$L$32*(Unit!J$164/100)/DB!O$5)*(Unit!AK203/100)*1000","v":0},{"$f":"(DmYear!$L$32*(Unit!K$164/100)/DB!P$5)*(Unit!AL203/100)*1000","v":0},{"$f":"(DmYear!$L$32*(Unit!L$164/100)/DB!Q$5)*(Unit!AM203/100)*1000","v":0},{"$f":"(DmYear!$L$32*(Unit!M$164/100)/DB!R$5)*(Unit!AN203/100)*1000","v":0},{"$f":"(DmYear!$L$32*(Unit!N$164/100)/DB!S$5)*(Unit!AO203/100)*1000","v":0},"-",null,null,20,0,0,0,0,0,0,0,0,0,0,0,0,null,null,20,0,0,0,0,0,0,0,0,0,0,0,0,null,null,20,0,0,0,0,0,0,0,0,0,0,0,0]
[null,21,{"$f":"(DmYear!$L$5*(Unit!C$162/100)/DB!H$3)*(Unit!B204/100)*1000","v":0},{"$f":"(DmYear!$L$5*(Unit!D$162/100)/DB!I$3)*(Unit!C204/100)*1000","v":0},{"$f":"(DmYear!$L$5*(Unit!E$162/100)/DB!J$3)*(Unit!D204/100)*1000","v":0},{"$f":"(DmYear!$L$5*(Unit!F$162/100)/DB!K$3)*(Unit!E204/100)*1000","v":0},{"$f":"(DmYear!$L$5*(Unit!G$162/100)/DB!L$3)*(Unit!F204/100)*1000","v":0},{"$f":"(DmYear!$L$5*(Unit!H$162/100)/DB!M$3)*(Unit!G204/100)*1000","v":0},{"$f":"(DmYear!$L$5*(Unit!I$162/100)/DB!N$3)*(Unit!H204/100)*1000","v":0},{"$f":"(DmYear!$L$5*(Unit!J$162/100)/DB!O$3)*(Unit!I204/100)*1000","v":0},{"$f":"(DmYear!$L$5*(Unit!K$162/100)/DB!P$3)*(Unit!J204/100)*1000","v":0},{"$f":"(DmYear!$L$5*(Unit!L$162/100)/DB!Q$3)*(Unit!K204/100)*1000","v":0},{"$f":"(DmYear!$L$5*(Unit!M$162/100)/DB!R$3)*(Unit!L204/100)*1000","v":0},{"$f":"(DmYear!$L$5*(Unit!N$162/100)/DB!S$3)*(Unit!M204/100)*1000","v":0},"-",null,21,{"$f":"(DmYear!$L$5*(Unit!C$163/100)/DB!H$4)*(Unit!P204/100)*1000","v":0},{"$f":"(DmYear!$L$5*(Unit!D$163/100)/DB!I$4)*(Unit!Q204/100)*1000","v":0},{"$f":"(DmYear!$L$5*(Unit!E$163/100)/DB!J$4)*(Unit!R204/100)*1000","v":0},{"$f":"(DmYear!$L$5*(Unit!F$163/100)/DB!K$4)*(Unit!S204/100)*1000","v":0},{"$f":"(DmYear!$L$5*(Unit!G$163/100)/DB!L$4)*(Unit!T204/100)*1000","v":0},{"$f":"(DmYear!$L$5*(Unit!H$163/100)/DB!M$4)*(Unit!U204/100)*1000","v":0},{"$f":"(DmYear!$L$5*(Unit!I$163/100)/DB!N$4)*(Unit!V204/100)*1000","v":0},{"$f":"(DmYear!$L$5*(Unit!J$163/100)/DB!O$4)*(Unit!W204/100)*1000","v":0},{"$f":"(DmYear!$L$5*(Unit!K$163/100)/DB!P$4)*(Unit!X204/100)*1000","v":0},{"$f":"(DmYear!$L$5*(Unit!L$163/100)/DB!Q$4)*(Unit!Y204/100)*1000","v":0},{"$f":"(DmYear!$L$5*(Unit!M$163/100)/DB!R$4)*(Unit!Z204/100)*1000","v":0},{"$f":"(DmYear!$L$5*(Unit!N$163/100)/DB!S$4)*(Unit!AA204/100)*1000","v":0},"-",null,21,{"$f":"(DmYear!$L$5*(Unit!C$164/100)/DB!H$5)*(Unit!AD204/100)*1000","v":0},{"$f":"(DmYear!$L$5*(Unit!D$164/100)/DB!I$5)*(Unit!AE204/100)*1000","v":0},{"$f":"(DmYear!$L$5*(Unit!E$164/100)/DB!J$5)*(Unit!AF204/100)*1000","v":0},{"$f":"(DmYear!$L$5*(Unit!F$164/100)/DB!K$5)*(Unit!AG204/100)*1000","v":0},{"$f":"(DmYear!$L$5*(Unit!G$164/100)/DB!L$5)*(Unit!AH204/100)*1000","v":0},{"$f":"(DmYear!$L$5*(Unit!H$164/100)/DB!M$5)*(Unit!AI204/100)*1000","v":0},{"$f":"(DmYear!$L$5*(Unit!I$164/100)/DB!N$5)*(Unit!AJ204/100)*1000","v":0},{"$f":"(DmYear!$L$5*(Unit!J$164/100)/DB!O$5)*(Unit!AK204/100)*1000","v":0},{"$f":"(DmYear!$L$5*(Unit!K$164/100)/DB!P$5)*(Unit!AL204/100)*1000","v":0},{"$f":"(DmYear!$L$5*(Unit!L$164/100)/DB!Q$5)*(Unit!AM204/100)*1000","v":0},{"$f":"(DmYear!$L$5*(Unit!M$164/100)/DB!R$5)*(Unit!AN204/100)*1000","v":0},{"$f":"(DmYear!$L$5*(Unit!N$164/100)/DB!S$5)*(Unit!AO204/100)*1000","v":0},"-",null,null,21,0,0,0,0,0,0,0,0,0,0,0,0,null,null,21,0,0,0,0,0,0,0,0,0,0,0,0,null,null,21,0,0,0,0,0,0,0,0,0,0,0,0,null,null,null,null,21,{"$f":"(DmYear!$L$32*(Unit!C$162/100)/DB!H$3)*(Unit!B204/100)*1000","v":0},{"$f":"(DmYear!$L$32*(Unit!D$162/100)/DB!I$3)*(Unit!C204/100)*1000","v":0},{"$f":"(DmYear!$L$32*(Unit!E$162/100)/DB!J$3)*(Unit!D204/100)*1000","v":0},{"$f":"(DmYear!$L$32*(Unit!F$162/100)/DB!K$3)*(Unit!E204/100)*1000","v":0},{"$f":"(DmYear!$L$32*(Unit!G$162/100)/DB!L$3)*(Unit!F204/100)*1000","v":0},{"$f":"(DmYear!$L$32*(Unit!H$162/100)/DB!M$3)*(Unit!G204/100)*1000","v":0},{"$f":"(DmYear!$L$32*(Unit!I$162/100)/DB!N$3)*(Unit!H204/100)*1000","v":0},{"$f":"(DmYear!$L$32*(Unit!J$162/100)/DB!O$3)*(Unit!I204/100)*1000","v":0},{"$f":"(DmYear!$L$32*(Unit!K$162/100)/DB!P$3)*(Unit!J204/100)*1000","v":0},{"$f":"(DmYear!$L$32*(Unit!L$162/100)/DB!Q$3)*(Unit!K204/100)*1000","v":0},{"$f":"(DmYear!$L$32*(Unit!M$162/100)/DB!R$3)*(Unit!L204/100)*1000","v":0},{"$f":"(DmYear!$L$32*(Unit!N$162/100)/DB!S$3)*(Unit!M204/100)*1000","v":0},"-",null,21,{"$f":"(DmYear!$L$32*(Unit!C$163/100)/DB!H$4)*(Unit!P204/100)*1000","v":0},{"$f":"(DmYear!$L$32*(Unit!D$163/100)/DB!I$4)*(Unit!Q204/100)*1000","v":0},{"$f":"(DmYear!$L$32*(Unit!E$163/100)/DB!J$4)*(Unit!R204/100)*1000","v":0},{"$f":"(DmYear!$L$32*(Unit!F$163/100)/DB!K$4)*(Unit!S204/100)*1000","v":0},{"$f":"(DmYear!$L$32*(Unit!G$163/100)/DB!L$4)*(Unit!T204/100)*1000","v":0},{"$f":"(DmYear!$L$32*(Unit!H$163/100)/DB!M$4)*(Unit!U204/100)*1000","v":0},{"$f":"(DmYear!$L$32*(Unit!I$163/100)/DB!N$4)*(Unit!V204/100)*1000","v":0},{"$f":"(DmYear!$L$32*(Unit!J$163/100)/DB!O$4)*(Unit!W204/100)*1000","v":0},{"$f":"(DmYear!$L$32*(Unit!K$163/100)/DB!P$4)*(Unit!X204/100)*1000","v":0},{"$f":"(DmYear!$L$32*(Unit!L$163/100)/DB!Q$4)*(Unit!Y204/100)*1000","v":0},{"$f":"(DmYear!$L$32*(Unit!M$163/100)/DB!R$4)*(Unit!Z204/100)*1000","v":0},{"$f":"(DmYear!$L$32*(Unit!N$163/100)/DB!S$4)*(Unit!AA204/100)*1000","v":0},"-",null,21,{"$f":"(DmYear!$L$32*(Unit!C$164/100)/DB!H$5)*(Unit!AD204/100)*1000","v":0},{"$f":"(DmYear!$L$32*(Unit!D$164/100)/DB!I$5)*(Unit!AE204/100)*1000","v":0},{"$f":"(DmYear!$L$32*(Unit!E$164/100)/DB!J$5)*(Unit!AF204/100)*1000","v":0},{"$f":"(DmYear!$L$32*(Unit!F$164/100)/DB!K$5)*(Unit!AG204/100)*1000","v":0},{"$f":"(DmYear!$L$32*(Unit!G$164/100)/DB!L$5)*(Unit!AH204/100)*1000","v":0},{"$f":"(DmYear!$L$32*(Unit!H$164/100)/DB!M$5)*(Unit!AI204/100)*1000","v":0},{"$f":"(DmYear!$L$32*(Unit!I$164/100)/DB!N$5)*(Unit!AJ204/100)*1000","v":0},{"$f":"(DmYear!$L$32*(Unit!J$164/100)/DB!O$5)*(Unit!AK204/100)*1000","v":0},{"$f":"(DmYear!$L$32*(Unit!K$164/100)/DB!P$5)*(Unit!AL204/100)*1000","v":0},{"$f":"(DmYear!$L$32*(Unit!L$164/100)/DB!Q$5)*(Unit!AM204/100)*1000","v":0},{"$f":"(DmYear!$L$32*(Unit!M$164/100)/DB!R$5)*(Unit!AN204/100)*1000","v":0},{"$f":"(DmYear!$L$32*(Unit!N$164/100)/DB!S$5)*(Unit!AO204/100)*1000","v":0},"-",null,null,21,0,0,0,0,0,0,0,0,0,0,0,0,null,null,21,0,0,0,0,0,0,0,0,0,0,0,0,null,null,21,0,0,0,0,0,0,0,0,0,0,0,0]
[null,22,{"$f":"(DmYear!$L$5*(Unit!C$162/100)/DB!H$3)*(Unit!B205/100)*1000","v":0},{"$f":"(DmYear!$L$5*(Unit!D$162/100)/DB!I$3)*(Unit!C205/100)*1000","v":0},{"$f":"(DmYear!$L$5*(Unit!E$162/100)/DB!J$3)*(Unit!D205/100)*1000","v":0},{"$f":"(DmYear!$L$5*(Unit!F$162/100)/DB!K$3)*(Unit!E205/100)*1000","v":0},{"$f":"(DmYear!$L$5*(Unit!G$162/100)/DB!L$3)*(Unit!F205/100)*1000","v":0},{"$f":"(DmYear!$L$5*(Unit!H$162/100)/DB!M$3)*(Unit!G205/100)*1000","v":0},{"$f":"(DmYear!$L$5*(Unit!I$162/100)/DB!N$3)*(Unit!H205/100)*1000","v":0},{"$f":"(DmYear!$L$5*(Unit!J$162/100)/DB!O$3)*(Unit!I205/100)*1000","v":0},{"$f":"(DmYear!$L$5*(Unit!K$162/100)/DB!P$3)*(Unit!J205/100)*1000","v":0},{"$f":"(DmYear!$L$5*(Unit!L$162/100)/DB!Q$3)*(Unit!K205/100)*1000","v":0},{"$f":"(DmYear!$L$5*(Unit!M$162/100)/DB!R$3)*(Unit!L205/100)*1000","v":0},{"$f":"(DmYear!$L$5*(Unit!N$162/100)/DB!S$3)*(Unit!M205/100)*1000","v":0},"-",null,22,{"$f":"(DmYear!$L$5*(Unit!C$163/100)/DB!H$4)*(Unit!P205/100)*1000","v":0},{"$f":"(DmYear!$L$5*(Unit!D$163/100)/DB!I$4)*(Unit!Q205/100)*1000","v":0},{"$f":"(DmYear!$L$5*(Unit!E$163/100)/DB!J$4)*(Unit!R205/100)*1000","v":0},{"$f":"(DmYear!$L$5*(Unit!F$163/100)/DB!K$4)*(Unit!S205/100)*1000","v":0},{"$f":"(DmYear!$L$5*(Unit!G$163/100)/DB!L$4)*(Unit!T205/100)*1000","v":0},{"$f":"(DmYear!$L$5*(Unit!H$163/100)/DB!M$4)*(Unit!U205/100)*1000","v":0},{"$f":"(DmYear!$L$5*(Unit!I$163/100)/DB!N$4)*(Unit!V205/100)*1000","v":0},{"$f":"(DmYear!$L$5*(Unit!J$163/100)/DB!O$4)*(Unit!W205/100)*1000","v":0},{"$f":"(DmYear!$L$5*(Unit!K$163/100)/DB!P$4)*(Unit!X205/100)*1000","v":0},{"$f":"(DmYear!$L$5*(Unit!L$163/100)/DB!Q$4)*(Unit!Y205/100)*1000","v":0},{"$f":"(DmYear!$L$5*(Unit!M$163/100)/DB!R$4)*(Unit!Z205/100)*1000","v":0},{"$f":"(DmYear!$L$5*(Unit!N$163/100)/DB!S$4)*(Unit!AA205/100)*1000","v":0},"-",null,22,{"$f":"(DmYear!$L$5*(Unit!C$164/100)/DB!H$5)*(Unit!AD205/100)*1000","v":0},{"$f":"(DmYear!$L$5*(Unit!D$164/100)/DB!I$5)*(Unit!AE205/100)*1000","v":0},{"$f":"(DmYear!$L$5*(Unit!E$164/100)/DB!J$5)*(Unit!AF205/100)*1000","v":0},{"$f":"(DmYear!$L$5*(Unit!F$164/100)/DB!K$5)*(Unit!AG205/100)*1000","v":0},{"$f":"(DmYear!$L$5*(Unit!G$164/100)/DB!L$5)*(Unit!AH205/100)*1000","v":0},{"$f":"(DmYear!$L$5*(Unit!H$164/100)/DB!M$5)*(Unit!AI205/100)*1000","v":0},{"$f":"(DmYear!$L$5*(Unit!I$164/100)/DB!N$5)*(Unit!AJ205/100)*1000","v":0},{"$f":"(DmYear!$L$5*(Unit!J$164/100)/DB!O$5)*(Unit!AK205/100)*1000","v":0},{"$f":"(DmYear!$L$5*(Unit!K$164/100)/DB!P$5)*(Unit!AL205/100)*1000","v":0},{"$f":"(DmYear!$L$5*(Unit!L$164/100)/DB!Q$5)*(Unit!AM205/100)*1000","v":0},{"$f":"(DmYear!$L$5*(Unit!M$164/100)/DB!R$5)*(Unit!AN205/100)*1000","v":0},{"$f":"(DmYear!$L$5*(Unit!N$164/100)/DB!S$5)*(Unit!AO205/100)*1000","v":0},"-",null,null,22,0,0,0,0,0,0,0,0,0,0,0,0,null,null,22,0,0,0,0,0,0,0,0,0,0,0,0,null,null,22,0,0,0,0,0,0,0,0,0,0,0,0,null,null,null,null,22,{"$f":"(DmYear!$L$32*(Unit!C$162/100)/DB!H$3)*(Unit!B205/100)*1000","v":0},{"$f":"(DmYear!$L$32*(Unit!D$162/100)/DB!I$3)*(Unit!C205/100)*1000","v":0},{"$f":"(DmYear!$L$32*(Unit!E$162/100)/DB!J$3)*(Unit!D205/100)*1000","v":0},{"$f":"(DmYear!$L$32*(Unit!F$162/100)/DB!K$3)*(Unit!E205/100)*1000","v":0},{"$f":"(DmYear!$L$32*(Unit!G$162/100)/DB!L$3)*(Unit!F205/100)*1000","v":0},{"$f":"(DmYear!$L$32*(Unit!H$162/100)/DB!M$3)*(Unit!G205/100)*1000","v":0},{"$f":"(DmYear!$L$32*(Unit!I$162/100)/DB!N$3)*(Unit!H205/100)*1000","v":0},{"$f":"(DmYear!$L$32*(Unit!J$162/100)/DB!O$3)*(Unit!I205/100)*1000","v":0},{"$f":"(DmYear!$L$32*(Unit!K$162/100)/DB!P$3)*(Unit!J205/100)*1000","v":0},{"$f":"(DmYear!$L$32*(Unit!L$162/100)/DB!Q$3)*(Unit!K205/100)*1000","v":0},{"$f":"(DmYear!$L$32*(Unit!M$162/100)/DB!R$3)*(Unit!L205/100)*1000","v":0},{"$f":"(DmYear!$L$32*(Unit!N$162/100)/DB!S$3)*(Unit!M205/100)*1000","v":0},"-",null,22,{"$f":"(DmYear!$L$32*(Unit!C$163/100)/DB!H$4)*(Unit!P205/100)*1000","v":0},{"$f":"(DmYear!$L$32*(Unit!D$163/100)/DB!I$4)*(Unit!Q205/100)*1000","v":0},{"$f":"(DmYear!$L$32*(Unit!E$163/100)/DB!J$4)*(Unit!R205/100)*1000","v":0},{"$f":"(DmYear!$L$32*(Unit!F$163/100)/DB!K$4)*(Unit!S205/100)*1000","v":0},{"$f":"(DmYear!$L$32*(Unit!G$163/100)/DB!L$4)*(Unit!T205/100)*1000","v":0},{"$f":"(DmYear!$L$32*(Unit!H$163/100)/DB!M$4)*(Unit!U205/100)*1000","v":0},{"$f":"(DmYear!$L$32*(Unit!I$163/100)/DB!N$4)*(Unit!V205/100)*1000","v":0},{"$f":"(DmYear!$L$32*(Unit!J$163/100)/DB!O$4)*(Unit!W205/100)*1000","v":0},{"$f":"(DmYear!$L$32*(Unit!K$163/100)/DB!P$4)*(Unit!X205/100)*1000","v":0},{"$f":"(DmYear!$L$32*(Unit!L$163/100)/DB!Q$4)*(Unit!Y205/100)*1000","v":0},{"$f":"(DmYear!$L$32*(Unit!M$163/100)/DB!R$4)*(Unit!Z205/100)*1000","v":0},{"$f":"(DmYear!$L$32*(Unit!N$163/100)/DB!S$4)*(Unit!AA205/100)*1000","v":0},"-",null,22,{"$f":"(DmYear!$L$32*(Unit!C$164/100)/DB!H$5)*(Unit!AD205/100)*1000","v":0},{"$f":"(DmYear!$L$32*(Unit!D$164/100)/DB!I$5)*(Unit!AE205/100)*1000","v":0},{"$f":"(DmYear!$L$32*(Unit!E$164/100)/DB!J$5)*(Unit!AF205/100)*1000","v":0},{"$f":"(DmYear!$L$32*(Unit!F$164/100)/DB!K$5)*(Unit!AG205/100)*1000","v":0},{"$f":"(DmYear!$L$32*(Unit!G$164/100)/DB!L$5)*(Unit!AH205/100)*1000","v":0},{"$f":"(DmYear!$L$32*(Unit!H$164/100)/DB!M$5)*(Unit!AI205/100)*1000","v":0},{"$f":"(DmYear!$L$32*(Unit!I$164/100)/DB!N$5)*(Unit!AJ205/100)*1000","v":0},{"$f":"(DmYear!$L$32*(Unit!J$164/100)/DB!O$5)*(Unit!AK205/100)*1000","v":0},{"$f":"(DmYear!$L$32*(Unit!K$164/100)/DB!P$5)*(Unit!AL205/100)*1000","v":0},{"$f":"(DmYear!$L$32*(Unit!L$164/100)/DB!Q$5)*(Unit!AM205/100)*1000","v":0},{"$f":"(DmYear!$L$32*(Unit!M$164/100)/DB!R$5)*(Unit!AN205/100)*1000","v":0},{"$f":"(DmYear!$L$32*(Unit!N$164/100)/DB!S$5)*(Unit!AO205/100)*1000","v":0},"-",null,null,22,0,0,0,0,0,0,0,0,0,0,0,0,null,null,22,0,0,0,0,0,0,0,0,0,0,0,0,null,null,22,0,0,0,0,0,0,0,0,0,0,0,0]
[null,23,{"$f":"(DmYear!$L$5*(Unit!C$162/100)/DB!H$3)*(Unit!B206/100)*1000","v":0},{"$f":"(DmYear!$L$5*(Unit!D$162/100)/DB!I$3)*(Unit!C206/100)*1000","v":0},{"$f":"(DmYear!$L$5*(Unit!E$162/100)/DB!J$3)*(Unit!D206/100)*1000","v":0},{"$f":"(DmYear!$L$5*(Unit!F$162/100)/DB!K$3)*(Unit!E206/100)*1000","v":0},{"$f":"(DmYear!$L$5*(Unit!G$162/100)/DB!L$3)*(Unit!F206/100)*1000","v":0},{"$f":"(DmYear!$L$5*(Unit!H$162/100)/DB!M$3)*(Unit!G206/100)*1000","v":0},{"$f":"(DmYear!$L$5*(Unit!I$162/100)/DB!N$3)*(Unit!H206/100)*1000","v":0},{"$f":"(DmYear!$L$5*(Unit!J$162/100)/DB!O$3)*(Unit!I206/100)*1000","v":0},{"$f":"(DmYear!$L$5*(Unit!K$162/100)/DB!P$3)*(Unit!J206/100)*1000","v":0},{"$f":"(DmYear!$L$5*(Unit!L$162/100)/DB!Q$3)*(Unit!K206/100)*1000","v":0},{"$f":"(DmYear!$L$5*(Unit!M$162/100)/DB!R$3)*(Unit!L206/100)*1000","v":0},{"$f":"(DmYear!$L$5*(Unit!N$162/100)/DB!S$3)*(Unit!M206/100)*1000","v":0},"-",null,23,{"$f":"(DmYear!$L$5*(Unit!C$163/100)/DB!H$4)*(Unit!P206/100)*1000","v":0},{"$f":"(DmYear!$L$5*(Unit!D$163/100)/DB!I$4)*(Unit!Q206/100)*1000","v":0},{"$f":"(DmYear!$L$5*(Unit!E$163/100)/DB!J$4)*(Unit!R206/100)*1000","v":0},{"$f":"(DmYear!$L$5*(Unit!F$163/100)/DB!K$4)*(Unit!S206/100)*1000","v":0},{"$f":"(DmYear!$L$5*(Unit!G$163/100)/DB!L$4)*(Unit!T206/100)*1000","v":0},{"$f":"(DmYear!$L$5*(Unit!H$163/100)/DB!M$4)*(Unit!U206/100)*1000","v":0},{"$f":"(DmYear!$L$5*(Unit!I$163/100)/DB!N$4)*(Unit!V206/100)*1000","v":0},{"$f":"(DmYear!$L$5*(Unit!J$163/100)/DB!O$4)*(Unit!W206/100)*1000","v":0},{"$f":"(DmYear!$L$5*(Unit!K$163/100)/DB!P$4)*(Unit!X206/100)*1000","v":0},{"$f":"(DmYear!$L$5*(Unit!L$163/100)/DB!Q$4)*(Unit!Y206/100)*1000","v":0},{"$f":"(DmYear!$L$5*(Unit!M$163/100)/DB!R$4)*(Unit!Z206/100)*1000","v":0},{"$f":"(DmYear!$L$5*(Unit!N$163/100)/DB!S$4)*(Unit!AA206/100)*1000","v":0},"-",null,23,{"$f":"(DmYear!$L$5*(Unit!C$164/100)/DB!H$5)*(Unit!AD206/100)*1000","v":0},{"$f":"(DmYear!$L$5*(Unit!D$164/100)/DB!I$5)*(Unit!AE206/100)*1000","v":0},{"$f":"(DmYear!$L$5*(Unit!E$164/100)/DB!J$5)*(Unit!AF206/100)*1000","v":0},{"$f":"(DmYear!$L$5*(Unit!F$164/100)/DB!K$5)*(Unit!AG206/100)*1000","v":0},{"$f":"(DmYear!$L$5*(Unit!G$164/100)/DB!L$5)*(Unit!AH206/100)*1000","v":0},{"$f":"(DmYear!$L$5*(Unit!H$164/100)/DB!M$5)*(Unit!AI206/100)*1000","v":0},{"$f":"(DmYear!$L$5*(Unit!I$164/100)/DB!N$5)*(Unit!AJ206/100)*1000","v":0},{"$f":"(DmYear!$L$5*(Unit!J$164/100)/DB!O$5)*(Unit!AK206/100)*1000","v":0},{"$f":"(DmYear!$L$5*(Unit!K$164/100)/DB!P$5)*(Unit!AL206/100)*1000","v":0},{"$f":"(DmYear!$L$5*(Unit!L$164/100)/DB!Q$5)*(Unit!AM206/100)*1000","v":0},{"$f":"(DmYear!$L$5*(Unit!M$164/100)/DB!R$5)*(Unit!AN206/100)*1000","v":0},{"$f":"(DmYear!$L$5*(Unit!N$164/100)/DB!S$5)*(Unit!AO206/100)*1000","v":0},"-",null,null,23,0,0,0,0,0,0,0,0,0,0,0,0,null,null,23,0,0,0,0,0,0,0,0,0,0,0,0,null,null,23,0,0,0,0,0,0,0,0,0,0,0,0,null,null,null,null,23,{"$f":"(DmYear!$L$32*(Unit!C$162/100)/DB!H$3)*(Unit!B206/100)*1000","v":0},{"$f":"(DmYear!$L$32*(Unit!D$162/100)/DB!I$3)*(Unit!C206/100)*1000","v":0},{"$f":"(DmYear!$L$32*(Unit!E$162/100)/DB!J$3)*(Unit!D206/100)*1000","v":0},{"$f":"(DmYear!$L$32*(Unit!F$162/100)/DB!K$3)*(Unit!E206/100)*1000","v":0},{"$f":"(DmYear!$L$32*(Unit!G$162/100)/DB!L$3)*(Unit!F206/100)*1000","v":0},{"$f":"(DmYear!$L$32*(Unit!H$162/100)/DB!M$3)*(Unit!G206/100)*1000","v":0},{"$f":"(DmYear!$L$32*(Unit!I$162/100)/DB!N$3)*(Unit!H206/100)*1000","v":0},{"$f":"(DmYear!$L$32*(Unit!J$162/100)/DB!O$3)*(Unit!I206/100)*1000","v":0},{"$f":"(DmYear!$L$32*(Unit!K$162/100)/DB!P$3)*(Unit!J206/100)*1000","v":0},{"$f":"(DmYear!$L$32*(Unit!L$162/100)/DB!Q$3)*(Unit!K206/100)*1000","v":0},{"$f":"(DmYear!$L$32*(Unit!M$162/100)/DB!R$3)*(Unit!L206/100)*1000","v":0},{"$f":"(DmYear!$L$32*(Unit!N$162/100)/DB!S$3)*(Unit!M206/100)*1000","v":0},"-",null,23,{"$f":"(DmYear!$L$32*(Unit!C$163/100)/DB!H$4)*(Unit!P206/100)*1000","v":0},{"$f":"(DmYear!$L$32*(Unit!D$163/100)/DB!I$4)*(Unit!Q206/100)*1000","v":0},{"$f":"(DmYear!$L$32*(Unit!E$163/100)/DB!J$4)*(Unit!R206/100)*1000","v":0},{"$f":"(DmYear!$L$32*(Unit!F$163/100)/DB!K$4)*(Unit!S206/100)*1000","v":0},{"$f":"(DmYear!$L$32*(Unit!G$163/100)/DB!L$4)*(Unit!T206/100)*1000","v":0},{"$f":"(DmYear!$L$32*(Unit!H$163/100)/DB!M$4)*(Unit!U206/100)*1000","v":0},{"$f":"(DmYear!$L$32*(Unit!I$163/100)/DB!N$4)*(Unit!V206/100)*1000","v":0},{"$f":"(DmYear!$L$32*(Unit!J$163/100)/DB!O$4)*(Unit!W206/100)*1000","v":0},{"$f":"(DmYear!$L$32*(Unit!K$163/100)/DB!P$4)*(Unit!X206/100)*1000","v":0},{"$f":"(DmYear!$L$32*(Unit!L$163/100)/DB!Q$4)*(Unit!Y206/100)*1000","v":0},{"$f":"(DmYear!$L$32*(Unit!M$163/100)/DB!R$4)*(Unit!Z206/100)*1000","v":0},{"$f":"(DmYear!$L$32*(Unit!N$163/100)/DB!S$4)*(Unit!AA206/100)*1000","v":0},"-",null,23,{"$f":"(DmYear!$L$32*(Unit!C$164/100)/DB!H$5)*(Unit!AD206/100)*1000","v":0},{"$f":"(DmYear!$L$32*(Unit!D$164/100)/DB!I$5)*(Unit!AE206/100)*1000","v":0},{"$f":"(DmYear!$L$32*(Unit!E$164/100)/DB!J$5)*(Unit!AF206/100)*1000","v":0},{"$f":"(DmYear!$L$32*(Unit!F$164/100)/DB!K$5)*(Unit!AG206/100)*1000","v":0},{"$f":"(DmYear!$L$32*(Unit!G$164/100)/DB!L$5)*(Unit!AH206/100)*1000","v":0},{"$f":"(DmYear!$L$32*(Unit!H$164/100)/DB!M$5)*(Unit!AI206/100)*1000","v":0},{"$f":"(DmYear!$L$32*(Unit!I$164/100)/DB!N$5)*(Unit!AJ206/100)*1000","v":0},{"$f":"(DmYear!$L$32*(Unit!J$164/100)/DB!O$5)*(Unit!AK206/100)*1000","v":0},{"$f":"(DmYear!$L$32*(Unit!K$164/100)/DB!P$5)*(Unit!AL206/100)*1000","v":0},{"$f":"(DmYear!$L$32*(Unit!L$164/100)/DB!Q$5)*(Unit!AM206/100)*1000","v":0},{"$f":"(DmYear!$L$32*(Unit!M$164/100)/DB!R$5)*(Unit!AN206/100)*1000","v":0},{"$f":"(DmYear!$L$32*(Unit!N$164/100)/DB!S$5)*(Unit!AO206/100)*1000","v":0},"-",null,null,23,0,0,0,0,0,0,0,0,0,0,0,0,null,null,23,0,0,0,0,0,0,0,0,0,0,0,0,null,null,23,0,0,0,0,0,0,0,0,0,0,0,0]
[null,"kWh/日",{"$f":"DmYear!$L$5*(Unit!C$162/100)/DB!H$3*1000","v":0},{"$f":"DmYear!$L$5*(Unit!D$162/100)/DB!I$3*1000","v":0},{"$f":"DmYear!$L$5*(Unit!E$162/100)/DB!J$3*1000","v":0},{"$f":"DmYear!$L$5*(Unit!F$162/100)/DB!K$3*1000","v":0},{"$f":"DmYear!$L$5*(Unit!G$162/100)/DB!L$3*1000","v":0},{"$f":"DmYear!$L$5*(Unit!H$162/100)/DB!M$3*1000","v":0},{"$f":"DmYear!$L$5*(Unit!I$162/100)/DB!N$3*1000","v":0},{"$f":"DmYear!$L$5*(Unit!J$162/100)/DB!O$3*1000","v":0},{"$f":"DmYear!$L$5*(Unit!K$162/100)/DB!P$3*1000","v":0},{"$f":"DmYear!$L$5*(Unit!L$162/100)/DB!Q$3*1000","v":0},{"$f":"DmYear!$L$5*(Unit!M$162/100)/DB!R$3*1000","v":0},{"$f":"DmYear!$L$5*(Unit!N$162/100)/DB!S$3*1000","v":0},"-",null,"kWh/日",{"$f":"DmYear!$L$5*(Unit!C$163/100)/DB!H$4*1000","v":0},{"$f":"DmYear!$L$5*(Unit!D$163/100)/DB!I$4*1000","v":0},{"$f":"DmYear!$L$5*(Unit!E$163/100)/DB!J$4*1000","v":0},{"$f":"DmYear!$L$5*(Unit!F$163/100)/DB!K$4*1000","v":0},{"$f":"DmYear!$L$5*(Unit!G$163/100)/DB!L$4*1000","v":0},{"$f":"DmYear!$L$5*(Unit!H$163/100)/DB!M$4*1000","v":0},{"$f":"DmYear!$L$5*(Unit!I$163/100)/DB!N$4*1000","v":0},{"$f":"DmYear!$L$5*(Unit!J$163/100)/DB!O$4*1000","v":0},{"$f":"DmYear!$L$5*(Unit!K$163/100)/DB!P$4*1000","v":0},{"$f":"DmYear!$L$5*(Unit!L$163/100)/DB!Q$4*1000","v":0},{"$f":"DmYear!$L$5*(Unit!M$163/100)/DB!R$4*1000","v":0},{"$f":"DmYear!$L$5*(Unit!N$163/100)/DB!S$4*1000","v":0},"-",null,"kWh/日",{"$f":"DmYear!$L$5*(Unit!C$164/100)/DB!H$5*1000","v":0},{"$f":"DmYear!$L$5*(Unit!D$164/100)/DB!I$5*1000","v":0},{"$f":"DmYear!$L$5*(Unit!E$164/100)/DB!J$5*1000","v":0},{"$f":"DmYear!$L$5*(Unit!F$164/100)/DB!K$5*1000","v":0},{"$f":"DmYear!$L$5*(Unit!G$164/100)/DB!L$5*1000","v":0},{"$f":"DmYear!$L$5*(Unit!H$164/100)/DB!M$5*1000","v":0},{"$f":"DmYear!$L$5*(Unit!I$164/100)/DB!N$5*1000","v":0},{"$f":"DmYear!$L$5*(Unit!J$164/100)/DB!O$5*1000","v":0},{"$f":"DmYear!$L$5*(Unit!K$164/100)/DB!P$5*1000","v":0},{"$f":"DmYear!$L$5*(Unit!L$164/100)/DB!Q$5*1000","v":0},{"$f":"DmYear!$L$5*(Unit!M$164/100)/DB!R$5*1000","v":0},{"$f":"DmYear!$L$5*(Unit!N$164/100)/DB!S$5*1000","v":0},"-",null,null,"kWh/日",{"$f":"SUM(AW183:AW206)","v":0},{"$f":"SUM(AX183:AX206)","v":0},{"$f":"SUM(AY183:AY206)","v":0},{"$f":"SUM(AZ183:AZ206)","v":0},{"$f":"SUM(BA183:BA206)","v":0},{"$f":"SUM(BB183:BB206)","v":0},{"$f":"SUM(BC183:BC206)","v":0},{"$f":"SUM(BD183:BD206)","v":0},{"$f":"SUM(BE183:BE206)","v":0},{"$f":"SUM(BF183:BF206)","v":0},{"$f":"SUM(BG183:BG206)","v":0},{"$f":"SUM(BH183:BH206)","v":0},null,null,"kWh/日",{"$f":"SUM(BL183:BL206)","v":0},{"$f":"SUM(BM183:BM206)","v":0},{"$f":"SUM(BN183:BN206)","v":0},{"$f":"SUM(BO183:BO206)","v":0},{"$f":"SUM(BP183:BP206)","v":0},{"$f":"SUM(BQ183:BQ206)","v":0},{"$f":"SUM(BR183:BR206)","v":0},{"$f":"SUM(BS183:BS206)","v":0},{"$f":"SUM(BT183:BT206)","v":0},{"$f":"SUM(BU183:BU206)","v":0},{"$f":"SUM(BV183:BV206)","v":0},{"$f":"SUM(BW183:BW206)","v":0},null,null,"kWh/日",{"$f":"SUM(CA183:CA206)","v":0},{"$f":"SUM(CB183:CB206)","v":0},{"$f":"SUM(CC183:CC206)","v":0},{"$f":"SUM(CD183:CD206)","v":0},{"$f":"SUM(CE183:CE206)","v":0},{"$f":"SUM(CF183:CF206)","v":0},{"$f":"SUM(CG183:CG206)","v":0},{"$f":"SUM(CH183:CH206)","v":0},{"$f":"SUM(CI183:CI206)","v":0},{"$f":"SUM(CJ183:CJ206)","v":0},{"$f":"SUM(CK183:CK206)","v":0},{"$f":"SUM(CL183:CL206)","v":0},null,null,null,null,"kWh/日",{"$f":"DmYear!$L$32*(Unit!C$162/100)/DB!H$3*1000","v":0},{"$f":"DmYear!$L$32*(Unit!D$162/100)/DB!I$3*1000","v":0},{"$f":"DmYear!$L$32*(Unit!E$162/100)/DB!J$3*1000","v":0},{"$f":"DmYear!$L$32*(Unit!F$162/100)/DB!K$3*1000","v":0},{"$f":"DmYear!$L$32*(Unit!G$162/100)/DB!L$3*1000","v":0},{"$f":"DmYear!$L$32*(Unit!H$162/100)/DB!M$3*1000","v":0},{"$f":"DmYear!$L$32*(Unit!I$162/100)/DB!N$3*1000","v":0},{"$f":"DmYear!$L$32*(Unit!J$162/100)/DB!O$3*1000","v":0},{"$f":"DmYear!$L$32*(Unit!K$162/100)/DB!P$3*1000","v":0},{"$f":"DmYear!$L$32*(Unit!L$162/100)/DB!Q$3*1000","v":0},{"$f":"DmYear!$L$32*(Unit!M$162/100)/DB!R$3*1000","v":0},{"$f":"DmYear!$L$32*(Unit!N$162/100)/DB!S$3*1000","v":0},"-",null,"kWh/日",{"$f":"DmYear!$L$32*(Unit!C$163/100)/DB!H$4*1000","v":0},{"$f":"DmYear!$L$32*(Unit!D$163/100)/DB!I$4*1000","v":0},{"$f":"DmYear!$L$32*(Unit!E$163/100)/DB!J$4*1000","v":0},{"$f":"DmYear!$L$32*(Unit!F$163/100)/DB!K$4*1000","v":0},{"$f":"DmYear!$L$32*(Unit!G$163/100)/DB!L$4*1000","v":0},{"$f":"DmYear!$L$32*(Unit!H$163/100)/DB!M$4*1000","v":0},{"$f":"DmYear!$L$32*(Unit!I$163/100)/DB!N$4*1000","v":0},{"$f":"DmYear!$L$32*(Unit!J$163/100)/DB!O$4*1000","v":0},{"$f":"DmYear!$L$32*(Unit!K$163/100)/DB!P$4*1000","v":0},{"$f":"DmYear!$L$32*(Unit!L$163/100)/DB!Q$4*1000","v":0},{"$f":"DmYear!$L$32*(Unit!M$163/100)/DB!R$4*1000","v":0},{"$f":"DmYear!$L$32*(Unit!N$163/100)/DB!S$4*1000","v":0},"-",null,"kWh/日",{"$f":"DmYear!$L$32*(Unit!C$164/100)/DB!H$5*1000","v":0},{"$f":"DmYear!$L$32*(Unit!D$164/100)/DB!I$5*1000","v":0},{"$f":"DmYear!$L$32*(Unit!E$164/100)/DB!J$5*1000","v":0},{"$f":"DmYear!$L$32*(Unit!F$164/100)/DB!K$5*1000","v":0},{"$f":"DmYear!$L$32*(Unit!G$164/100)/DB!L$5*1000","v":0},{"$f":"DmYear!$L$32*(Unit!H$164/100)/DB!M$5*1000","v":0},{"$f":"DmYear!$L$32*(Unit!I$164/100)/DB!N$5*1000","v":0},{"$f":"DmYear!$L$32*(Unit!J$164/100)/DB!O$5*1000","v":0},{"$f":"DmYear!$L$32*(Unit!K$164/100)/DB!P$5*1000","v":0},{"$f":"DmYear!$L$32*(Unit!L$164/100)/DB!Q$5*1000","v":0},{"$f":"DmYear!$L$32*(Unit!M$164/100)/DB!R$5*1000","v":0},{"$f":"DmYear!$L$32*(Unit!N$164/100)/DB!S$5*1000","v":0},"-",null,null,"kWh/日",{"$f":"SUM(EL183:EL206)","v":0},{"$f":"SUM(EM183:EM206)","v":0},{"$f":"SUM(EN183:EN206)","v":0},{"$f":"SUM(EO183:EO206)","v":0},{"$f":"SUM(EP183:EP206)","v":0},{"$f":"SUM(EQ183:EQ206)","v":0},{"$f":"SUM(ER183:ER206)","v":0},{"$f":"SUM(ES183:ES206)","v":0},{"$f":"SUM(ET183:ET206)","v":0},{"$f":"SUM(EU183:EU206)","v":0},{"$f":"SUM(EV183:EV206)","v":0},{"$f":"SUM(EW183:EW206)","v":0},null,null,"kWh/日",{"$f":"SUM(FA183:FA206)","v":0},{"$f":"SUM(FB183:FB206)","v":0},{"$f":"SUM(FC183:FC206)","v":0},{"$f":"SUM(FD183:FD206)","v":0},{"$f":"SUM(FE183:FE206)","v":0},{"$f":"SUM(FF183:FF206)","v":0},{"$f":"SUM(FG183:FG206)","v":0},{"$f":"SUM(FH183:FH206)","v":0},{"$f":"SUM(FI183:FI206)","v":0},{"$f":"SUM(FJ183:FJ206)","v":0},{"$f":"SUM(FK183:FK206)","v":0},{"$f":"SUM(FL183:FL206)","v":0},null,null,"kWh/日",{"$f":"SUM(FP183:FP206)","v":0},{"$f":"SUM(FQ183:FQ206)","v":0},{"$f":"SUM(FR183:FR206)","v":0},{"$f":"SUM(FS183:FS206)","v":0},{"$f":"SUM(FT183:FT206)","v":0},{"$f":"SUM(FU183:FU206)","v":0},{"$f":"SUM(FV183:FV206)","v":0},{"$f":"SUM(FW183:FW206)","v":0},{"$f":"SUM(FX183:FX206)","v":0},{"$f":"SUM(FY183:FY206)","v":0},{"$f":"SUM(FZ183:FZ206)","v":0},{"$f":"SUM(GA183:GA206)","v":0}]
[null,"日",{"$f":"DB!$H$3","v":20},{"$f":"DB!$I$3","v":20},{"$f":"DB!$J$3","v":22},{"$f":"DB!$K$3","v":20},{"$f":"DB!$L$3","v":20},{"$f":"DB!$M$3","v":22},{"$f":"DB!$N$3","v":20},{"$f":"DB!$O$3","v":23},{"$f":"DB!$P$3","v":20},{"$f":"DB!$Q$3","v":21},{"$f":"DB!$R$3","v":20},{"$f":"DB!$S$3","v":21},{"$f":"SUM(C208:N208)","v":249},null,"日",{"$f":"DB!$H$4","v":4},{"$f":"DB!$I$4","v":3},{"$f":"DB!$J$4","v":4},{"$f":"DB!$K$4","v":4},{"$f":"DB!$L$4","v":4},{"$f":"DB!$M$4","v":4},{"$f":"DB!$N$4","v":5},{"$f":"DB!$O$4","v":4},{"$f":"DB!$P$4","v":4},{"$f":"DB!$Q$4","v":4},{"$f":"DB!$R$4","v":4},{"$f":"DB!$S$4","v":4},{"$f":"SUM(R208:AC208)","v":48},null,"日",{"$f":"DB!$H$5","v":7},{"$f":"DB!$I$5","v":5},{"$f":"DB!$J$5","v":5},{"$f":"DB!$K$5","v":6},{"$f":"DB!$L$5","v":7},{"$f":"DB!$M$5","v":4},{"$f":"DB!$N$5","v":6},{"$f":"DB!$O$5","v":4},{"$f":"DB!$P$5","v":6},{"$f":"DB!$Q$5","v":6},{"$f":"DB!$R$5","v":6},{"$f":"DB!$S$5","v":6},{"$f":"SUM(AG208:AR208)","v":68},null,null,null,null,null,null,null,null,null,null,null,null,null,null,null,null,null,null,null,null,null,null,null,null,null,null,null,null,null,null,null,null,null,null,null,null,null,null,null,null,null,null,null,null,null,null,null,null,null,"日",{"$f":"DB!$H$3","v":20},{"$f":"DB!$I$3","v":20},{"$f":"DB!$J$3","v":22},{"$f":"DB!$K$3","v":20},{"$f":"DB!$L$3","v":20},{"$f":"DB!$M$3","v":22},{"$f":"DB!$N$3","v":20},{"$f":"DB!$O$3","v":23},{"$f":"DB!$P$3","v":20},{"$f":"DB!$Q$3","v":21},{"$f":"DB!$R$3","v":20},{"$f":"DB!$S$3","v":21},{"$f":"SUM(CR208:DC208)","v":249},null,"日",{"$f":"DB!$H$4","v":4},{"$f":"DB!$I$4","v":3},{"$f":"DB!$J$4","v":4},{"$f":"DB!$K$4","v":4},{"$f":"DB!$L$4","v":4},{"$f":"DB!$M$4","v":4},{"$f":"DB!$N$4","v":5},{"$f":"DB!$O$4","v":4},{"$f":"DB!$P$4","v":4},{"$f":"DB!$Q$4","v":4},{"$f":"DB!$R$4","v":4},{"$f":"DB!$S$4","v":4},{"$f":"SUM(DG208:DR208)","v":48},null,"日",{"$f":"DB!$H$5","v":7},{"$f":"DB!$I$5","v":5},{"$f":"DB!$J$5","v":5},{"$f":"DB!$K$5","v":6},{"$f":"DB!$L$5","v":7},{"$f":"DB!$M$5","v":4},{"$f":"DB!$N$5","v":6},{"$f":"DB!$O$5","v":4},{"$f":"DB!$P$5","v":6},{"$f":"DB!$Q$5","v":6},{"$f":"DB!$R$5","v":6},{"$f":"DB!$S$5","v":6},{"$f":"SUM(DV208:EG208)","v":68}]
[null,"MWh/月",{"$f":"C207*C208","v":0},{"$f":"D207*D208","v":0},{"$f":"E207*E208","v":0},{"$f":"F207*F208","v":0},{"$f":"G207*G208","v":0},{"$f":"H207*H208","v":0},{"$f":"I207*I208","v":0},{"$f":"J207*J208","v":0},{"$f":"K207*K208","v":0},{"$f":"L207*L208","v":0},{"$f":"M207*M208","v":0},{"$f":"N207*N208","v":0},{"$f":"SUM(C209:N209)","v":0},null,"MWh/月",{"$f":"R207*R208","v":0},{"$f":"S207*S208","v":0},{"$f":"T207*T208","v":0},{"$f":"U207*U208","v":0},{"$f":"V207*V208","v":0},{"$f":"W207*W208","v":0},{"$f":"X207*X208","v":0},{"$f":"Y207*Y208","v":0},{"$f":"Z207*Z208","v":0},{"$f":"AA207*AA208","v":0},{"$f":"AB207*AB208","v":0},{"$f":"AC207*AC208","v":0},{"$f":"SUM(R209:AC209)","v":0},null,"MWh/月",{"$f":"AG207*AG208","v":0},{"$f":"AH207*AH208","v":0},{"$f":"AI207*AI208","v":0},{"$f":"AJ207*AJ208","v":0},{"$f":"AK207*AK208","v":0},{"$f":"AL207*AL208","v":0},{"$f":"AM207*AM208","v":0},{"$f":"AN207*AN208","v":0},{"$f":"AO207*AO208","v":0},{"$f":"AP207*AP208","v":0},{"$f":"AQ207*AQ208","v":0},{"$f":"AR207*AR208","v":0},{"$f":"SUM(AG209:AR209)","v":0},null,null,null,null,null,null,null,null,null,null,null,null,null,null,null,null,null,null,null,null,null,null,null,null,null,null,null,null,null,null,null,null,null,null,null,null,null,null,null,null,null,null,null,null,null,null,null,null,null,"MWh/月",{"$f":"CR207*CR208","v":0},{"$f":"CS207*CS208","v":0},{"$f":"CT207*CT208","v":0},{"$f":"CU207*CU208","v":0},{"$f":"CV207*CV208","v":0},{"$f":"CW207*CW208","v":0},{"$f":"CX207*CX208","v":0},{"$f":"CY207*CY208","v":0},{"$f":"CZ207*CZ208","v":0},{"$f":"DA207*DA208","v":0},{"$f":"DB207*DB208","v":0},{"$f":"DC207*DC208","v":0},{"$f":"SUM(CR209:DC209)","v":0},null,"MWh/月",{"$f":"DG207*DG208","v":0},{"$f":"DH207*DH208","v":0},{"$f":"DI207*DI208","v":0},{"$f":"DJ207*DJ208","v":0},{"$f":"DK207*DK208","v":0},{"$f":"DL207*DL208","v":0},{"$f":"DM207*DM208","v":0},{"$f":"DN207*DN208","v":0},{"$f":"DO207*DO208","v":0},{"$f":"DP207*DP208","v":0},{"$f":"DQ207*DQ208","v":0},{"$f":"DR207*DR208","v":0},{"$f":"SUM(DG209:DR209)","v":0},null,"MWh/月",{"$f":"DV207*DV208","v":0},{"$f":"DW207*DW208","v":0},{"$f":"DX207*DX208","v":0},{"$f":"DY207*DY208","v":0},{"$f":"DZ207*DZ208","v":0},{"$f":"EA207*EA208","v":0},{"$f":"EB207*EB208","v":0},{"$f":"EC207*EC208","v":0},{"$f":"ED207*ED208","v":0},{"$f":"EE207*EE208","v":0},{"$f":"EF207*EF208","v":0},{"$f":"EG207*EG208","v":0},{"$f":"SUM(DV209:EG209)","v":0}]
[null,"max",{"$f":"MAX(C213:N236)","v":0},null,"文献値",{"$f":"DmYear!D6","v":0},null,"比率",{"$f":"IF(C210=0,0,F210/C210)","v":0},null,null,null,null,null,null,null,"max",{"$f":"MAX(R213:AC236)","v":0},null,"文献値",{"$f":"DmYear!D6","v":0},null,"比率",{"$f":"IF(R210=0,0,U210/R210)","v":0},null,null,null,null,null,null,null,"max",{"$f":"MAX(AG213:AR236)","v":0},null,"文献値",{"$f":"DmYear!D6","v":0},null,"比率",{"$f":"IF(AG210=0,0,AJ210/AG210)","v":0},null,null,null,null,null,null,null,null,null,null,null,null,null,null,null,null,null,null,null,null,null,null,null,null,null,null,null,null,null,null,null,null,null,null,null,null,null,null,null,null,null,null,null,null,null,null,null,null,null,null,null,null,null,null,null,"max",{"$f":"MAX(CR213:DC236)","v":0},null,"文献値",{"$f":"DmYear!$D33","v":0},null,"比率",{"$f":"IF(CR210=0,0,CU210/CR210)","v":0},null,null,null,null,null,null,null,"max",{"$f":"MAX(DG213:DR236)","v":0},null,"文献値",{"$f":"DmYear!$D33","v":0},null,"比率",{"$f":"IF(DG210=0,0,DJ210/DG210)","v":0},null,null,null,null,null,null,null,"max",{"$f":"MAX(DV213:EG236)","v":0},null,"文献値",{"$f":"DmYear!$D33","v":0},null,"比率",{"$f":"IF(DV210=0,0,DY210/DV210)","v":0}]
[null,"冷房",{"$f":"SUM(C213:C236)-C237","v":0},{"$f":"SUM(D213:D236)-D237","v":0},0,0,0,0,0,0,0,0,0,0,"←検算用",null,"冷房",{"$f":"SUM(R213:R236)-R237","v":0},{"$f":"SUM(S213:S236)-S237","v":0},0,0,0,0,0,0,0,0,0,{"$f":"SUM(AC213:AC236)-AC237","v":0},"←検算用",null,"冷房",{"$f":"SUM(AG213:AG236)-AG237","v":0},{"$f":"SUM(AH213:AH236)-AH237","v":0},0,0,0,0,0,0,0,0,0,0,null,null,null,"冷房・平日・ピーク",null,null,null,null,null,null,null,null,null,null,null,null,null,null,"冷房・土曜・ピーク",null,null,null,null,null,null,null,null,null,null,null,null,null,null,"冷房・休日・ピーク",null,null,null,null,null,null,null,null,null,null,null,null,null,null,null,null,"冷房",{"$f":"SUM(CR213:CR236)-CR237","v":0},{"$f":"SUM(CS213:CS236)-CS237","v":0},0,0,0,0,0,0,0,0,0,0,"←検算用",null,"冷房",{"$f":"SUM(DG213:DG236)-DG237","v":0},{"$f":"SUM(DH213:DH236)-DH237","v":0},0,0,0,0,0,0,0,0,0,{"$f":"SUM(DR213:DR236)-DR237","v":0},"←検算用",null,"冷房",{"$f":"SUM(DV213:DV236)-DV237","v":0},{"$f":"SUM(DW213:DW236)-DW237","v":0},0,0,0,0,0,0,0,0,0,0,null,null,null,"冷房・平日・ピーク",null,null,null,null,null,null,null,null,null,null,null,null,null,null,"冷房・土曜・ピーク",null,null,null,null,null,null,null,null,null,null,null,null,null,null,"冷房・休日・ピーク"]
[null,"MJ/h","1月","2月","3月","4月","5月","6月","7月","8月","9月","10月","11月","12月","計",null,"MJ/h","1月","2月","3月","4月","5月","6月","7月","8月","9月","10月","11月","12月","計",null,"MJ/h","1月","2月","3月","4月","5月","6月","7月","8月","9月","10月","11月","12月","計",null,null,"MJ/h","1月","2月","3月","4月","5月","6月","7月","8月","9月","10月","11月","12月",null,null,"MJ/h","1月","2月","3月","4月","5月","6月","7月","8月","9月","10月","11月","12月",null,null,"MJ/h","1月","2月","3月","4月","5月","6月","7月","8月","9月","10月","11月","12月",null,null,null,null,"MJ/h","1月","2月","3月","4月","5月","6月","7月","8月","9月","10月","11月","12月","計",null,"MJ/h","1月","2月","3月","4月","5月","6月","7月","8月","9月","10月","11月","12月","計",null,"MJ/h","1月","2月","3月","4月","5月","6月","7月","8月","9月","10月","11月","12月","計",null,null,"MJ/h","1月","2月","3月","4月","5月","6月","7月","8月","9月","10月","11月","12月",null,null,"MJ/h","1月","2月","3月","4月","5月","6月","7月","8月","9月","10月","11月","12月",null,null,"MJ/h","1月","2月","3月","4月","5月","6月","7月","8月","9月","10月","11月","12月"]
[null,0,{"$f":"(DmYear!$L$6*(Unit!C$166/100)/DB!H$3)*(Unit!B213/100)*1000","v":0},{"$f":"(DmYear!$L$6*(Unit!D$166/100)/DB!I$3)*(Unit!C213/100)*1000","v":0},{"$f":"(DmYear!$L$6*(Unit!E$166/100)/DB!J$3)*(Unit!D213/100)*1000","v":0},{"$f":"(DmYear!$L$6*(Unit!F$166/100)/DB!K$3)*(Unit!E213/100)*1000","v":0},{"$f":"(DmYear!$L$6*(Unit!G$166/100)/DB!L$3)*(Unit!F213/100)*1000","v":0},{"$f":"(DmYear!$L$6*(Unit!H$166/100)/DB!M$3)*(Unit!G213/100)*1000","v":0},{"$f":"(DmYear!$L$6*(Unit!I$166/100)/DB!N$3)*(Unit!H213/100)*1000","v":0},{"$f":"(DmYear!$L$6*(Unit!J$166/100)/DB!O$3)*(Unit!I213/100)*1000","v":0},{"$f":"(DmYear!$L$6*(Unit!K$166/100)/DB!P$3)*(Unit!J213/100)*1000","v":0},{"$f":"(DmYear!$L$6*(Unit!L$166/100)/DB!Q$3)*(Unit!K213/100)*1000","v":0},{"$f":"(DmYear!$L$6*(Unit!M$166/100)/DB!R$3)*(Unit!L213/100)*1000","v":0},{"$f":"(DmYear!$L$6*(Unit!N$166/100)/DB!S$3)*(Unit!M213/100)*1000","v":0},"-",null,0,{"$f":"(DmYear!$L$6*(Unit!C$167/100)/DB!H$4)*(Unit!P213/100)*1000","v":0},{"$f":"(DmYear!$L$6*(Unit!D$167/100)/DB!I$4)*(Unit!Q213/100)*1000","v":0},{"$f":"(DmYear!$L$6*(Unit!E$167/100)/DB!J$4)*(Unit!R213/100)*1000","v":0},{"$f":"(DmYear!$L$6*(Unit!F$167/100)/DB!K$4)*(Unit!S213/100)*1000","v":0},{"$f":"(DmYear!$L$6*(Unit!G$167/100)/DB!L$4)*(Unit!T213/100)*1000","v":0},{"$f":"(DmYear!$L$6*(Unit!H$167/100)/DB!M$4)*(Unit!U213/100)*1000","v":0},{"$f":"(DmYear!$L$6*(Unit!I$167/100)/DB!N$4)*(Unit!V213/100)*1000","v":0},{"$f":"(DmYear!$L$6*(Unit!J$167/100)/DB!O$4)*(Unit!W213/100)*1000","v":0},{"$f":"(DmYear!$L$6*(Unit!K$167/100)/DB!P$4)*(Unit!X213/100)*1000","v":0},{"$f":"(DmYear!$L$6*(Unit!L$167/100)/DB!Q$4)*(Unit!Y213/100)*1000","v":0},{"$f":"(DmYear!$L$6*(Unit!M$167/100)/DB!R$4)*(Unit!Z213/100)*1000","v":0},{"$f":"(DmYear!$L$6*(Unit!N$167/100)/DB!S$4)*(Unit!AA213/100)*1000","v":0},"-",null,0,{"$f":"(DmYear!$L$6*(Unit!C$168/100)/DB!H$5)*(Unit!AD213/100)*1000","v":0},{"$f":"(DmYear!$L$6*(Unit!D$168/100)/DB!I$5)*(Unit!AE213/100)*1000","v":0},{"$f":"(DmYear!$L$6*(Unit!E$168/100)/DB!J$5)*(Unit!AF213/100)*1000","v":0},{"$f":"(DmYear!$L$6*(Unit!F$168/100)/DB!K$5)*(Unit!AG213/100)*1000","v":0},{"$f":"(DmYear!$L$6*(Unit!G$168/100)/DB!L$5)*(Unit!AH213/100)*1000","v":0},{"$f":"(DmYear!$L$6*(Unit!H$168/100)/DB!M$5)*(Unit!AI213/100)*1000","v":0},{"$f":"(DmYear!$L$6*(Unit!I$168/100)/DB!N$5)*(Unit!AJ213/100)*1000","v":0},{"$f":"(DmYear!$L$6*(Unit!J$168/100)/DB!O$5)*(Unit!AK213/100)*1000","v":0},{"$f":"(DmYear!$L$6*(Unit!K$168/100)/DB!P$5)*(Unit!AL213/100)*1000","v":0},{"$f":"(DmYear!$L$6*(Unit!L$168/100)/DB!Q$5)*(Unit!AM213/100)*1000","v":0},{"$f":"(DmYear!$L$6*(Unit!M$168/100)/DB!R$5)*(Unit!AN213/100)*1000","v":0},{"$f":"(DmYear!$L$6*(Unit!N$168/100)/DB!S$5)*(Unit!AO213/100)*1000","v":0},"-",null,null,0,{"$f":"MIN($I$210,$X$210,$AM$210)*C213","v":0},{"$f":"MIN($I$210,$X$210,$AM$210)*D213","v":0},0,0,0,0,0,0,0,0,0,0,null,null,0,{"$f":"MIN($I$210,$X$210,$AM$210)*R213","v":0},{"$f":"MIN($I$210,$X$210,$AM$210)*S213","v":0},{"$f":"MIN($I$210,$X$210,$AM$210)*T213","v":0},{"$f":"MIN($I$210,$X$210,$AM$210)*U213","v":0},{"$f":"MIN($I$210,$X$210,$AM$210)*V213","v":0},{"$f":"MIN($I$210,$X$210,$AM$210)*W213","v":0},{"$f":"MIN($I$210,$X$210,$AM$210)*X213","v":0},{"$f":"MIN($I$210,$X$210,$AM$210)*Y213","v":0},{"$f":"MIN($I$210,$X$210,$AM$210)*Z213","v":0},{"$f":"MIN($I$210,$X$210,$AM$210)*AA213","v":0},{"$f":"MIN($I$210,$X$210,$AM$210)*AB213","v":0},{"$f":"MIN($I$210,$X$210,$AM$210)*AC213","v":0},null,null,0,{"$f":"MIN($I$210,$X$210,$AM$210)*AG213","v":0},{"$f":"MIN($I$210,$X$210,$AM$210)*AH213","v":0},{"$f":"MIN($I$210,$X$210,$AM$210)*AI213","v":0},{"$f":"MIN($I$210,$X$210,$AM$210)*AJ213","v":0},{"$f":"MIN($I$210,$X$210,$AM$210)*AK213","v":0},{"$f":"MIN($I$210,$X$210,$AM$210)*AL213","v":0},{"$f":"MIN($I$210,$X$210,$AM$210)*AM213","v":0},{"$f":"MIN($I$210,$X$210,$AM$210)*AN213","v":0},{"$f":"MIN($I$210,$X$210,$AM$210)*AO213","v":0},{"$f":"MIN($I$210,$X$210,$AM$210)*AP213","v":0},{"$f":"MIN($I$210,$X$210,$AM$210)*AQ213","v":0},{"$f":"MIN($I$210,$X$210,$AM$210)*AR213","v":0},null,null,null,null,0,{"$f":"(DmYear!$L$33*(Unit!C$166/100)/DB!H$3)*(Unit!B213/100)*1000","v":0},{"$f":"(DmYear!$L$33*(Unit!D$166/100)/DB!I$3)*(Unit!C213/100)*1000","v":0},{"$f":"(DmYear!$L$33*(Unit!E$166/100)/DB!J$3)*(Unit!D213/100)*1000","v":0},{"$f":"(DmYear!$L$33*(Unit!F$166/100)/DB!K$3)*(Unit!E213/100)*1000","v":0},{"$f":"(DmYear!$L$33*(Unit!G$166/100)/DB!L$3)*(Unit!F213/100)*1000","v":0},{"$f":"(DmYear!$L$33*(Unit!H$166/100)/DB!M$3)*(Unit!G213/100)*1000","v":0},{"$f":"(DmYear!$L$33*(Unit!I$166/100)/DB!N$3)*(Unit!H213/100)*1000","v":0},{"$f":"(DmYear!$L$33*(Unit!J$166/100)/DB!O$3)*(Unit!I213/100)*1000","v":0},{"$f":"(DmYear!$L$33*(Unit!K$166/100)/DB!P$3)*(Unit!J213/100)*1000","v":0},{"$f":"(DmYear!$L$33*(Unit!L$166/100)/DB!Q$3)*(Unit!K213/100)*1000","v":0},{"$f":"(DmYear!$L$33*(Unit!M$166/100)/DB!R$3)*(Unit!L213/100)*1000","v":0},{"$f":"(DmYear!$L$33*(Unit!N$166/100)/DB!S$3)*(Unit!M213/100)*1000","v":0},"-",null,0,{"$f":"(DmYear!$L$33*(Unit!C$167/100)/DB!H$4)*(Unit!P213/100)*1000","v":0},{"$f":"(DmYear!$L$33*(Unit!D$167/100)/DB!I$4)*(Unit!Q213/100)*1000","v":0},{"$f":"(DmYear!$L$33*(Unit!E$167/100)/DB!J$4)*(Unit!R213/100)*1000","v":0},{"$f":"(DmYear!$L$33*(Unit!F$167/100)/DB!K$4)*(Unit!S213/100)*1000","v":0},{"$f":"(DmYear!$L$33*(Unit!G$167/100)/DB!L$4)*(Unit!T213/100)*1000","v":0},{"$f":"(DmYear!$L$33*(Unit!H$167/100)/DB!M$4)*(Unit!U213/100)*1000","v":0},{"$f":"(DmYear!$L$33*(Unit!I$167/100)/DB!N$4)*(Unit!V213/100)*1000","v":0},{"$f":"(DmYear!$L$33*(Unit!J$167/100)/DB!O$4)*(Unit!W213/100)*1000","v":0},{"$f":"(DmYear!$L$33*(Unit!K$167/100)/DB!P$4)*(Unit!X213/100)*1000","v":0},{"$f":"(DmYear!$L$33*(Unit!L$167/100)/DB!Q$4)*(Unit!Y213/100)*1000","v":0},{"$f":"(DmYear!$L$33*(Unit!M$167/100)/DB!R$4)*(Unit!Z213/100)*1000","v":0},{"$f":"(DmYear!$L$33*(Unit!N$167/100)/DB!S$4)*(Unit!AA213/100)*1000","v":0},"-",null,0,{"$f":"(DmYear!$L$33*(Unit!C$168/100)/DB!H$5)*(Unit!AD213/100)*1000","v":0},{"$f":"(DmYear!$L$33*(Unit!D$168/100)/DB!I$5)*(Unit!AE213/100)*1000","v":0},{"$f":"(DmYear!$L$33*(Unit!E$168/100)/DB!J$5)*(Unit!AF213/100)*1000","v":0},{"$f":"(DmYear!$L$33*(Unit!F$168/100)/DB!K$5)*(Unit!AG213/100)*1000","v":0},{"$f":"(DmYear!$L$33*(Unit!G$168/100)/DB!L$5)*(Unit!AH213/100)*1000","v":0},{"$f":"(DmYear!$L$33*(Unit!H$168/100)/DB!M$5)*(Unit!AI213/100)*1000","v":0},{"$f":"(DmYear!$L$33*(Unit!I$168/100)/DB!N$5)*(Unit!AJ213/100)*1000","v":0},{"$f":"(DmYear!$L$33*(Unit!J$168/100)/DB!O$5)*(Unit!AK213/100)*1000","v":0},{"$f":"(DmYear!$L$33*(Unit!K$168/100)/DB!P$5)*(Unit!AL213/100)*1000","v":0},{"$f":"(DmYear!$L$33*(Unit!L$168/100)/DB!Q$5)*(Unit!AM213/100)*1000","v":0},{"$f":"(DmYear!$L$33*(Unit!M$168/100)/DB!R$5)*(Unit!AN213/100)*1000","v":0},{"$f":"(DmYear!$L$33*(Unit!N$168/100)/DB!S$5)*(Unit!AO213/100)*1000","v":0},"-",null,null,0,{"$f":"MIN($CX$210,$DM$210,$EB$210)*CR213","v":0},{"$f":"MIN($CX$210,$DM$210,$EB$210)*CS213","v":0},{"$f":"MIN($CX$210,$DM$210,$EB$210)*CT213","v":0},{"$f":"MIN($CX$210,$DM$210,$EB$210)*CU213","v":0},{"$f":"MIN($CX$210,$DM$210,$EB$210)*CV213","v":0},{"$f":"MIN($CX$210,$DM$210,$EB$210)*CW213","v":0},{"$f":"MIN($CX$210,$DM$210,$EB$210)*CX213","v":0},{"$f":"MIN($CX$210,$DM$210,$EB$210)*CY213","v":0},{"$f":"MIN($CX$210,$DM$210,$EB$210)*CZ213","v":0},{"$f":"MIN($CX$210,$DM$210,$EB$210)*DA213","v":0},{"$f":"MIN($CX$210,$DM$210,$EB$210)*DB213","v":0},{"$f":"MIN($CX$210,$DM$210,$EB$210)*DC213","v":0},null,null,0,{"$f":"MIN($CX$210,$DM$210,$EB$210)*DG213","v":0},{"$f":"MIN($CX$210,$DM$210,$EB$210)*DH213","v":0},{"$f":"MIN($CX$210,$DM$210,$EB$210)*DI213","v":0},{"$f":"MIN($CX$210,$DM$210,$EB$210)*DJ213","v":0},{"$f":"MIN($CX$210,$DM$210,$EB$210)*DK213","v":0},{"$f":"MIN($CX$210,$DM$210,$EB$210)*DL213","v":0},{"$f":"MIN($CX$210,$DM$210,$EB$210)*DM213","v":0},{"$f":"MIN($CX$210,$DM$210,$EB$210)*DN213","v":0},{"$f":"MIN($CX$210,$DM$210,$EB$210)*DO213","v":0},{"$f":"MIN($CX$210,$DM$210,$EB$210)*DP213","v":0},{"$f":"MIN($CX$210,$DM$210,$EB$210)*DQ213","v":0},{"$f":"MIN($CX$210,$DM$210,$EB$210)*DR213","v":0},null,null,0,{"$f":"MIN($CX$210,$DM$210,$EB$210)*DV213","v":0},{"$f":"MIN($CX$210,$DM$210,$EB$210)*DW213","v":0},{"$f":"MIN($CX$210,$DM$210,$EB$210)*DX213","v":0},{"$f":"MIN($CX$210,$DM$210,$EB$210)*DY213","v":0},{"$f":"MIN($CX$210,$DM$210,$EB$210)*DZ213","v":0},{"$f":"MIN($CX$210,$DM$210,$EB$210)*EA213","v":0},{"$f":"MIN($CX$210,$DM$210,$EB$210)*EB213","v":0},{"$f":"MIN($CX$210,$DM$210,$EB$210)*EC213","v":0},{"$f":"MIN($CX$210,$DM$210,$EB$210)*ED213","v":0},{"$f":"MIN($CX$210,$DM$210,$EB$210)*EE213","v":0},{"$f":"MIN($CX$210,$DM$210,$EB$210)*EF213","v":0},{"$f":"MIN($CX$210,$DM$210,$EB$210)*EG213","v":0}]
[null,1,{"$f":"(DmYear!$L$6*(Unit!C$166/100)/DB!H$3)*(Unit!B214/100)*1000","v":0},{"$f":"(DmYear!$L$6*(Unit!D$166/100)/DB!I$3)*(Unit!C214/100)*1000","v":0},{"$f":"(DmYear!$L$6*(Unit!E$166/100)/DB!J$3)*(Unit!D214/100)*1000","v":0},{"$f":"(DmYear!$L$6*(Unit!F$166/100)/DB!K$3)*(Unit!E214/100)*1000","v":0},{"$f":"(DmYear!$L$6*(Unit!G$166/100)/DB!L$3)*(Unit!F214/100)*1000","v":0},{"$f":"(DmYear!$L$6*(Unit!H$166/100)/DB!M$3)*(Unit!G214/100)*1000","v":0},{"$f":"(DmYear!$L$6*(Unit!I$166/100)/DB!N$3)*(Unit!H214/100)*1000","v":0},{"$f":"(DmYear!$L$6*(Unit!J$166/100)/DB!O$3)*(Unit!I214/100)*1000","v":0},{"$f":"(DmYear!$L$6*(Unit!K$166/100)/DB!P$3)*(Unit!J214/100)*1000","v":0},{"$f":"(DmYear!$L$6*(Unit!L$166/100)/DB!Q$3)*(Unit!K214/100)*1000","v":0},{"$f":"(DmYear!$L$6*(Unit!M$166/100)/DB!R$3)*(Unit!L214/100)*1000","v":0},{"$f":"(DmYear!$L$6*(Unit!N$166/100)/DB!S$3)*(Unit!M214/100)*1000","v":0},"-",null,1,{"$f":"(DmYear!$L$6*(Unit!C$167/100)/DB!H$4)*(Unit!P214/100)*1000","v":0},{"$f":"(DmYear!$L$6*(Unit!D$167/100)/DB!I$4)*(Unit!Q214/100)*1000","v":0},{"$f":"(DmYear!$L$6*(Unit!E$167/100)/DB!J$4)*(Unit!R214/100)*1000","v":0},{"$f":"(DmYear!$L$6*(Unit!F$167/100)/DB!K$4)*(Unit!S214/100)*1000","v":0},{"$f":"(DmYear!$L$6*(Unit!G$167/100)/DB!L$4)*(Unit!T214/100)*1000","v":0},{"$f":"(DmYear!$L$6*(Unit!H$167/100)/DB!M$4)*(Unit!U214/100)*1000","v":0},{"$f":"(DmYear!$L$6*(Unit!I$167/100)/DB!N$4)*(Unit!V214/100)*1000","v":0},{"$f":"(DmYear!$L$6*(Unit!J$167/100)/DB!O$4)*(Unit!W214/100)*1000","v":0},{"$f":"(DmYear!$L$6*(Unit!K$167/100)/DB!P$4)*(Unit!X214/100)*1000","v":0},{"$f":"(DmYear!$L$6*(Unit!L$167/100)/DB!Q$4)*(Unit!Y214/100)*1000","v":0},{"$f":"(DmYear!$L$6*(Unit!M$167/100)/DB!R$4)*(Unit!Z214/100)*1000","v":0},{"$f":"(DmYear!$L$6*(Unit!N$167/100)/DB!S$4)*(Unit!AA214/100)*1000","v":0},"-",null,1,{"$f":"(DmYear!$L$6*(Unit!C$168/100)/DB!H$5)*(Unit!AD214/100)*1000","v":0},{"$f":"(DmYear!$L$6*(Unit!D$168/100)/DB!I$5)*(Unit!AE214/100)*1000","v":0},{"$f":"(DmYear!$L$6*(Unit!E$168/100)/DB!J$5)*(Unit!AF214/100)*1000","v":0},{"$f":"(DmYear!$L$6*(Unit!F$168/100)/DB!K$5)*(Unit!AG214/100)*1000","v":0},{"$f":"(DmYear!$L$6*(Unit!G$168/100)/DB!L$5)*(Unit!AH214/100)*1000","v":0},{"$f":"(DmYear!$L$6*(Unit!H$168/100)/DB!M$5)*(Unit!AI214/100)*1000","v":0},{"$f":"(DmYear!$L$6*(Unit!I$168/100)/DB!N$5)*(Unit!AJ214/100)*1000","v":0},{"$f":"(DmYear!$L$6*(Unit!J$168/100)/DB!O$5)*(Unit!AK214/100)*1000","v":0},{"$f":"(DmYear!$L$6*(Unit!K$168/100)/DB!P$5)*(Unit!AL214/100)*1000","v":0},{"$f":"(DmYear!$L$6*(Unit!L$168/100)/DB!Q$5)*(Unit!AM214/100)*1000","v":0},{"$f":"(DmYear!$L$6*(Unit!M$168/100)/DB!R$5)*(Unit!AN214/100)*1000","v":0},{"$f":"(DmYear!$L$6*(Unit!N$168/100)/DB!S$5)*(Unit!AO214/100)*1000","v":0},"-",null,null,1,{"$f":"MIN($I$210,$X$210,$AM$210)*C214","v":0},{"$f":"MIN($I$210,$X$210,$AM$210)*D214","v":0},{"$f":"MIN($I$210,$X$210,$AM$210)*E214","v":0},{"$f":"MIN($I$210,$X$210,$AM$210)*F214","v":0},{"$f":"MIN($I$210,$X$210,$AM$210)*G214","v":0},{"$f":"MIN($I$210,$X$210,$AM$210)*H214","v":0},{"$f":"MIN($I$210,$X$210,$AM$210)*I214","v":0},{"$f":"MIN($I$210,$X$210,$AM$210)*J214","v":0},{"$f":"MIN($I$210,$X$210,$AM$210)*K214","v":0},{"$f":"MIN($I$210,$X$210,$AM$210)*L214","v":0},{"$f":"MIN($I$210,$X$210,$AM$210)*M214","v":0},{"$f":"MIN($I$210,$X$210,$AM$210)*N214","v":0},null,null,1,{"$f":"MIN($I$210,$X$210,$AM$210)*R214","v":0},0,0,0,0,0,0,0,0,0,0,0,null,null,1,{"$f":"MIN($I$210,$X$210,$AM$210)*AG214","v":0},0,0,0,0,0,0,0,0,0,0,0,null,null,null,null,1,{"$f":"(DmYear!$L$33*(Unit!C$166/100)/DB!H$3)*(Unit!B214/100)*1000","v":0},{"$f":"(DmYear!$L$33*(Unit!D$166/100)/DB!I$3)*(Unit!C214/100)*1000","v":0},{"$f":"(DmYear!$L$33*(Unit!E$166/100)/DB!J$3)*(Unit!D214/100)*1000","v":0},{"$f":"(DmYear!$L$33*(Unit!F$166/100)/DB!K$3)*(Unit!E214/100)*1000","v":0},{"$f":"(DmYear!$L$33*(Unit!G$166/100)/DB!L$3)*(Unit!F214/100)*1000","v":0},{"$f":"(DmYear!$L$33*(Unit!H$166/100)/DB!M$3)*(Unit!G214/100)*1000","v":0},{"$f":"(DmYear!$L$33*(Unit!I$166/100)/DB!N$3)*(Unit!H214/100)*1000","v":0},{"$f":"(DmYear!$L$33*(Unit!J$166/100)/DB!O$3)*(Unit!I214/100)*1000","v":0},{"$f":"(DmYear!$L$33*(Unit!K$166/100)/DB!P$3)*(Unit!J214/100)*1000","v":0},{"$f":"(DmYear!$L$33*(Unit!L$166/100)/DB!Q$3)*(Unit!K214/100)*1000","v":0},{"$f":"(DmYear!$L$33*(Unit!M$166/100)/DB!R$3)*(Unit!L214/100)*1000","v":0},{"$f":"(DmYear!$L$33*(Unit!N$166/100)/DB!S$3)*(Unit!M214/100)*1000","v":0},"-",null,1,{"$f":"(DmYear!$L$33*(Unit!C$167/100)/DB!H$4)*(Unit!P214/100)*1000","v":0},{"$f":"(DmYear!$L$33*(Unit!D$167/100)/DB!I$4)*(Unit!Q214/100)*1000","v":0},{"$f":"(DmYear!$L$33*(Unit!E$167/100)/DB!J$4)*(Unit!R214/100)*1000","v":0},{"$f":"(DmYear!$L$33*(Unit!F$167/100)/DB!K$4)*(Unit!S214/100)*1000","v":0},{"$f":"(DmYear!$L$33*(Unit!G$167/100)/DB!L$4)*(Unit!T214/100)*1000","v":0},{"$f":"(DmYear!$L$33*(Unit!H$167/100)/DB!M$4)*(Unit!U214/100)*1000","v":0},{"$f":"(DmYear!$L$33*(Unit!I$167/100)/DB!N$4)*(Unit!V214/100)*1000","v":0},{"$f":"(DmYear!$L$33*(Unit!J$167/100)/DB!O$4)*(Unit!W214/100)*1000","v":0},{"$f":"(DmYear!$L$33*(Unit!K$167/100)/DB!P$4)*(Unit!X214/100)*1000","v":0},{"$f":"(DmYear!$L$33*(Unit!L$167/100)/DB!Q$4)*(Unit!Y214/100)*1000","v":0},{"$f":"(DmYear!$L$33*(Unit!M$167/100)/DB!R$4)*(Unit!Z214/100)*1000","v":0},{"$f":"(DmYear!$L$33*(Unit!N$167/100)/DB!S$4)*(Unit!AA214/100)*1000","v":0},"-",null,1,{"$f":"(DmYear!$L$33*(Unit!C$168/100)/DB!H$5)*(Unit!AD214/100)*1000","v":0},{"$f":"(DmYear!$L$33*(Unit!D$168/100)/DB!I$5)*(Unit!AE214/100)*1000","v":0},{"$f":"(DmYear!$L$33*(Unit!E$168/100)/DB!J$5)*(Unit!AF214/100)*1000","v":0},{"$f":"(DmYear!$L$33*(Unit!F$168/100)/DB!K$5)*(Unit!AG214/100)*1000","v":0},{"$f":"(DmYear!$L$33*(Unit!G$168/100)/DB!L$5)*(Unit!AH214/100)*1000","v":0},{"$f":"(DmYear!$L$33*(Unit!H$168/100)/DB!M$5)*(Unit!AI214/100)*1000","v":0},{"$f":"(DmYear!$L$33*(Unit!I$168/100)/DB!N$5)*(Unit!AJ214/100)*1000","v":0},{"$f":"(DmYear!$L$33*(Unit!J$168/100)/DB!O$5)*(Unit!AK214/100)*1000","v":0},{"$f":"(DmYear!$L$33*(Unit!K$168/100)/DB!P$5)*(Unit!AL214/100)*1000","v":0},{"$f":"(DmYear!$L$33*(Unit!L$168/100)/DB!Q$5)*(Unit!AM214/100)*1000","v":0},{"$f":"(DmYear!$L$33*(Unit!M$168/100)/DB!R$5)*(Unit!AN214/100)*1000","v":0},{"$f":"(DmYear!$L$33*(Unit!N$168/100)/DB!S$5)*(Unit!AO214/100)*1000","v":0},"-",null,null,1,0,0,0,0,0,0,0,0,0,0,0,0,null,null,1,0,0,0,0,0,0,0,0,0,0,0,0,null,null,1,0,0,0,0,0,0,0,0,0,0,0,0]
[null,2,{"$f":"(DmYear!$L$6*(Unit!C$166/100)/DB!H$3)*(Unit!B215/100)*1000","v":0},{"$f":"(DmYear!$L$6*(Unit!D$166/100)/DB!I$3)*(Unit!C215/100)*1000","v":0},{"$f":"(DmYear!$L$6*(Unit!E$166/100)/DB!J$3)*(Unit!D215/100)*1000","v":0},{"$f":"(DmYear!$L$6*(Unit!F$166/100)/DB!K$3)*(Unit!E215/100)*1000","v":0},{"$f":"(DmYear!$L$6*(Unit!G$166/100)/DB!L$3)*(Unit!F215/100)*1000","v":0},{"$f":"(DmYear!$L$6*(Unit!H$166/100)/DB!M$3)*(Unit!G215/100)*1000","v":0},{"$f":"(DmYear!$L$6*(Unit!I$166/100)/DB!N$3)*(Unit!H215/100)*1000","v":0},{"$f":"(DmYear!$L$6*(Unit!J$166/100)/DB!O$3)*(Unit!I215/100)*1000","v":0},{"$f":"(DmYear!$L$6*(Unit!K$166/100)/DB!P$3)*(Unit!J215/100)*1000","v":0},{"$f":"(DmYear!$L$6*(Unit!L$166/100)/DB!Q$3)*(Unit!K215/100)*1000","v":0},{"$f":"(DmYear!$L$6*(Unit!M$166/100)/DB!R$3)*(Unit!L215/100)*1000","v":0},{"$f":"(DmYear!$L$6*(Unit!N$166/100)/DB!S$3)*(Unit!M215/100)*1000","v":0},"-",null,2,{"$f":"(DmYear!$L$6*(Unit!C$167/100)/DB!H$4)*(Unit!P215/100)*1000","v":0},{"$f":"(DmYear!$L$6*(Unit!D$167/100)/DB!I$4)*(Unit!Q215/100)*1000","v":0},{"$f":"(DmYear!$L$6*(Unit!E$167/100)/DB!J$4)*(Unit!R215/100)*1000","v":0},{"$f":"(DmYear!$L$6*(Unit!F$167/100)/DB!K$4)*(Unit!S215/100)*1000","v":0},{"$f":"(DmYear!$L$6*(Unit!G$167/100)/DB!L$4)*(Unit!T215/100)*1000","v":0},{"$f":"(DmYear!$L$6*(Unit!H$167/100)/DB!M$4)*(Unit!U215/100)*1000","v":0},{"$f":"(DmYear!$L$6*(Unit!I$167/100)/DB!N$4)*(Unit!V215/100)*1000","v":0},{"$f":"(DmYear!$L$6*(Unit!J$167/100)/DB!O$4)*(Unit!W215/100)*1000","v":0},{"$f":"(DmYear!$L$6*(Unit!K$167/100)/DB!P$4)*(Unit!X215/100)*1000","v":0},{"$f":"(DmYear!$L$6*(Unit!L$167/100)/DB!Q$4)*(Unit!Y215/100)*1000","v":0},{"$f":"(DmYear!$L$6*(Unit!M$167/100)/DB!R$4)*(Unit!Z215/100)*1000","v":0},{"$f":"(DmYear!$L$6*(Unit!N$167/100)/DB!S$4)*(Unit!AA215/100)*1000","v":0},"-",null,2,{"$f":"(DmYear!$L$6*(Unit!C$168/100)/DB!H$5)*(Unit!AD215/100)*1000","v":0},{"$f":"(DmYear!$L$6*(Unit!D$168/100)/DB!I$5)*(Unit!AE215/100)*1000","v":0},{"$f":"(DmYear!$L$6*(Unit!E$168/100)/DB!J$5)*(Unit!AF215/100)*1000","v":0},{"$f":"(DmYear!$L$6*(Unit!F$168/100)/DB!K$5)*(Unit!AG215/100)*1000","v":0},{"$f":"(DmYear!$L$6*(Unit!G$168/100)/DB!L$5)*(Unit!AH215/100)*1000","v":0},{"$f":"(DmYear!$L$6*(Unit!H$168/100)/DB!M$5)*(Unit!AI215/100)*1000","v":0},{"$f":"(DmYear!$L$6*(Unit!I$168/100)/DB!N$5)*(Unit!AJ215/100)*1000","v":0},{"$f":"(DmYear!$L$6*(Unit!J$168/100)/DB!O$5)*(Unit!AK215/100)*1000","v":0},{"$f":"(DmYear!$L$6*(Unit!K$168/100)/DB!P$5)*(Unit!AL215/100)*1000","v":0},{"$f":"(DmYear!$L$6*(Unit!L$168/100)/DB!Q$5)*(Unit!AM215/100)*1000","v":0},{"$f":"(DmYear!$L$6*(Unit!M$168/100)/DB!R$5)*(Unit!AN215/100)*1000","v":0},{"$f":"(DmYear!$L$6*(Unit!N$168/100)/DB!S$5)*(Unit!AO215/100)*1000","v":0},"-",null,null,2,0,0,0,0,0,0,0,0,0,0,0,0,null,null,2,0,0,0,0,0,0,0,0,0,0,0,0,null,null,2,0,0,0,0,0,0,0,0,0,0,0,0,null,null,null,null,2,{"$f":"(DmYear!$L$33*(Unit!C$166/100)/DB!H$3)*(Unit!B215/100)*1000","v":0},{"$f":"(DmYear!$L$33*(Unit!D$166/100)/DB!I$3)*(Unit!C215/100)*1000","v":0},{"$f":"(DmYear!$L$33*(Unit!E$166/100)/DB!J$3)*(Unit!D215/100)*1000","v":0},{"$f":"(DmYear!$L$33*(Unit!F$166/100)/DB!K$3)*(Unit!E215/100)*1000","v":0},{"$f":"(DmYear!$L$33*(Unit!G$166/100)/DB!L$3)*(Unit!F215/100)*1000","v":0},{"$f":"(DmYear!$L$33*(Unit!H$166/100)/DB!M$3)*(Unit!G215/100)*1000","v":0},{"$f":"(DmYear!$L$33*(Unit!I$166/100)/DB!N$3)*(Unit!H215/100)*1000","v":0},{"$f":"(DmYear!$L$33*(Unit!J$166/100)/DB!O$3)*(Unit!I215/100)*1000","v":0},{"$f":"(DmYear!$L$33*(Unit!K$166/100)/DB!P$3)*(Unit!J215/100)*1000","v":0},{"$f":"(DmYear!$L$33*(Unit!L$166/100)/DB!Q$3)*(Unit!K215/100)*1000","v":0},{"$f":"(DmYear!$L$33*(Unit!M$166/100)/DB!R$3)*(Unit!L215/100)*1000","v":0},{"$f":"(DmYear!$L$33*(Unit!N$166/100)/DB!S$3)*(Unit!M215/100)*1000","v":0},"-",null,2,{"$f":"(DmYear!$L$33*(Unit!C$167/100)/DB!H$4)*(Unit!P215/100)*1000","v":0},{"$f":"(DmYear!$L$33*(Unit!D$167/100)/DB!I$4)*(Unit!Q215/100)*1000","v":0},{"$f":"(DmYear!$L$33*(Unit!E$167/100)/DB!J$4)*(Unit!R215/100)*1000","v":0},{"$f":"(DmYear!$L$33*(Unit!F$167/100)/DB!K$4)*(Unit!S215/100)*1000","v":0},{"$f":"(DmYear!$L$33*(Unit!G$167/100)/DB!L$4)*(Unit!T215/100)*1000","v":0},{"$f":"(DmYear!$L$33*(Unit!H$167/100)/DB!M$4)*(Unit!U215/100)*1000","v":0},{"$f":"(DmYear!$L$33*(Unit!I$167/100)/DB!N$4)*(Unit!V215/100)*1000","v":0},{"$f":"(DmYear!$L$33*(Unit!J$167/100)/DB!O$4)*(Unit!W215/100)*1000","v":0},{"$f":"(DmYear!$L$33*(Unit!K$167/100)/DB!P$4)*(Unit!X215/100)*1000","v":0},{"$f":"(DmYear!$L$33*(Unit!L$167/100)/DB!Q$4)*(Unit!Y215/100)*1000","v":0},{"$f":"(DmYear!$L$33*(Unit!M$167/100)/DB!R$4)*(Unit!Z215/100)*1000","v":0},{"$f":"(DmYear!$L$33*(Unit!N$167/100)/DB!S$4)*(Unit!AA215/100)*1000","v":0},"-",null,2,{"$f":"(DmYear!$L$33*(Unit!C$168/100)/DB!H$5)*(Unit!AD215/100)*1000","v":0},{"$f":"(DmYear!$L$33*(Unit!D$168/100)/DB!I$5)*(Unit!AE215/100)*1000","v":0},{"$f":"(DmYear!$L$33*(Unit!E$168/100)/DB!J$5)*(Unit!AF215/100)*1000","v":0},{"$f":"(DmYear!$L$33*(Unit!F$168/100)/DB!K$5)*(Unit!AG215/100)*1000","v":0},{"$f":"(DmYear!$L$33*(Unit!G$168/100)/DB!L$5)*(Unit!AH215/100)*1000","v":0},{"$f":"(DmYear!$L$33*(Unit!H$168/100)/DB!M$5)*(Unit!AI215/100)*1000","v":0},{"$f":"(DmYear!$L$33*(Unit!I$168/100)/DB!N$5)*(Unit!AJ215/100)*1000","v":0},{"$f":"(DmYear!$L$33*(Unit!J$168/100)/DB!O$5)*(Unit!AK215/100)*1000","v":0},{"$f":"(DmYear!$L$33*(Unit!K$168/100)/DB!P$5)*(Unit!AL215/100)*1000","v":0},{"$f":"(DmYear!$L$33*(Unit!L$168/100)/DB!Q$5)*(Unit!AM215/100)*1000","v":0},{"$f":"(DmYear!$L$33*(Unit!M$168/100)/DB!R$5)*(Unit!AN215/100)*1000","v":0},{"$f":"(DmYear!$L$33*(Unit!N$168/100)/DB!S$5)*(Unit!AO215/100)*1000","v":0},"-",null,null,2,0,0,0,0,0,0,0,0,0,0,0,0,null,null,2,0,0,0,0,0,0,0,0,0,0,0,0,null,null,2,0,0,0,0,0,0,0,0,0,0,0,0]
[null,3,{"$f":"(DmYear!$L$6*(Unit!C$166/100)/DB!H$3)*(Unit!B216/100)*1000","v":0},{"$f":"(DmYear!$L$6*(Unit!D$166/100)/DB!I$3)*(Unit!C216/100)*1000","v":0},{"$f":"(DmYear!$L$6*(Unit!E$166/100)/DB!J$3)*(Unit!D216/100)*1000","v":0},{"$f":"(DmYear!$L$6*(Unit!F$166/100)/DB!K$3)*(Unit!E216/100)*1000","v":0},{"$f":"(DmYear!$L$6*(Unit!G$166/100)/DB!L$3)*(Unit!F216/100)*1000","v":0},{"$f":"(DmYear!$L$6*(Unit!H$166/100)/DB!M$3)*(Unit!G216/100)*1000","v":0},{"$f":"(DmYear!$L$6*(Unit!I$166/100)/DB!N$3)*(Unit!H216/100)*1000","v":0},{"$f":"(DmYear!$L$6*(Unit!J$166/100)/DB!O$3)*(Unit!I216/100)*1000","v":0},{"$f":"(DmYear!$L$6*(Unit!K$166/100)/DB!P$3)*(Unit!J216/100)*1000","v":0},{"$f":"(DmYear!$L$6*(Unit!L$166/100)/DB!Q$3)*(Unit!K216/100)*1000","v":0},{"$f":"(DmYear!$L$6*(Unit!M$166/100)/DB!R$3)*(Unit!L216/100)*1000","v":0},{"$f":"(DmYear!$L$6*(Unit!N$166/100)/DB!S$3)*(Unit!M216/100)*1000","v":0},"-",null,3,{"$f":"(DmYear!$L$6*(Unit!C$167/100)/DB!H$4)*(Unit!P216/100)*1000","v":0},{"$f":"(DmYear!$L$6*(Unit!D$167/100)/DB!I$4)*(Unit!Q216/100)*1000","v":0},{"$f":"(DmYear!$L$6*(Unit!E$167/100)/DB!J$4)*(Unit!R216/100)*1000","v":0},{"$f":"(DmYear!$L$6*(Unit!F$167/100)/DB!K$4)*(Unit!S216/100)*1000","v":0},{"$f":"(DmYear!$L$6*(Unit!G$167/100)/DB!L$4)*(Unit!T216/100)*1000","v":0},{"$f":"(DmYear!$L$6*(Unit!H$167/100)/DB!M$4)*(Unit!U216/100)*1000","v":0},{"$f":"(DmYear!$L$6*(Unit!I$167/100)/DB!N$4)*(Unit!V216/100)*1000","v":0},{"$f":"(DmYear!$L$6*(Unit!J$167/100)/DB!O$4)*(Unit!W216/100)*1000","v":0},{"$f":"(DmYear!$L$6*(Unit!K$167/100)/DB!P$4)*(Unit!X216/100)*1000","v":0},{"$f":"(DmYear!$L$6*(Unit!L$167/100)/DB!Q$4)*(Unit!Y216/100)*1000","v":0},{"$f":"(DmYear!$L$6*(Unit!M$167/100)/DB!R$4)*(Unit!Z216/100)*1000","v":0},{"$f":"(DmYear!$L$6*(Unit!N$167/100)/DB!S$4)*(Unit!AA216/100)*1000","v":0},"-",null,3,{"$f":"(DmYear!$L$6*(Unit!C$168/100)/DB!H$5)*(Unit!AD216/100)*1000","v":0},{"$f":"(DmYear!$L$6*(Unit!D$168/100)/DB!I$5)*(Unit!AE216/100)*1000","v":0},{"$f":"(DmYear!$L$6*(Unit!E$168/100)/DB!J$5)*(Unit!AF216/100)*1000","v":0},{"$f":"(DmYear!$L$6*(Unit!F$168/100)/DB!K$5)*(Unit!AG216/100)*1000","v":0},{"$f":"(DmYear!$L$6*(Unit!G$168/100)/DB!L$5)*(Unit!AH216/100)*1000","v":0},{"$f":"(DmYear!$L$6*(Unit!H$168/100)/DB!M$5)*(Unit!AI216/100)*1000","v":0},{"$f":"(DmYear!$L$6*(Unit!I$168/100)/DB!N$5)*(Unit!AJ216/100)*1000","v":0},{"$f":"(DmYear!$L$6*(Unit!J$168/100)/DB!O$5)*(Unit!AK216/100)*1000","v":0},{"$f":"(DmYear!$L$6*(Unit!K$168/100)/DB!P$5)*(Unit!AL216/100)*1000","v":0},{"$f":"(DmYear!$L$6*(Unit!L$168/100)/DB!Q$5)*(Unit!AM216/100)*1000","v":0},{"$f":"(DmYear!$L$6*(Unit!M$168/100)/DB!R$5)*(Unit!AN216/100)*1000","v":0},{"$f":"(DmYear!$L$6*(Unit!N$168/100)/DB!S$5)*(Unit!AO216/100)*1000","v":0},"-",null,null,3,0,0,0,0,0,0,0,0,0,0,0,0,null,null,3,0,0,0,0,0,0,0,0,0,0,0,0,null,null,3,0,0,0,0,0,0,0,0,0,0,0,0,null,null,null,null,3,{"$f":"(DmYear!$L$33*(Unit!C$166/100)/DB!H$3)*(Unit!B216/100)*1000","v":0},{"$f":"(DmYear!$L$33*(Unit!D$166/100)/DB!I$3)*(Unit!C216/100)*1000","v":0},{"$f":"(DmYear!$L$33*(Unit!E$166/100)/DB!J$3)*(Unit!D216/100)*1000","v":0},{"$f":"(DmYear!$L$33*(Unit!F$166/100)/DB!K$3)*(Unit!E216/100)*1000","v":0},{"$f":"(DmYear!$L$33*(Unit!G$166/100)/DB!L$3)*(Unit!F216/100)*1000","v":0},{"$f":"(DmYear!$L$33*(Unit!H$166/100)/DB!M$3)*(Unit!G216/100)*1000","v":0},{"$f":"(DmYear!$L$33*(Unit!I$166/100)/DB!N$3)*(Unit!H216/100)*1000","v":0},{"$f":"(DmYear!$L$33*(Unit!J$166/100)/DB!O$3)*(Unit!I216/100)*1000","v":0},{"$f":"(DmYear!$L$33*(Unit!K$166/100)/DB!P$3)*(Unit!J216/100)*1000","v":0},{"$f":"(DmYear!$L$33*(Unit!L$166/100)/DB!Q$3)*(Unit!K216/100)*1000","v":0},{"$f":"(DmYear!$L$33*(Unit!M$166/100)/DB!R$3)*(Unit!L216/100)*1000","v":0},{"$f":"(DmYear!$L$33*(Unit!N$166/100)/DB!S$3)*(Unit!M216/100)*1000","v":0},"-",null,3,{"$f":"(DmYear!$L$33*(Unit!C$167/100)/DB!H$4)*(Unit!P216/100)*1000","v":0},{"$f":"(DmYear!$L$33*(Unit!D$167/100)/DB!I$4)*(Unit!Q216/100)*1000","v":0},{"$f":"(DmYear!$L$33*(Unit!E$167/100)/DB!J$4)*(Unit!R216/100)*1000","v":0},{"$f":"(DmYear!$L$33*(Unit!F$167/100)/DB!K$4)*(Unit!S216/100)*1000","v":0},{"$f":"(DmYear!$L$33*(Unit!G$167/100)/DB!L$4)*(Unit!T216/100)*1000","v":0},{"$f":"(DmYear!$L$33*(Unit!H$167/100)/DB!M$4)*(Unit!U216/100)*1000","v":0},{"$f":"(DmYear!$L$33*(Unit!I$167/100)/DB!N$4)*(Unit!V216/100)*1000","v":0},{"$f":"(DmYear!$L$33*(Unit!J$167/100)/DB!O$4)*(Unit!W216/100)*1000","v":0},{"$f":"(DmYear!$L$33*(Unit!K$167/100)/DB!P$4)*(Unit!X216/100)*1000","v":0},{"$f":"(DmYear!$L$33*(Unit!L$167/100)/DB!Q$4)*(Unit!Y216/100)*1000","v":0},{"$f":"(DmYear!$L$33*(Unit!M$167/100)/DB!R$4)*(Unit!Z216/100)*1000","v":0},{"$f":"(DmYear!$L$33*(Unit!N$167/100)/DB!S$4)*(Unit!AA216/100)*1000","v":0},"-",null,3,{"$f":"(DmYear!$L$33*(Unit!C$168/100)/DB!H$5)*(Unit!AD216/100)*1000","v":0},{"$f":"(DmYear!$L$33*(Unit!D$168/100)/DB!I$5)*(Unit!AE216/100)*1000","v":0},{"$f":"(DmYear!$L$33*(Unit!E$168/100)/DB!J$5)*(Unit!AF216/100)*1000","v":0},{"$f":"(DmYear!$L$33*(Unit!F$168/100)/DB!K$5)*(Unit!AG216/100)*1000","v":0},{"$f":"(DmYear!$L$33*(Unit!G$168/100)/DB!L$5)*(Unit!AH216/100)*1000","v":0},{"$f":"(DmYear!$L$33*(Unit!H$168/100)/DB!M$5)*(Unit!AI216/100)*1000","v":0},{"$f":"(DmYear!$L$33*(Unit!I$168/100)/DB!N$5)*(Unit!AJ216/100)*1000","v":0},{"$f":"(DmYear!$L$33*(Unit!J$168/100)/DB!O$5)*(Unit!AK216/100)*1000","v":0},{"$f":"(DmYear!$L$33*(Unit!K$168/100)/DB!P$5)*(Unit!AL216/100)*1000","v":0},{"$f":"(DmYear!$L$33*(Unit!L$168/100)/DB!Q$5)*(Unit!AM216/100)*1000","v":0},{"$f":"(DmYear!$L$33*(Unit!M$168/100)/DB!R$5)*(Unit!AN216/100)*1000","v":0},{"$f":"(DmYear!$L$33*(Unit!N$168/100)/DB!S$5)*(Unit!AO216/100)*1000","v":0},"-",null,null,3,0,0,0,0,0,0,0,0,0,0,0,0,null,null,3,0,0,0,0,0,0,0,0,0,0,0,0,null,null,3,0,0,0,0,0,0,0,0,0,0,0,0]
[null,4,{"$f":"(DmYear!$L$6*(Unit!C$166/100)/DB!H$3)*(Unit!B217/100)*1000","v":0},{"$f":"(DmYear!$L$6*(Unit!D$166/100)/DB!I$3)*(Unit!C217/100)*1000","v":0},{"$f":"(DmYear!$L$6*(Unit!E$166/100)/DB!J$3)*(Unit!D217/100)*1000","v":0},{"$f":"(DmYear!$L$6*(Unit!F$166/100)/DB!K$3)*(Unit!E217/100)*1000","v":0},{"$f":"(DmYear!$L$6*(Unit!G$166/100)/DB!L$3)*(Unit!F217/100)*1000","v":0},{"$f":"(DmYear!$L$6*(Unit!H$166/100)/DB!M$3)*(Unit!G217/100)*1000","v":0},{"$f":"(DmYear!$L$6*(Unit!I$166/100)/DB!N$3)*(Unit!H217/100)*1000","v":0},{"$f":"(DmYear!$L$6*(Unit!J$166/100)/DB!O$3)*(Unit!I217/100)*1000","v":0},{"$f":"(DmYear!$L$6*(Unit!K$166/100)/DB!P$3)*(Unit!J217/100)*1000","v":0},{"$f":"(DmYear!$L$6*(Unit!L$166/100)/DB!Q$3)*(Unit!K217/100)*1000","v":0},{"$f":"(DmYear!$L$6*(Unit!M$166/100)/DB!R$3)*(Unit!L217/100)*1000","v":0},{"$f":"(DmYear!$L$6*(Unit!N$166/100)/DB!S$3)*(Unit!M217/100)*1000","v":0},"-",null,4,{"$f":"(DmYear!$L$6*(Unit!C$167/100)/DB!H$4)*(Unit!P217/100)*1000","v":0},{"$f":"(DmYear!$L$6*(Unit!D$167/100)/DB!I$4)*(Unit!Q217/100)*1000","v":0},{"$f":"(DmYear!$L$6*(Unit!E$167/100)/DB!J$4)*(Unit!R217/100)*1000","v":0},{"$f":"(DmYear!$L$6*(Unit!F$167/100)/DB!K$4)*(Unit!S217/100)*1000","v":0},{"$f":"(DmYear!$L$6*(Unit!G$167/100)/DB!L$4)*(Unit!T217/100)*1000","v":0},{"$f":"(DmYear!$L$6*(Unit!H$167/100)/DB!M$4)*(Unit!U217/100)*1000","v":0},{"$f":"(DmYear!$L$6*(Unit!I$167/100)/DB!N$4)*(Unit!V217/100)*1000","v":0},{"$f":"(DmYear!$L$6*(Unit!J$167/100)/DB!O$4)*(Unit!W217/100)*1000","v":0},{"$f":"(DmYear!$L$6*(Unit!K$167/100)/DB!P$4)*(Unit!X217/100)*1000","v":0},{"$f":"(DmYear!$L$6*(Unit!L$167/100)/DB!Q$4)*(Unit!Y217/100)*1000","v":0},{"$f":"(DmYear!$L$6*(Unit!M$167/100)/DB!R$4)*(Unit!Z217/100)*1000","v":0},{"$f":"(DmYear!$L$6*(Unit!N$167/100)/DB!S$4)*(Unit!AA217/100)*1000","v":0},"-",null,4,{"$f":"(DmYear!$L$6*(Unit!C$168/100)/DB!H$5)*(Unit!AD217/100)*1000","v":0},{"$f":"(DmYear!$L$6*(Unit!D$168/100)/DB!I$5)*(Unit!AE217/100)*1000","v":0},{"$f":"(DmYear!$L$6*(Unit!E$168/100)/DB!J$5)*(Unit!AF217/100)*1000","v":0},{"$f":"(DmYear!$L$6*(Unit!F$168/100)/DB!K$5)*(Unit!AG217/100)*1000","v":0},{"$f":"(DmYear!$L$6*(Unit!G$168/100)/DB!L$5)*(Unit!AH217/100)*1000","v":0},{"$f":"(DmYear!$L$6*(Unit!H$168/100)/DB!M$5)*(Unit!AI217/100)*1000","v":0},{"$f":"(DmYear!$L$6*(Unit!I$168/100)/DB!N$5)*(Unit!AJ217/100)*1000","v":0},{"$f":"(DmYear!$L$6*(Unit!J$168/100)/DB!O$5)*(Unit!AK217/100)*1000","v":0},{"$f":"(DmYear!$L$6*(Unit!K$168/100)/DB!P$5)*(Unit!AL217/100)*1000","v":0},{"$f":"(DmYear!$L$6*(Unit!L$168/100)/DB!Q$5)*(Unit!AM217/100)*1000","v":0},{"$f":"(DmYear!$L$6*(Unit!M$168/100)/DB!R$5)*(Unit!AN217/100)*1000","v":0},{"$f":"(DmYear!$L$6*(Unit!N$168/100)/DB!S$5)*(Unit!AO217/100)*1000","v":0},"-",null,null,4,0,0,0,0,0,0,0,0,0,0,0,0,null,null,4,0,0,0,0,0,0,0,0,0,0,0,0,null,null,4,0,0,0,0,0,0,0,0,0,0,0,0,null,null,null,null,4,{"$f":"(DmYear!$L$33*(Unit!C$166/100)/DB!H$3)*(Unit!B217/100)*1000","v":0},{"$f":"(DmYear!$L$33*(Unit!D$166/100)/DB!I$3)*(Unit!C217/100)*1000","v":0},{"$f":"(DmYear!$L$33*(Unit!E$166/100)/DB!J$3)*(Unit!D217/100)*1000","v":0},{"$f":"(DmYear!$L$33*(Unit!F$166/100)/DB!K$3)*(Unit!E217/100)*1000","v":0},{"$f":"(DmYear!$L$33*(Unit!G$166/100)/DB!L$3)*(Unit!F217/100)*1000","v":0},{"$f":"(DmYear!$L$33*(Unit!H$166/100)/DB!M$3)*(Unit!G217/100)*1000","v":0},{"$f":"(DmYear!$L$33*(Unit!I$166/100)/DB!N$3)*(Unit!H217/100)*1000","v":0},{"$f":"(DmYear!$L$33*(Unit!J$166/100)/DB!O$3)*(Unit!I217/100)*1000","v":0},{"$f":"(DmYear!$L$33*(Unit!K$166/100)/DB!P$3)*(Unit!J217/100)*1000","v":0},{"$f":"(DmYear!$L$33*(Unit!L$166/100)/DB!Q$3)*(Unit!K217/100)*1000","v":0},{"$f":"(DmYear!$L$33*(Unit!M$166/100)/DB!R$3)*(Unit!L217/100)*1000","v":0},{"$f":"(DmYear!$L$33*(Unit!N$166/100)/DB!S$3)*(Unit!M217/100)*1000","v":0},"-",null,4,{"$f":"(DmYear!$L$33*(Unit!C$167/100)/DB!H$4)*(Unit!P217/100)*1000","v":0},{"$f":"(DmYear!$L$33*(Unit!D$167/100)/DB!I$4)*(Unit!Q217/100)*1000","v":0},{"$f":"(DmYear!$L$33*(Unit!E$167/100)/DB!J$4)*(Unit!R217/100)*1000","v":0},{"$f":"(DmYear!$L$33*(Unit!F$167/100)/DB!K$4)*(Unit!S217/100)*1000","v":0},{"$f":"(DmYear!$L$33*(Unit!G$167/100)/DB!L$4)*(Unit!T217/100)*1000","v":0},{"$f":"(DmYear!$L$33*(Unit!H$167/100)/DB!M$4)*(Unit!U217/100)*1000","v":0},{"$f":"(DmYear!$L$33*(Unit!I$167/100)/DB!N$4)*(Unit!V217/100)*1000","v":0},{"$f":"(DmYear!$L$33*(Unit!J$167/100)/DB!O$4)*(Unit!W217/100)*1000","v":0},{"$f":"(DmYear!$L$33*(Unit!K$167/100)/DB!P$4)*(Unit!X217/100)*1000","v":0},{"$f":"(DmYear!$L$33*(Unit!L$167/100)/DB!Q$4)*(Unit!Y217/100)*1000","v":0},{"$f":"(DmYear!$L$33*(Unit!M$167/100)/DB!R$4)*(Unit!Z217/100)*1000","v":0},{"$f":"(DmYear!$L$33*(Unit!N$167/100)/DB!S$4)*(Unit!AA217/100)*1000","v":0},"-",null,4,{"$f":"(DmYear!$L$33*(Unit!C$168/100)/DB!H$5)*(Unit!AD217/100)*1000","v":0},{"$f":"(DmYear!$L$33*(Unit!D$168/100)/DB!I$5)*(Unit!AE217/100)*1000","v":0},{"$f":"(DmYear!$L$33*(Unit!E$168/100)/DB!J$5)*(Unit!AF217/100)*1000","v":0},{"$f":"(DmYear!$L$33*(Unit!F$168/100)/DB!K$5)*(Unit!AG217/100)*1000","v":0},{"$f":"(DmYear!$L$33*(Unit!G$168/100)/DB!L$5)*(Unit!AH217/100)*1000","v":0},{"$f":"(DmYear!$L$33*(Unit!H$168/100)/DB!M$5)*(Unit!AI217/100)*1000","v":0},{"$f":"(DmYear!$L$33*(Unit!I$168/100)/DB!N$5)*(Unit!AJ217/100)*1000","v":0},{"$f":"(DmYear!$L$33*(Unit!J$168/100)/DB!O$5)*(Unit!AK217/100)*1000","v":0},{"$f":"(DmYear!$L$33*(Unit!K$168/100)/DB!P$5)*(Unit!AL217/100)*1000","v":0},{"$f":"(DmYear!$L$33*(Unit!L$168/100)/DB!Q$5)*(Unit!AM217/100)*1000","v":0},{"$f":"(DmYear!$L$33*(Unit!M$168/100)/DB!R$5)*(Unit!AN217/100)*1000","v":0},{"$f":"(DmYear!$L$33*(Unit!N$168/100)/DB!S$5)*(Unit!AO217/100)*1000","v":0},"-",null,null,4,0,0,0,0,0,0,0,0,0,0,0,0,null,null,4,0,0,0,0,0,0,0,0,0,0,0,0,null,null,4,0,0,0,0,0,0,0,0,0,0,0,0]
[null,5,{"$f":"(DmYear!$L$6*(Unit!C$166/100)/DB!H$3)*(Unit!B218/100)*1000","v":0},{"$f":"(DmYear!$L$6*(Unit!D$166/100)/DB!I$3)*(Unit!C218/100)*1000","v":0},{"$f":"(DmYear!$L$6*(Unit!E$166/100)/DB!J$3)*(Unit!D218/100)*1000","v":0},{"$f":"(DmYear!$L$6*(Unit!F$166/100)/DB!K$3)*(Unit!E218/100)*1000","v":0},{"$f":"(DmYear!$L$6*(Unit!G$166/100)/DB!L$3)*(Unit!F218/100)*1000","v":0},{"$f":"(DmYear!$L$6*(Unit!H$166/100)/DB!M$3)*(Unit!G218/100)*1000","v":0},{"$f":"(DmYear!$L$6*(Unit!I$166/100)/DB!N$3)*(Unit!H218/100)*1000","v":0},{"$f":"(DmYear!$L$6*(Unit!J$166/100)/DB!O$3)*(Unit!I218/100)*1000","v":0},{"$f":"(DmYear!$L$6*(Unit!K$166/100)/DB!P$3)*(Unit!J218/100)*1000","v":0},{"$f":"(DmYear!$L$6*(Unit!L$166/100)/DB!Q$3)*(Unit!K218/100)*1000","v":0},{"$f":"(DmYear!$L$6*(Unit!M$166/100)/DB!R$3)*(Unit!L218/100)*1000","v":0},{"$f":"(DmYear!$L$6*(Unit!N$166/100)/DB!S$3)*(Unit!M218/100)*1000","v":0},"-",null,5,{"$f":"(DmYear!$L$6*(Unit!C$167/100)/DB!H$4)*(Unit!P218/100)*1000","v":0},{"$f":"(DmYear!$L$6*(Unit!D$167/100)/DB!I$4)*(Unit!Q218/100)*1000","v":0},{"$f":"(DmYear!$L$6*(Unit!E$167/100)/DB!J$4)*(Unit!R218/100)*1000","v":0},{"$f":"(DmYear!$L$6*(Unit!F$167/100)/DB!K$4)*(Unit!S218/100)*1000","v":0},{"$f":"(DmYear!$L$6*(Unit!G$167/100)/DB!L$4)*(Unit!T218/100)*1000","v":0},{"$f":"(DmYear!$L$6*(Unit!H$167/100)/DB!M$4)*(Unit!U218/100)*1000","v":0},{"$f":"(DmYear!$L$6*(Unit!I$167/100)/DB!N$4)*(Unit!V218/100)*1000","v":0},{"$f":"(DmYear!$L$6*(Unit!J$167/100)/DB!O$4)*(Unit!W218/100)*1000","v":0},{"$f":"(DmYear!$L$6*(Unit!K$167/100)/DB!P$4)*(Unit!X218/100)*1000","v":0},{"$f":"(DmYear!$L$6*(Unit!L$167/100)/DB!Q$4)*(Unit!Y218/100)*1000","v":0},{"$f":"(DmYear!$L$6*(Unit!M$167/100)/DB!R$4)*(Unit!Z218/100)*1000","v":0},{"$f":"(DmYear!$L$6*(Unit!N$167/100)/DB!S$4)*(Unit!AA218/100)*1000","v":0},"-",null,5,{"$f":"(DmYear!$L$6*(Unit!C$168/100)/DB!H$5)*(Unit!AD218/100)*1000","v":0},{"$f":"(DmYear!$L$6*(Unit!D$168/100)/DB!I$5)*(Unit!AE218/100)*1000","v":0},{"$f":"(DmYear!$L$6*(Unit!E$168/100)/DB!J$5)*(Unit!AF218/100)*1000","v":0},{"$f":"(DmYear!$L$6*(Unit!F$168/100)/DB!K$5)*(Unit!AG218/100)*1000","v":0},{"$f":"(DmYear!$L$6*(Unit!G$168/100)/DB!L$5)*(Unit!AH218/100)*1000","v":0},{"$f":"(DmYear!$L$6*(Unit!H$168/100)/DB!M$5)*(Unit!AI218/100)*1000","v":0},{"$f":"(DmYear!$L$6*(Unit!I$168/100)/DB!N$5)*(Unit!AJ218/100)*1000","v":0},{"$f":"(DmYear!$L$6*(Unit!J$168/100)/DB!O$5)*(Unit!AK218/100)*1000","v":0},{"$f":"(DmYear!$L$6*(Unit!K$168/100)/DB!P$5)*(Unit!AL218/100)*1000","v":0},{"$f":"(DmYear!$L$6*(Unit!L$168/100)/DB!Q$5)*(Unit!AM218/100)*1000","v":0},{"$f":"(DmYear!$L$6*(Unit!M$168/100)/DB!R$5)*(Unit!AN218/100)*1000","v":0},{"$f":"(DmYear!$L$6*(Unit!N$168/100)/DB!S$5)*(Unit!AO218/100)*1000","v":0},"-",null,null,5,0,0,0,0,0,0,0,0,0,0,0,0,null,null,5,0,0,0,0,0,0,0,0,0,0,0,0,null,null,5,0,0,0,0,0,0,0,0,0,0,0,0,null,null,null,null,5,{"$f":"(DmYear!$L$33*(Unit!C$166/100)/DB!H$3)*(Unit!B218/100)*1000","v":0},{"$f":"(DmYear!$L$33*(Unit!D$166/100)/DB!I$3)*(Unit!C218/100)*1000","v":0},{"$f":"(DmYear!$L$33*(Unit!E$166/100)/DB!J$3)*(Unit!D218/100)*1000","v":0},{"$f":"(DmYear!$L$33*(Unit!F$166/100)/DB!K$3)*(Unit!E218/100)*1000","v":0},{"$f":"(DmYear!$L$33*(Unit!G$166/100)/DB!L$3)*(Unit!F218/100)*1000","v":0},{"$f":"(DmYear!$L$33*(Unit!H$166/100)/DB!M$3)*(Unit!G218/100)*1000","v":0},{"$f":"(DmYear!$L$33*(Unit!I$166/100)/DB!N$3)*(Unit!H218/100)*1000","v":0},{"$f":"(DmYear!$L$33*(Unit!J$166/100)/DB!O$3)*(Unit!I218/100)*1000","v":0},{"$f":"(DmYear!$L$33*(Unit!K$166/100)/DB!P$3)*(Unit!J218/100)*1000","v":0},{"$f":"(DmYear!$L$33*(Unit!L$166/100)/DB!Q$3)*(Unit!K218/100)*1000","v":0},{"$f":"(DmYear!$L$33*(Unit!M$166/100)/DB!R$3)*(Unit!L218/100)*1000","v":0},{"$f":"(DmYear!$L$33*(Unit!N$166/100)/DB!S$3)*(Unit!M218/100)*1000","v":0},"-",null,5,{"$f":"(DmYear!$L$33*(Unit!C$167/100)/DB!H$4)*(Unit!P218/100)*1000","v":0},{"$f":"(DmYear!$L$33*(Unit!D$167/100)/DB!I$4)*(Unit!Q218/100)*1000","v":0},{"$f":"(DmYear!$L$33*(Unit!E$167/100)/DB!J$4)*(Unit!R218/100)*1000","v":0},{"$f":"(DmYear!$L$33*(Unit!F$167/100)/DB!K$4)*(Unit!S218/100)*1000","v":0},{"$f":"(DmYear!$L$33*(Unit!G$167/100)/DB!L$4)*(Unit!T218/100)*1000","v":0},{"$f":"(DmYear!$L$33*(Unit!H$167/100)/DB!M$4)*(Unit!U218/100)*1000","v":0},{"$f":"(DmYear!$L$33*(Unit!I$167/100)/DB!N$4)*(Unit!V218/100)*1000","v":0},{"$f":"(DmYear!$L$33*(Unit!J$167/100)/DB!O$4)*(Unit!W218/100)*1000","v":0},{"$f":"(DmYear!$L$33*(Unit!K$167/100)/DB!P$4)*(Unit!X218/100)*1000","v":0},{"$f":"(DmYear!$L$33*(Unit!L$167/100)/DB!Q$4)*(Unit!Y218/100)*1000","v":0},{"$f":"(DmYear!$L$33*(Unit!M$167/100)/DB!R$4)*(Unit!Z218/100)*1000","v":0},{"$f":"(DmYear!$L$33*(Unit!N$167/100)/DB!S$4)*(Unit!AA218/100)*1000","v":0},"-",null,5,{"$f":"(DmYear!$L$33*(Unit!C$168/100)/DB!H$5)*(Unit!AD218/100)*1000","v":0},{"$f":"(DmYear!$L$33*(Unit!D$168/100)/DB!I$5)*(Unit!AE218/100)*1000","v":0},{"$f":"(DmYear!$L$33*(Unit!E$168/100)/DB!J$5)*(Unit!AF218/100)*1000","v":0},{"$f":"(DmYear!$L$33*(Unit!F$168/100)/DB!K$5)*(Unit!AG218/100)*1000","v":0},{"$f":"(DmYear!$L$33*(Unit!G$168/100)/DB!L$5)*(Unit!AH218/100)*1000","v":0},{"$f":"(DmYear!$L$33*(Unit!H$168/100)/DB!M$5)*(Unit!AI218/100)*1000","v":0},{"$f":"(DmYear!$L$33*(Unit!I$168/100)/DB!N$5)*(Unit!AJ218/100)*1000","v":0},{"$f":"(DmYear!$L$33*(Unit!J$168/100)/DB!O$5)*(Unit!AK218/100)*1000","v":0},{"$f":"(DmYear!$L$33*(Unit!K$168/100)/DB!P$5)*(Unit!AL218/100)*1000","v":0},{"$f":"(DmYear!$L$33*(Unit!L$168/100)/DB!Q$5)*(Unit!AM218/100)*1000","v":0},{"$f":"(DmYear!$L$33*(Unit!M$168/100)/DB!R$5)*(Unit!AN218/100)*1000","v":0},{"$f":"(DmYear!$L$33*(Unit!N$168/100)/DB!S$5)*(Unit!AO218/100)*1000","v":0},"-",null,null,5,0,0,0,0,0,0,0,0,0,0,0,0,null,null,5,0,0,0,0,0,0,0,0,0,0,0,0,null,null,5,0,0,0,0,0,0,0,0,0,0,0,0]
[null,6,{"$f":"(DmYear!$L$6*(Unit!C$166/100)/DB!H$3)*(Unit!B219/100)*1000","v":0},{"$f":"(DmYear!$L$6*(Unit!D$166/100)/DB!I$3)*(Unit!C219/100)*1000","v":0},{"$f":"(DmYear!$L$6*(Unit!E$166/100)/DB!J$3)*(Unit!D219/100)*1000","v":0},{"$f":"(DmYear!$L$6*(Unit!F$166/100)/DB!K$3)*(Unit!E219/100)*1000","v":0},{"$f":"(DmYear!$L$6*(Unit!G$166/100)/DB!L$3)*(Unit!F219/100)*1000","v":0},{"$f":"(DmYear!$L$6*(Unit!H$166/100)/DB!M$3)*(Unit!G219/100)*1000","v":0},{"$f":"(DmYear!$L$6*(Unit!I$166/100)/DB!N$3)*(Unit!H219/100)*1000","v":0},{"$f":"(DmYear!$L$6*(Unit!J$166/100)/DB!O$3)*(Unit!I219/100)*1000","v":0},{"$f":"(DmYear!$L$6*(Unit!K$166/100)/DB!P$3)*(Unit!J219/100)*1000","v":0},{"$f":"(DmYear!$L$6*(Unit!L$166/100)/DB!Q$3)*(Unit!K219/100)*1000","v":0},{"$f":"(DmYear!$L$6*(Unit!M$166/100)/DB!R$3)*(Unit!L219/100)*1000","v":0},{"$f":"(DmYear!$L$6*(Unit!N$166/100)/DB!S$3)*(Unit!M219/100)*1000","v":0},"-",null,6,{"$f":"(DmYear!$L$6*(Unit!C$167/100)/DB!H$4)*(Unit!P219/100)*1000","v":0},{"$f":"(DmYear!$L$6*(Unit!D$167/100)/DB!I$4)*(Unit!Q219/100)*1000","v":0},{"$f":"(DmYear!$L$6*(Unit!E$167/100)/DB!J$4)*(Unit!R219/100)*1000","v":0},{"$f":"(DmYear!$L$6*(Unit!F$167/100)/DB!K$4)*(Unit!S219/100)*1000","v":0},{"$f":"(DmYear!$L$6*(Unit!G$167/100)/DB!L$4)*(Unit!T219/100)*1000","v":0},{"$f":"(DmYear!$L$6*(Unit!H$167/100)/DB!M$4)*(Unit!U219/100)*1000","v":0},{"$f":"(DmYear!$L$6*(Unit!I$167/100)/DB!N$4)*(Unit!V219/100)*1000","v":0},{"$f":"(DmYear!$L$6*(Unit!J$167/100)/DB!O$4)*(Unit!W219/100)*1000","v":0},{"$f":"(DmYear!$L$6*(Unit!K$167/100)/DB!P$4)*(Unit!X219/100)*1000","v":0},{"$f":"(DmYear!$L$6*(Unit!L$167/100)/DB!Q$4)*(Unit!Y219/100)*1000","v":0},{"$f":"(DmYear!$L$6*(Unit!M$167/100)/DB!R$4)*(Unit!Z219/100)*1000","v":0},{"$f":"(DmYear!$L$6*(Unit!N$167/100)/DB!S$4)*(Unit!AA219/100)*1000","v":0},"-",null,6,{"$f":"(DmYear!$L$6*(Unit!C$168/100)/DB!H$5)*(Unit!AD219/100)*1000","v":0},{"$f":"(DmYear!$L$6*(Unit!D$168/100)/DB!I$5)*(Unit!AE219/100)*1000","v":0},{"$f":"(DmYear!$L$6*(Unit!E$168/100)/DB!J$5)*(Unit!AF219/100)*1000","v":0},{"$f":"(DmYear!$L$6*(Unit!F$168/100)/DB!K$5)*(Unit!AG219/100)*1000","v":0},{"$f":"(DmYear!$L$6*(Unit!G$168/100)/DB!L$5)*(Unit!AH219/100)*1000","v":0},{"$f":"(DmYear!$L$6*(Unit!H$168/100)/DB!M$5)*(Unit!AI219/100)*1000","v":0},{"$f":"(DmYear!$L$6*(Unit!I$168/100)/DB!N$5)*(Unit!AJ219/100)*1000","v":0},{"$f":"(DmYear!$L$6*(Unit!J$168/100)/DB!O$5)*(Unit!AK219/100)*1000","v":0},{"$f":"(DmYear!$L$6*(Unit!K$168/100)/DB!P$5)*(Unit!AL219/100)*1000","v":0},{"$f":"(DmYear!$L$6*(Unit!L$168/100)/DB!Q$5)*(Unit!AM219/100)*1000","v":0},{"$f":"(DmYear!$L$6*(Unit!M$168/100)/DB!R$5)*(Unit!AN219/100)*1000","v":0},{"$f":"(DmYear!$L$6*(Unit!N$168/100)/DB!S$5)*(Unit!AO219/100)*1000","v":0},"-",null,null,6,0,0,0,0,0,0,0,0,0,0,0,0,null,null,6,0,0,0,0,0,0,0,0,0,0,0,0,null,null,6,0,0,0,0,0,0,0,0,0,0,0,0,null,null,null,null,6,{"$f":"(DmYear!$L$33*(Unit!C$166/100)/DB!H$3)*(Unit!B219/100)*1000","v":0},{"$f":"(DmYear!$L$33*(Unit!D$166/100)/DB!I$3)*(Unit!C219/100)*1000","v":0},{"$f":"(DmYear!$L$33*(Unit!E$166/100)/DB!J$3)*(Unit!D219/100)*1000","v":0},{"$f":"(DmYear!$L$33*(Unit!F$166/100)/DB!K$3)*(Unit!E219/100)*1000","v":0},{"$f":"(DmYear!$L$33*(Unit!G$166/100)/DB!L$3)*(Unit!F219/100)*1000","v":0},{"$f":"(DmYear!$L$33*(Unit!H$166/100)/DB!M$3)*(Unit!G219/100)*1000","v":0},{"$f":"(DmYear!$L$33*(Unit!I$166/100)/DB!N$3)*(Unit!H219/100)*1000","v":0},{"$f":"(DmYear!$L$33*(Unit!J$166/100)/DB!O$3)*(Unit!I219/100)*1000","v":0},{"$f":"(DmYear!$L$33*(Unit!K$166/100)/DB!P$3)*(Unit!J219/100)*1000","v":0},{"$f":"(DmYear!$L$33*(Unit!L$166/100)/DB!Q$3)*(Unit!K219/100)*1000","v":0},{"$f":"(DmYear!$L$33*(Unit!M$166/100)/DB!R$3)*(Unit!L219/100)*1000","v":0},{"$f":"(DmYear!$L$33*(Unit!N$166/100)/DB!S$3)*(Unit!M219/100)*1000","v":0},"-",null,6,{"$f":"(DmYear!$L$33*(Unit!C$167/100)/DB!H$4)*(Unit!P219/100)*1000","v":0},{"$f":"(DmYear!$L$33*(Unit!D$167/100)/DB!I$4)*(Unit!Q219/100)*1000","v":0},{"$f":"(DmYear!$L$33*(Unit!E$167/100)/DB!J$4)*(Unit!R219/100)*1000","v":0},{"$f":"(DmYear!$L$33*(Unit!F$167/100)/DB!K$4)*(Unit!S219/100)*1000","v":0},{"$f":"(DmYear!$L$33*(Unit!G$167/100)/DB!L$4)*(Unit!T219/100)*1000","v":0},{"$f":"(DmYear!$L$33*(Unit!H$167/100)/DB!M$4)*(Unit!U219/100)*1000","v":0},{"$f":"(DmYear!$L$33*(Unit!I$167/100)/DB!N$4)*(Unit!V219/100)*1000","v":0},{"$f":"(DmYear!$L$33*(Unit!J$167/100)/DB!O$4)*(Unit!W219/100)*1000","v":0},{"$f":"(DmYear!$L$33*(Unit!K$167/100)/DB!P$4)*(Unit!X219/100)*1000","v":0},{"$f":"(DmYear!$L$33*(Unit!L$167/100)/DB!Q$4)*(Unit!Y219/100)*1000","v":0},{"$f":"(DmYear!$L$33*(Unit!M$167/100)/DB!R$4)*(Unit!Z219/100)*1000","v":0},{"$f":"(DmYear!$L$33*(Unit!N$167/100)/DB!S$4)*(Unit!AA219/100)*1000","v":0},"-",null,6,{"$f":"(DmYear!$L$33*(Unit!C$168/100)/DB!H$5)*(Unit!AD219/100)*1000","v":0},{"$f":"(DmYear!$L$33*(Unit!D$168/100)/DB!I$5)*(Unit!AE219/100)*1000","v":0},{"$f":"(DmYear!$L$33*(Unit!E$168/100)/DB!J$5)*(Unit!AF219/100)*1000","v":0},{"$f":"(DmYear!$L$33*(Unit!F$168/100)/DB!K$5)*(Unit!AG219/100)*1000","v":0},{"$f":"(DmYear!$L$33*(Unit!G$168/100)/DB!L$5)*(Unit!AH219/100)*1000","v":0},{"$f":"(DmYear!$L$33*(Unit!H$168/100)/DB!M$5)*(Unit!AI219/100)*1000","v":0},{"$f":"(DmYear!$L$33*(Unit!I$168/100)/DB!N$5)*(Unit!AJ219/100)*1000","v":0},{"$f":"(DmYear!$L$33*(Unit!J$168/100)/DB!O$5)*(Unit!AK219/100)*1000","v":0},{"$f":"(DmYear!$L$33*(Unit!K$168/100)/DB!P$5)*(Unit!AL219/100)*1000","v":0},{"$f":"(DmYear!$L$33*(Unit!L$168/100)/DB!Q$5)*(Unit!AM219/100)*1000","v":0},{"$f":"(DmYear!$L$33*(Unit!M$168/100)/DB!R$5)*(Unit!AN219/100)*1000","v":0},{"$f":"(DmYear!$L$33*(Unit!N$168/100)/DB!S$5)*(Unit!AO219/100)*1000","v":0},"-",null,null,6,0,0,0,0,0,0,0,0,0,0,0,0,null,null,6,0,0,0,0,0,0,0,0,0,0,0,0,null,null,6,0,0,0,0,0,0,0,0,0,0,0,0]
[null,7,{"$f":"(DmYear!$L$6*(Unit!C$166/100)/DB!H$3)*(Unit!B220/100)*1000","v":0},{"$f":"(DmYear!$L$6*(Unit!D$166/100)/DB!I$3)*(Unit!C220/100)*1000","v":0},{"$f":"(DmYear!$L$6*(Unit!E$166/100)/DB!J$3)*(Unit!D220/100)*1000","v":0},{"$f":"(DmYear!$L$6*(Unit!F$166/100)/DB!K$3)*(Unit!E220/100)*1000","v":0},{"$f":"(DmYear!$L$6*(Unit!G$166/100)/DB!L$3)*(Unit!F220/100)*1000","v":0},{"$f":"(DmYear!$L$6*(Unit!H$166/100)/DB!M$3)*(Unit!G220/100)*1000","v":0},{"$f":"(DmYear!$L$6*(Unit!I$166/100)/DB!N$3)*(Unit!H220/100)*1000","v":0},{"$f":"(DmYear!$L$6*(Unit!J$166/100)/DB!O$3)*(Unit!I220/100)*1000","v":0},{"$f":"(DmYear!$L$6*(Unit!K$166/100)/DB!P$3)*(Unit!J220/100)*1000","v":0},{"$f":"(DmYear!$L$6*(Unit!L$166/100)/DB!Q$3)*(Unit!K220/100)*1000","v":0},{"$f":"(DmYear!$L$6*(Unit!M$166/100)/DB!R$3)*(Unit!L220/100)*1000","v":0},{"$f":"(DmYear!$L$6*(Unit!N$166/100)/DB!S$3)*(Unit!M220/100)*1000","v":0},"-",null,7,{"$f":"(DmYear!$L$6*(Unit!C$167/100)/DB!H$4)*(Unit!P220/100)*1000","v":0},{"$f":"(DmYear!$L$6*(Unit!D$167/100)/DB!I$4)*(Unit!Q220/100)*1000","v":0},{"$f":"(DmYear!$L$6*(Unit!E$167/100)/DB!J$4)*(Unit!R220/100)*1000","v":0},{"$f":"(DmYear!$L$6*(Unit!F$167/100)/DB!K$4)*(Unit!S220/100)*1000","v":0},{"$f":"(DmYear!$L$6*(Unit!G$167/100)/DB!L$4)*(Unit!T220/100)*1000","v":0},{"$f":"(DmYear!$L$6*(Unit!H$167/100)/DB!M$4)*(Unit!U220/100)*1000","v":0},{"$f":"(DmYear!$L$6*(Unit!I$167/100)/DB!N$4)*(Unit!V220/100)*1000","v":0},{"$f":"(DmYear!$L$6*(Unit!J$167/100)/DB!O$4)*(Unit!W220/100)*1000","v":0},{"$f":"(DmYear!$L$6*(Unit!K$167/100)/DB!P$4)*(Unit!X220/100)*1000","v":0},{"$f":"(DmYear!$L$6*(Unit!L$167/100)/DB!Q$4)*(Unit!Y220/100)*1000","v":0},{"$f":"(DmYear!$L$6*(Unit!M$167/100)/DB!R$4)*(Unit!Z220/100)*1000","v":0},{"$f":"(DmYear!$L$6*(Unit!N$167/100)/DB!S$4)*(Unit!AA220/100)*1000","v":0},"-",null,7,{"$f":"(DmYear!$L$6*(Unit!C$168/100)/DB!H$5)*(Unit!AD220/100)*1000","v":0},{"$f":"(DmYear!$L$6*(Unit!D$168/100)/DB!I$5)*(Unit!AE220/100)*1000","v":0},{"$f":"(DmYear!$L$6*(Unit!E$168/100)/DB!J$5)*(Unit!AF220/100)*1000","v":0},{"$f":"(DmYear!$L$6*(Unit!F$168/100)/DB!K$5)*(Unit!AG220/100)*1000","v":0},{"$f":"(DmYear!$L$6*(Unit!G$168/100)/DB!L$5)*(Unit!AH220/100)*1000","v":0},{"$f":"(DmYear!$L$6*(Unit!H$168/100)/DB!M$5)*(Unit!AI220/100)*1000","v":0},{"$f":"(DmYear!$L$6*(Unit!I$168/100)/DB!N$5)*(Unit!AJ220/100)*1000","v":0},{"$f":"(DmYear!$L$6*(Unit!J$168/100)/DB!O$5)*(Unit!AK220/100)*1000","v":0},{"$f":"(DmYear!$L$6*(Unit!K$168/100)/DB!P$5)*(Unit!AL220/100)*1000","v":0},{"$f":"(DmYear!$L$6*(Unit!L$168/100)/DB!Q$5)*(Unit!AM220/100)*1000","v":0},{"$f":"(DmYear!$L$6*(Unit!M$168/100)/DB!R$5)*(Unit!AN220/100)*1000","v":0},{"$f":"(DmYear!$L$6*(Unit!N$168/100)/DB!S$5)*(Unit!AO220/100)*1000","v":0},"-",null,null,7,0,0,0,0,0,0,0,0,0,0,0,0,null,null,7,0,0,0,0,0,0,0,0,0,0,0,0,null,null,7,0,0,0,0,0,0,0,0,0,0,0,0,null,null,null,null,7,{"$f":"(DmYear!$L$33*(Unit!C$166/100)/DB!H$3)*(Unit!B220/100)*1000","v":0},{"$f":"(DmYear!$L$33*(Unit!D$166/100)/DB!I$3)*(Unit!C220/100)*1000","v":0},{"$f":"(DmYear!$L$33*(Unit!E$166/100)/DB!J$3)*(Unit!D220/100)*1000","v":0},{"$f":"(DmYear!$L$33*(Unit!F$166/100)/DB!K$3)*(Unit!E220/100)*1000","v":0},{"$f":"(DmYear!$L$33*(Unit!G$166/100)/DB!L$3)*(Unit!F220/100)*1000","v":0},{"$f":"(DmYear!$L$33*(Unit!H$166/100)/DB!M$3)*(Unit!G220/100)*1000","v":0},{"$f":"(DmYear!$L$33*(Unit!I$166/100)/DB!N$3)*(Unit!H220/100)*1000","v":0},{"$f":"(DmYear!$L$33*(Unit!J$166/100)/DB!O$3)*(Unit!I220/100)*1000","v":0},{"$f":"(DmYear!$L$33*(Unit!K$166/100)/DB!P$3)*(Unit!J220/100)*1000","v":0},{"$f":"(DmYear!$L$33*(Unit!L$166/100)/DB!Q$3)*(Unit!K220/100)*1000","v":0},{"$f":"(DmYear!$L$33*(Unit!M$166/100)/DB!R$3)*(Unit!L220/100)*1000","v":0},{"$f":"(DmYear!$L$33*(Unit!N$166/100)/DB!S$3)*(Unit!M220/100)*1000","v":0},"-",null,7,{"$f":"(DmYear!$L$33*(Unit!C$167/100)/DB!H$4)*(Unit!P220/100)*1000","v":0},{"$f":"(DmYear!$L$33*(Unit!D$167/100)/DB!I$4)*(Unit!Q220/100)*1000","v":0},{"$f":"(DmYear!$L$33*(Unit!E$167/100)/DB!J$4)*(Unit!R220/100)*1000","v":0},{"$f":"(DmYear!$L$33*(Unit!F$167/100)/DB!K$4)*(Unit!S220/100)*1000","v":0},{"$f":"(DmYear!$L$33*(Unit!G$167/100)/DB!L$4)*(Unit!T220/100)*1000","v":0},{"$f":"(DmYear!$L$33*(Unit!H$167/100)/DB!M$4)*(Unit!U220/100)*1000","v":0},{"$f":"(DmYear!$L$33*(Unit!I$167/100)/DB!N$4)*(Unit!V220/100)*1000","v":0},{"$f":"(DmYear!$L$33*(Unit!J$167/100)/DB!O$4)*(Unit!W220/100)*1000","v":0},{"$f":"(DmYear!$L$33*(Unit!K$167/100)/DB!P$4)*(Unit!X220/100)*1000","v":0},{"$f":"(DmYear!$L$33*(Unit!L$167/100)/DB!Q$4)*(Unit!Y220/100)*1000","v":0},{"$f":"(DmYear!$L$33*(Unit!M$167/100)/DB!R$4)*(Unit!Z220/100)*1000","v":0},{"$f":"(DmYear!$L$33*(Unit!N$167/100)/DB!S$4)*(Unit!AA220/100)*1000","v":0},"-",null,7,{"$f":"(DmYear!$L$33*(Unit!C$168/100)/DB!H$5)*(Unit!AD220/100)*1000","v":0},{"$f":"(DmYear!$L$33*(Unit!D$168/100)/DB!I$5)*(Unit!AE220/100)*1000","v":0},{"$f":"(DmYear!$L$33*(Unit!E$168/100)/DB!J$5)*(Unit!AF220/100)*1000","v":0},{"$f":"(DmYear!$L$33*(Unit!F$168/100)/DB!K$5)*(Unit!AG220/100)*1000","v":0},{"$f":"(DmYear!$L$33*(Unit!G$168/100)/DB!L$5)*(Unit!AH220/100)*1000","v":0},{"$f":"(DmYear!$L$33*(Unit!H$168/100)/DB!M$5)*(Unit!AI220/100)*1000","v":0},{"$f":"(DmYear!$L$33*(Unit!I$168/100)/DB!N$5)*(Unit!AJ220/100)*1000","v":0},{"$f":"(DmYear!$L$33*(Unit!J$168/100)/DB!O$5)*(Unit!AK220/100)*1000","v":0},{"$f":"(DmYear!$L$33*(Unit!K$168/100)/DB!P$5)*(Unit!AL220/100)*1000","v":0},{"$f":"(DmYear!$L$33*(Unit!L$168/100)/DB!Q$5)*(Unit!AM220/100)*1000","v":0},{"$f":"(DmYear!$L$33*(Unit!M$168/100)/DB!R$5)*(Unit!AN220/100)*1000","v":0},{"$f":"(DmYear!$L$33*(Unit!N$168/100)/DB!S$5)*(Unit!AO220/100)*1000","v":0},"-",null,null,7,0,0,0,0,0,0,0,0,0,0,0,0,null,null,7,0,0,0,0,0,0,0,0,0,0,0,0,null,null,7,0,0,0,0,0,0,0,0,0,0,0,0]
[null,8,{"$f":"(DmYear!$L$6*(Unit!C$166/100)/DB!H$3)*(Unit!B221/100)*1000","v":0},{"$f":"(DmYear!$L$6*(Unit!D$166/100)/DB!I$3)*(Unit!C221/100)*1000","v":0},{"$f":"(DmYear!$L$6*(Unit!E$166/100)/DB!J$3)*(Unit!D221/100)*1000","v":0},{"$f":"(DmYear!$L$6*(Unit!F$166/100)/DB!K$3)*(Unit!E221/100)*1000","v":0},{"$f":"(DmYear!$L$6*(Unit!G$166/100)/DB!L$3)*(Unit!F221/100)*1000","v":0},{"$f":"(DmYear!$L$6*(Unit!H$166/100)/DB!M$3)*(Unit!G221/100)*1000","v":0},{"$f":"(DmYear!$L$6*(Unit!I$166/100)/DB!N$3)*(Unit!H221/100)*1000","v":0},{"$f":"(DmYear!$L$6*(Unit!J$166/100)/DB!O$3)*(Unit!I221/100)*1000","v":0},{"$f":"(DmYear!$L$6*(Unit!K$166/100)/DB!P$3)*(Unit!J221/100)*1000","v":0},{"$f":"(DmYear!$L$6*(Unit!L$166/100)/DB!Q$3)*(Unit!K221/100)*1000","v":0},{"$f":"(DmYear!$L$6*(Unit!M$166/100)/DB!R$3)*(Unit!L221/100)*1000","v":0},{"$f":"(DmYear!$L$6*(Unit!N$166/100)/DB!S$3)*(Unit!M221/100)*1000","v":0},"-",null,8,{"$f":"(DmYear!$L$6*(Unit!C$167/100)/DB!H$4)*(Unit!P221/100)*1000","v":0},{"$f":"(DmYear!$L$6*(Unit!D$167/100)/DB!I$4)*(Unit!Q221/100)*1000","v":0},{"$f":"(DmYear!$L$6*(Unit!E$167/100)/DB!J$4)*(Unit!R221/100)*1000","v":0},{"$f":"(DmYear!$L$6*(Unit!F$167/100)/DB!K$4)*(Unit!S221/100)*1000","v":0},{"$f":"(DmYear!$L$6*(Unit!G$167/100)/DB!L$4)*(Unit!T221/100)*1000","v":0},{"$f":"(DmYear!$L$6*(Unit!H$167/100)/DB!M$4)*(Unit!U221/100)*1000","v":0},{"$f":"(DmYear!$L$6*(Unit!I$167/100)/DB!N$4)*(Unit!V221/100)*1000","v":0},{"$f":"(DmYear!$L$6*(Unit!J$167/100)/DB!O$4)*(Unit!W221/100)*1000","v":0},{"$f":"(DmYear!$L$6*(Unit!K$167/100)/DB!P$4)*(Unit!X221/100)*1000","v":0},{"$f":"(DmYear!$L$6*(Unit!L$167/100)/DB!Q$4)*(Unit!Y221/100)*1000","v":0},{"$f":"(DmYear!$L$6*(Unit!M$167/100)/DB!R$4)*(Unit!Z221/100)*1000","v":0},{"$f":"(DmYear!$L$6*(Unit!N$167/100)/DB!S$4)*(Unit!AA221/100)*1000","v":0},"-",null,8,{"$f":"(DmYear!$L$6*(Unit!C$168/100)/DB!H$5)*(Unit!AD221/100)*1000","v":0},{"$f":"(DmYear!$L$6*(Unit!D$168/100)/DB!I$5)*(Unit!AE221/100)*1000","v":0},{"$f":"(DmYear!$L$6*(Unit!E$168/100)/DB!J$5)*(Unit!AF221/100)*1000","v":0},{"$f":"(DmYear!$L$6*(Unit!F$168/100)/DB!K$5)*(Unit!AG221/100)*1000","v":0},{"$f":"(DmYear!$L$6*(Unit!G$168/100)/DB!L$5)*(Unit!AH221/100)*1000","v":0},{"$f":"(DmYear!$L$6*(Unit!H$168/100)/DB!M$5)*(Unit!AI221/100)*1000","v":0},{"$f":"(DmYear!$L$6*(Unit!I$168/100)/DB!N$5)*(Unit!AJ221/100)*1000","v":0},{"$f":"(DmYear!$L$6*(Unit!J$168/100)/DB!O$5)*(Unit!AK221/100)*1000","v":0},{"$f":"(DmYear!$L$6*(Unit!K$168/100)/DB!P$5)*(Unit!AL221/100)*1000","v":0},{"$f":"(DmYear!$L$6*(Unit!L$168/100)/DB!Q$5)*(Unit!AM221/100)*1000","v":0},{"$f":"(DmYear!$L$6*(Unit!M$168/100)/DB!R$5)*(Unit!AN221/100)*1000","v":0},{"$f":"(DmYear!$L$6*(Unit!N$168/100)/DB!S$5)*(Unit!AO221/100)*1000","v":0},"-",null,null,8,0,0,0,0,0,0,0,0,0,0,0,0,null,null,8,0,0,0,0,0,0,0,0,0,0,0,0,null,null,8,0,0,0,0,0,0,0,0,0,0,0,0,null,null,null,null,8,{"$f":"(DmYear!$L$33*(Unit!C$166/100)/DB!H$3)*(Unit!B221/100)*1000","v":0},{"$f":"(DmYear!$L$33*(Unit!D$166/100)/DB!I$3)*(Unit!C221/100)*1000","v":0},{"$f":"(DmYear!$L$33*(Unit!E$166/100)/DB!J$3)*(Unit!D221/100)*1000","v":0},{"$f":"(DmYear!$L$33*(Unit!F$166/100)/DB!K$3)*(Unit!E221/100)*1000","v":0},{"$f":"(DmYear!$L$33*(Unit!G$166/100)/DB!L$3)*(Unit!F221/100)*1000","v":0},{"$f":"(DmYear!$L$33*(Unit!H$166/100)/DB!M$3)*(Unit!G221/100)*1000","v":0},{"$f":"(DmYear!$L$33*(Unit!I$166/100)/DB!N$3)*(Unit!H221/100)*1000","v":0},{"$f":"(DmYear!$L$33*(Unit!J$166/100)/DB!O$3)*(Unit!I221/100)*1000","v":0},{"$f":"(DmYear!$L$33*(Unit!K$166/100)/DB!P$3)*(Unit!J221/100)*1000","v":0},{"$f":"(DmYear!$L$33*(Unit!L$166/100)/DB!Q$3)*(Unit!K221/100)*1000","v":0},{"$f":"(DmYear!$L$33*(Unit!M$166/100)/DB!R$3)*(Unit!L221/100)*1000","v":0},{"$f":"(DmYear!$L$33*(Unit!N$166/100)/DB!S$3)*(Unit!M221/100)*1000","v":0},"-",null,8,{"$f":"(DmYear!$L$33*(Unit!C$167/100)/DB!H$4)*(Unit!P221/100)*1000","v":0},{"$f":"(DmYear!$L$33*(Unit!D$167/100)/DB!I$4)*(Unit!Q221/100)*1000","v":0},{"$f":"(DmYear!$L$33*(Unit!E$167/100)/DB!J$4)*(Unit!R221/100)*1000","v":0},{"$f":"(DmYear!$L$33*(Unit!F$167/100)/DB!K$4)*(Unit!S221/100)*1000","v":0},{"$f":"(DmYear!$L$33*(Unit!G$167/100)/DB!L$4)*(Unit!T221/100)*1000","v":0},{"$f":"(DmYear!$L$33*(Unit!H$167/100)/DB!M$4)*(Unit!U221/100)*1000","v":0},{"$f":"(DmYear!$L$33*(Unit!I$167/100)/DB!N$4)*(Unit!V221/100)*1000","v":0},{"$f":"(DmYear!$L$33*(Unit!J$167/100)/DB!O$4)*(Unit!W221/100)*1000","v":0},{"$f":"(DmYear!$L$33*(Unit!K$167/100)/DB!P$4)*(Unit!X221/100)*1000","v":0},{"$f":"(DmYear!$L$33*(Unit!L$167/100)/DB!Q$4)*(Unit!Y221/100)*1000","v":0},{"$f":"(DmYear!$L$33*(Unit!M$167/100)/DB!R$4)*(Unit!Z221/100)*1000","v":0},{"$f":"(DmYear!$L$33*(Unit!N$167/100)/DB!S$4)*(Unit!AA221/100)*1000","v":0},"-",null,8,{"$f":"(DmYear!$L$33*(Unit!C$168/100)/DB!H$5)*(Unit!AD221/100)*1000","v":0},{"$f":"(DmYear!$L$33*(Unit!D$168/100)/DB!I$5)*(Unit!AE221/100)*1000","v":0},{"$f":"(DmYear!$L$33*(Unit!E$168/100)/DB!J$5)*(Unit!AF221/100)*1000","v":0},{"$f":"(DmYear!$L$33*(Unit!F$168/100)/DB!K$5)*(Unit!AG221/100)*1000","v":0},{"$f":"(DmYear!$L$33*(Unit!G$168/100)/DB!L$5)*(Unit!AH221/100)*1000","v":0},{"$f":"(DmYear!$L$33*(Unit!H$168/100)/DB!M$5)*(Unit!AI221/100)*1000","v":0},{"$f":"(DmYear!$L$33*(Unit!I$168/100)/DB!N$5)*(Unit!AJ221/100)*1000","v":0},{"$f":"(DmYear!$L$33*(Unit!J$168/100)/DB!O$5)*(Unit!AK221/100)*1000","v":0},{"$f":"(DmYear!$L$33*(Unit!K$168/100)/DB!P$5)*(Unit!AL221/100)*1000","v":0},{"$f":"(DmYear!$L$33*(Unit!L$168/100)/DB!Q$5)*(Unit!AM221/100)*1000","v":0},{"$f":"(DmYear!$L$33*(Unit!M$168/100)/DB!R$5)*(Unit!AN221/100)*1000","v":0},{"$f":"(DmYear!$L$33*(Unit!N$168/100)/DB!S$5)*(Unit!AO221/100)*1000","v":0},"-",null,null,8,0,0,0,0,0,0,0,0,0,0,0,0,null,null,8,0,0,0,0,0,0,0,0,0,0,0,0,null,null,8,0,0,0,0,0,0,0,0,0,0,0,0]
[null,9,{"$f":"(DmYear!$L$6*(Unit!C$166/100)/DB!H$3)*(Unit!B222/100)*1000","v":0},{"$f":"(DmYear!$L$6*(Unit!D$166/100)/DB!I$3)*(Unit!C222/100)*1000","v":0},{"$f":"(DmYear!$L$6*(Unit!E$166/100)/DB!J$3)*(Unit!D222/100)*1000","v":0},{"$f":"(DmYear!$L$6*(Unit!F$166/100)/DB!K$3)*(Unit!E222/100)*1000","v":0},{"$f":"(DmYear!$L$6*(Unit!G$166/100)/DB!L$3)*(Unit!F222/100)*1000","v":0},{"$f":"(DmYear!$L$6*(Unit!H$166/100)/DB!M$3)*(Unit!G222/100)*1000","v":0},{"$f":"(DmYear!$L$6*(Unit!I$166/100)/DB!N$3)*(Unit!H222/100)*1000","v":0},{"$f":"(DmYear!$L$6*(Unit!J$166/100)/DB!O$3)*(Unit!I222/100)*1000","v":0},{"$f":"(DmYear!$L$6*(Unit!K$166/100)/DB!P$3)*(Unit!J222/100)*1000","v":0},{"$f":"(DmYear!$L$6*(Unit!L$166/100)/DB!Q$3)*(Unit!K222/100)*1000","v":0},{"$f":"(DmYear!$L$6*(Unit!M$166/100)/DB!R$3)*(Unit!L222/100)*1000","v":0},{"$f":"(DmYear!$L$6*(Unit!N$166/100)/DB!S$3)*(Unit!M222/100)*1000","v":0},"-",null,9,{"$f":"(DmYear!$L$6*(Unit!C$167/100)/DB!H$4)*(Unit!P222/100)*1000","v":0},{"$f":"(DmYear!$L$6*(Unit!D$167/100)/DB!I$4)*(Unit!Q222/100)*1000","v":0},{"$f":"(DmYear!$L$6*(Unit!E$167/100)/DB!J$4)*(Unit!R222/100)*1000","v":0},{"$f":"(DmYear!$L$6*(Unit!F$167/100)/DB!K$4)*(Unit!S222/100)*1000","v":0},{"$f":"(DmYear!$L$6*(Unit!G$167/100)/DB!L$4)*(Unit!T222/100)*1000","v":0},{"$f":"(DmYear!$L$6*(Unit!H$167/100)/DB!M$4)*(Unit!U222/100)*1000","v":0},{"$f":"(DmYear!$L$6*(Unit!I$167/100)/DB!N$4)*(Unit!V222/100)*1000","v":0},{"$f":"(DmYear!$L$6*(Unit!J$167/100)/DB!O$4)*(Unit!W222/100)*1000","v":0},{"$f":"(DmYear!$L$6*(Unit!K$167/100)/DB!P$4)*(Unit!X222/100)*1000","v":0},{"$f":"(DmYear!$L$6*(Unit!L$167/100)/DB!Q$4)*(Unit!Y222/100)*1000","v":0},{"$f":"(DmYear!$L$6*(Unit!M$167/100)/DB!R$4)*(Unit!Z222/100)*1000","v":0},{"$f":"(DmYear!$L$6*(Unit!N$167/100)/DB!S$4)*(Unit!AA222/100)*1000","v":0},"-",null,9,{"$f":"(DmYear!$L$6*(Unit!C$168/100)/DB!H$5)*(Unit!AD222/100)*1000","v":0},{"$f":"(DmYear!$L$6*(Unit!D$168/100)/DB!I$5)*(Unit!AE222/100)*1000","v":0},{"$f":"(DmYear!$L$6*(Unit!E$168/100)/DB!J$5)*(Unit!AF222/100)*1000","v":0},{"$f":"(DmYear!$L$6*(Unit!F$168/100)/DB!K$5)*(Unit!AG222/100)*1000","v":0},{"$f":"(DmYear!$L$6*(Unit!G$168/100)/DB!L$5)*(Unit!AH222/100)*1000","v":0},{"$f":"(DmYear!$L$6*(Unit!H$168/100)/DB!M$5)*(Unit!AI222/100)*1000","v":0},{"$f":"(DmYear!$L$6*(Unit!I$168/100)/DB!N$5)*(Unit!AJ222/100)*1000","v":0},{"$f":"(DmYear!$L$6*(Unit!J$168/100)/DB!O$5)*(Unit!AK222/100)*1000","v":0},{"$f":"(DmYear!$L$6*(Unit!K$168/100)/DB!P$5)*(Unit!AL222/100)*1000","v":0},{"$f":"(DmYear!$L$6*(Unit!L$168/100)/DB!Q$5)*(Unit!AM222/100)*1000","v":0},{"$f":"(DmYear!$L$6*(Unit!M$168/100)/DB!R$5)*(Unit!AN222/100)*1000","v":0},{"$f":"(DmYear!$L$6*(Unit!N$168/100)/DB!S$5)*(Unit!AO222/100)*1000","v":0},"-",null,null,9,0,0,0,0,0,0,0,0,0,0,0,0,null,null,9,0,0,0,0,0,0,0,0,0,0,0,0,null,null,9,0,0,0,0,0,0,0,0,0,0,0,0,null,null,null,null,9,{"$f":"(DmYear!$L$33*(Unit!C$166/100)/DB!H$3)*(Unit!B222/100)*1000","v":0},{"$f":"(DmYear!$L$33*(Unit!D$166/100)/DB!I$3)*(Unit!C222/100)*1000","v":0},{"$f":"(DmYear!$L$33*(Unit!E$166/100)/DB!J$3)*(Unit!D222/100)*1000","v":0},{"$f":"(DmYear!$L$33*(Unit!F$166/100)/DB!K$3)*(Unit!E222/100)*1000","v":0},{"$f":"(DmYear!$L$33*(Unit!G$166/100)/DB!L$3)*(Unit!F222/100)*1000","v":0},{"$f":"(DmYear!$L$33*(Unit!H$166/100)/DB!M$3)*(Unit!G222/100)*1000","v":0},{"$f":"(DmYear!$L$33*(Unit!I$166/100)/DB!N$3)*(Unit!H222/100)*1000","v":0},{"$f":"(DmYear!$L$33*(Unit!J$166/100)/DB!O$3)*(Unit!I222/100)*1000","v":0},{"$f":"(DmYear!$L$33*(Unit!K$166/100)/DB!P$3)*(Unit!J222/100)*1000","v":0},{"$f":"(DmYear!$L$33*(Unit!L$166/100)/DB!Q$3)*(Unit!K222/100)*1000","v":0},{"$f":"(DmYear!$L$33*(Unit!M$166/100)/DB!R$3)*(Unit!L222/100)*1000","v":0},{"$f":"(DmYear!$L$33*(Unit!N$166/100)/DB!S$3)*(Unit!M222/100)*1000","v":0},"-",null,9,{"$f":"(DmYear!$L$33*(Unit!C$167/100)/DB!H$4)*(Unit!P222/100)*1000","v":0},{"$f":"(DmYear!$L$33*(Unit!D$167/100)/DB!I$4)*(Unit!Q222/100)*1000","v":0},{"$f":"(DmYear!$L$33*(Unit!E$167/100)/DB!J$4)*(Unit!R222/100)*1000","v":0},{"$f":"(DmYear!$L$33*(Unit!F$167/100)/DB!K$4)*(Unit!S222/100)*1000","v":0},{"$f":"(DmYear!$L$33*(Unit!G$167/100)/DB!L$4)*(Unit!T222/100)*1000","v":0},{"$f":"(DmYear!$L$33*(Unit!H$167/100)/DB!M$4)*(Unit!U222/100)*1000","v":0},{"$f":"(DmYear!$L$33*(Unit!I$167/100)/DB!N$4)*(Unit!V222/100)*1000","v":0},{"$f":"(DmYear!$L$33*(Unit!J$167/100)/DB!O$4)*(Unit!W222/100)*1000","v":0},{"$f":"(DmYear!$L$33*(Unit!K$167/100)/DB!P$4)*(Unit!X222/100)*1000","v":0},{"$f":"(DmYear!$L$33*(Unit!L$167/100)/DB!Q$4)*(Unit!Y222/100)*1000","v":0},{"$f":"(DmYear!$L$33*(Unit!M$167/100)/DB!R$4)*(Unit!Z222/100)*1000","v":0},{"$f":"(DmYear!$L$33*(Unit!N$167/100)/DB!S$4)*(Unit!AA222/100)*1000","v":0},"-",null,9,{"$f":"(DmYear!$L$33*(Unit!C$168/100)/DB!H$5)*(Unit!AD222/100)*1000","v":0},{"$f":"(DmYear!$L$33*(Unit!D$168/100)/DB!I$5)*(Unit!AE222/100)*1000","v":0},{"$f":"(DmYear!$L$33*(Unit!E$168/100)/DB!J$5)*(Unit!AF222/100)*1000","v":0},{"$f":"(DmYear!$L$33*(Unit!F$168/100)/DB!K$5)*(Unit!AG222/100)*1000","v":0},{"$f":"(DmYear!$L$33*(Unit!G$168/100)/DB!L$5)*(Unit!AH222/100)*1000","v":0},{"$f":"(DmYear!$L$33*(Unit!H$168/100)/DB!M$5)*(Unit!AI222/100)*1000","v":0},{"$f":"(DmYear!$L$33*(Unit!I$168/100)/DB!N$5)*(Unit!AJ222/100)*1000","v":0},{"$f":"(DmYear!$L$33*(Unit!J$168/100)/DB!O$5)*(Unit!AK222/100)*1000","v":0},{"$f":"(DmYear!$L$33*(Unit!K$168/100)/DB!P$5)*(Unit!AL222/100)*1000","v":0},{"$f":"(DmYear!$L$33*(Unit!L$168/100)/DB!Q$5)*(Unit!AM222/100)*1000","v":0},{"$f":"(DmYear!$L$33*(Unit!M$168/100)/DB!R$5)*(Unit!AN222/100)*1000","v":0},{"$f":"(DmYear!$L$33*(Unit!N$168/100)/DB!S$5)*(Unit!AO222/100)*1000","v":0},"-",null,null,9,0,0,0,0,0,0,0,0,0,0,0,0,null,null,9,0,0,0,0,0,0,0,0,0,0,0,0,null,null,9,0,0,0,0,0,0,0,0,0,0,0,0]
[null,10,{"$f":"(DmYear!$L$6*(Unit!C$166/100)/DB!H$3)*(Unit!B223/100)*1000","v":0},{"$f":"(DmYear!$L$6*(Unit!D$166/100)/DB!I$3)*(Unit!C223/100)*1000","v":0},{"$f":"(DmYear!$L$6*(Unit!E$166/100)/DB!J$3)*(Unit!D223/100)*1000","v":0},{"$f":"(DmYear!$L$6*(Unit!F$166/100)/DB!K$3)*(Unit!E223/100)*1000","v":0},{"$f":"(DmYear!$L$6*(Unit!G$166/100)/DB!L$3)*(Unit!F223/100)*1000","v":0},{"$f":"(DmYear!$L$6*(Unit!H$166/100)/DB!M$3)*(Unit!G223/100)*1000","v":0},{"$f":"(DmYear!$L$6*(Unit!I$166/100)/DB!N$3)*(Unit!H223/100)*1000","v":0},{"$f":"(DmYear!$L$6*(Unit!J$166/100)/DB!O$3)*(Unit!I223/100)*1000","v":0},{"$f":"(DmYear!$L$6*(Unit!K$166/100)/DB!P$3)*(Unit!J223/100)*1000","v":0},{"$f":"(DmYear!$L$6*(Unit!L$166/100)/DB!Q$3)*(Unit!K223/100)*1000","v":0},{"$f":"(DmYear!$L$6*(Unit!M$166/100)/DB!R$3)*(Unit!L223/100)*1000","v":0},{"$f":"(DmYear!$L$6*(Unit!N$166/100)/DB!S$3)*(Unit!M223/100)*1000","v":0},"-",null,10,{"$f":"(DmYear!$L$6*(Unit!C$167/100)/DB!H$4)*(Unit!P223/100)*1000","v":0},{"$f":"(DmYear!$L$6*(Unit!D$167/100)/DB!I$4)*(Unit!Q223/100)*1000","v":0},{"$f":"(DmYear!$L$6*(Unit!E$167/100)/DB!J$4)*(Unit!R223/100)*1000","v":0},{"$f":"(DmYear!$L$6*(Unit!F$167/100)/DB!K$4)*(Unit!S223/100)*1000","v":0},{"$f":"(DmYear!$L$6*(Unit!G$167/100)/DB!L$4)*(Unit!T223/100)*1000","v":0},{"$f":"(DmYear!$L$6*(Unit!H$167/100)/DB!M$4)*(Unit!U223/100)*1000","v":0},{"$f":"(DmYear!$L$6*(Unit!I$167/100)/DB!N$4)*(Unit!V223/100)*1000","v":0},{"$f":"(DmYear!$L$6*(Unit!J$167/100)/DB!O$4)*(Unit!W223/100)*1000","v":0},{"$f":"(DmYear!$L$6*(Unit!K$167/100)/DB!P$4)*(Unit!X223/100)*1000","v":0},{"$f":"(DmYear!$L$6*(Unit!L$167/100)/DB!Q$4)*(Unit!Y223/100)*1000","v":0},{"$f":"(DmYear!$L$6*(Unit!M$167/100)/DB!R$4)*(Unit!Z223/100)*1000","v":0},{"$f":"(DmYear!$L$6*(Unit!N$167/100)/DB!S$4)*(Unit!AA223/100)*1000","v":0},"-",null,10,{"$f":"(DmYear!$L$6*(Unit!C$168/100)/DB!H$5)*(Unit!AD223/100)*1000","v":0},{"$f":"(DmYear!$L$6*(Unit!D$168/100)/DB!I$5)*(Unit!AE223/100)*1000","v":0},{"$f":"(DmYear!$L$6*(Unit!E$168/100)/DB!J$5)*(Unit!AF223/100)*1000","v":0},{"$f":"(DmYear!$L$6*(Unit!F$168/100)/DB!K$5)*(Unit!AG223/100)*1000","v":0},{"$f":"(DmYear!$L$6*(Unit!G$168/100)/DB!L$5)*(Unit!AH223/100)*1000","v":0},{"$f":"(DmYear!$L$6*(Unit!H$168/100)/DB!M$5)*(Unit!AI223/100)*1000","v":0},{"$f":"(DmYear!$L$6*(Unit!I$168/100)/DB!N$5)*(Unit!AJ223/100)*1000","v":0},{"$f":"(DmYear!$L$6*(Unit!J$168/100)/DB!O$5)*(Unit!AK223/100)*1000","v":0},{"$f":"(DmYear!$L$6*(Unit!K$168/100)/DB!P$5)*(Unit!AL223/100)*1000","v":0},{"$f":"(DmYear!$L$6*(Unit!L$168/100)/DB!Q$5)*(Unit!AM223/100)*1000","v":0},{"$f":"(DmYear!$L$6*(Unit!M$168/100)/DB!R$5)*(Unit!AN223/100)*1000","v":0},{"$f":"(DmYear!$L$6*(Unit!N$168/100)/DB!S$5)*(Unit!AO223/100)*1000","v":0},"-",null,null,10,0,0,0,0,0,0,0,0,0,0,0,0,null,null,10,0,0,0,0,0,0,0,0,0,0,0,0,null,null,10,0,0,0,0,0,0,0,0,0,0,0,0,null,null,null,null,10,{"$f":"(DmYear!$L$33*(Unit!C$166/100)/DB!H$3)*(Unit!B223/100)*1000","v":0},{"$f":"(DmYear!$L$33*(Unit!D$166/100)/DB!I$3)*(Unit!C223/100)*1000","v":0},{"$f":"(DmYear!$L$33*(Unit!E$166/100)/DB!J$3)*(Unit!D223/100)*1000","v":0},{"$f":"(DmYear!$L$33*(Unit!F$166/100)/DB!K$3)*(Unit!E223/100)*1000","v":0},{"$f":"(DmYear!$L$33*(Unit!G$166/100)/DB!L$3)*(Unit!F223/100)*1000","v":0},{"$f":"(DmYear!$L$33*(Unit!H$166/100)/DB!M$3)*(Unit!G223/100)*1000","v":0},{"$f":"(DmYear!$L$33*(Unit!I$166/100)/DB!N$3)*(Unit!H223/100)*1000","v":0},{"$f":"(DmYear!$L$33*(Unit!J$166/100)/DB!O$3)*(Unit!I223/100)*1000","v":0},{"$f":"(DmYear!$L$33*(Unit!K$166/100)/DB!P$3)*(Unit!J223/100)*1000","v":0},{"$f":"(DmYear!$L$33*(Unit!L$166/100)/DB!Q$3)*(Unit!K223/100)*1000","v":0},{"$f":"(DmYear!$L$33*(Unit!M$166/100)/DB!R$3)*(Unit!L223/100)*1000","v":0},{"$f":"(DmYear!$L$33*(Unit!N$166/100)/DB!S$3)*(Unit!M223/100)*1000","v":0},"-",null,10,{"$f":"(DmYear!$L$33*(Unit!C$167/100)/DB!H$4)*(Unit!P223/100)*1000","v":0},{"$f":"(DmYear!$L$33*(Unit!D$167/100)/DB!I$4)*(Unit!Q223/100)*1000","v":0},{"$f":"(DmYear!$L$33*(Unit!E$167/100)/DB!J$4)*(Unit!R223/100)*1000","v":0},{"$f":"(DmYear!$L$33*(Unit!F$167/100)/DB!K$4)*(Unit!S223/100)*1000","v":0},{"$f":"(DmYear!$L$33*(Unit!G$167/100)/DB!L$4)*(Unit!T223/100)*1000","v":0},{"$f":"(DmYear!$L$33*(Unit!H$167/100)/DB!M$4)*(Unit!U223/100)*1000","v":0},{"$f":"(DmYear!$L$33*(Unit!I$167/100)/DB!N$4)*(Unit!V223/100)*1000","v":0},{"$f":"(DmYear!$L$33*(Unit!J$167/100)/DB!O$4)*(Unit!W223/100)*1000","v":0},{"$f":"(DmYear!$L$33*(Unit!K$167/100)/DB!P$4)*(Unit!X223/100)*1000","v":0},{"$f":"(DmYear!$L$33*(Unit!L$167/100)/DB!Q$4)*(Unit!Y223/100)*1000","v":0},{"$f":"(DmYear!$L$33*(Unit!M$167/100)/DB!R$4)*(Unit!Z223/100)*1000","v":0},{"$f":"(DmYear!$L$33*(Unit!N$167/100)/DB!S$4)*(Unit!AA223/100)*1000","v":0},"-",null,10,{"$f":"(DmYear!$L$33*(Unit!C$168/100)/DB!H$5)*(Unit!AD223/100)*1000","v":0},{"$f":"(DmYear!$L$33*(Unit!D$168/100)/DB!I$5)*(Unit!AE223/100)*1000","v":0},{"$f":"(DmYear!$L$33*(Unit!E$168/100)/DB!J$5)*(Unit!AF223/100)*1000","v":0},{"$f":"(DmYear!$L$33*(Unit!F$168/100)/DB!K$5)*(Unit!AG223/100)*1000","v":0},{"$f":"(DmYear!$L$33*(Unit!G$168/100)/DB!L$5)*(Unit!AH223/100)*1000","v":0},{"$f":"(DmYear!$L$33*(Unit!H$168/100)/DB!M$5)*(Unit!AI223/100)*1000","v":0},{"$f":"(DmYear!$L$33*(Unit!I$168/100)/DB!N$5)*(Unit!AJ223/100)*1000","v":0},{"$f":"(DmYear!$L$33*(Unit!J$168/100)/DB!O$5)*(Unit!AK223/100)*1000","v":0},{"$f":"(DmYear!$L$33*(Unit!K$168/100)/DB!P$5)*(Unit!AL223/100)*1000","v":0},{"$f":"(DmYear!$L$33*(Unit!L$168/100)/DB!Q$5)*(Unit!AM223/100)*1000","v":0},{"$f":"(DmYear!$L$33*(Unit!M$168/100)/DB!R$5)*(Unit!AN223/100)*1000","v":0},{"$f":"(DmYear!$L$33*(Unit!N$168/100)/DB!S$5)*(Unit!AO223/100)*1000","v":0},"-",null,null,10,0,0,0,0,0,0,0,0,0,0,0,0,null,null,10,0,0,0,0,0,0,0,0,0,0,0,0,null,null,10,0,0,0,0,0,0,0,0,0,0,0,0]
[null,11,{"$f":"(DmYear!$L$6*(Unit!C$166/100)/DB!H$3)*(Unit!B224/100)*1000","v":0},{"$f":"(DmYear!$L$6*(Unit!D$166/100)/DB!I$3)*(Unit!C224/100)*1000","v":0},{"$f":"(DmYear!$L$6*(Unit!E$166/100)/DB!J$3)*(Unit!D224/100)*1000","v":0},{"$f":"(DmYear!$L$6*(Unit!F$166/100)/DB!K$3)*(Unit!E224/100)*1000","v":0},{"$f":"(DmYear!$L$6*(Unit!G$166/100)/DB!L$3)*(Unit!F224/100)*1000","v":0},{"$f":"(DmYear!$L$6*(Unit!H$166/100)/DB!M$3)*(Unit!G224/100)*1000","v":0},{"$f":"(DmYear!$L$6*(Unit!I$166/100)/DB!N$3)*(Unit!H224/100)*1000","v":0},{"$f":"(DmYear!$L$6*(Unit!J$166/100)/DB!O$3)*(Unit!I224/100)*1000","v":0},{"$f":"(DmYear!$L$6*(Unit!K$166/100)/DB!P$3)*(Unit!J224/100)*1000","v":0},{"$f":"(DmYear!$L$6*(Unit!L$166/100)/DB!Q$3)*(Unit!K224/100)*1000","v":0},{"$f":"(DmYear!$L$6*(Unit!M$166/100)/DB!R$3)*(Unit!L224/100)*1000","v":0},{"$f":"(DmYear!$L$6*(Unit!N$166/100)/DB!S$3)*(Unit!M224/100)*1000","v":0},"-",null,11,{"$f":"(DmYear!$L$6*(Unit!C$167/100)/DB!H$4)*(Unit!P224/100)*1000","v":0},{"$f":"(DmYear!$L$6*(Unit!D$167/100)/DB!I$4)*(Unit!Q224/100)*1000","v":0},{"$f":"(DmYear!$L$6*(Unit!E$167/100)/DB!J$4)*(Unit!R224/100)*1000","v":0},{"$f":"(DmYear!$L$6*(Unit!F$167/100)/DB!K$4)*(Unit!S224/100)*1000","v":0},{"$f":"(DmYear!$L$6*(Unit!G$167/100)/DB!L$4)*(Unit!T224/100)*1000","v":0},{"$f":"(DmYear!$L$6*(Unit!H$167/100)/DB!M$4)*(Unit!U224/100)*1000","v":0},{"$f":"(DmYear!$L$6*(Unit!I$167/100)/DB!N$4)*(Unit!V224/100)*1000","v":0},{"$f":"(DmYear!$L$6*(Unit!J$167/100)/DB!O$4)*(Unit!W224/100)*1000","v":0},{"$f":"(DmYear!$L$6*(Unit!K$167/100)/DB!P$4)*(Unit!X224/100)*1000","v":0},{"$f":"(DmYear!$L$6*(Unit!L$167/100)/DB!Q$4)*(Unit!Y224/100)*1000","v":0},{"$f":"(DmYear!$L$6*(Unit!M$167/100)/DB!R$4)*(Unit!Z224/100)*1000","v":0},{"$f":"(DmYear!$L$6*(Unit!N$167/100)/DB!S$4)*(Unit!AA224/100)*1000","v":0},"-",null,11,{"$f":"(DmYear!$L$6*(Unit!C$168/100)/DB!H$5)*(Unit!AD224/100)*1000","v":0},{"$f":"(DmYear!$L$6*(Unit!D$168/100)/DB!I$5)*(Unit!AE224/100)*1000","v":0},{"$f":"(DmYear!$L$6*(Unit!E$168/100)/DB!J$5)*(Unit!AF224/100)*1000","v":0},{"$f":"(DmYear!$L$6*(Unit!F$168/100)/DB!K$5)*(Unit!AG224/100)*1000","v":0},{"$f":"(DmYear!$L$6*(Unit!G$168/100)/DB!L$5)*(Unit!AH224/100)*1000","v":0},{"$f":"(DmYear!$L$6*(Unit!H$168/100)/DB!M$5)*(Unit!AI224/100)*1000","v":0},{"$f":"(DmYear!$L$6*(Unit!I$168/100)/DB!N$5)*(Unit!AJ224/100)*1000","v":0},{"$f":"(DmYear!$L$6*(Unit!J$168/100)/DB!O$5)*(Unit!AK224/100)*1000","v":0},{"$f":"(DmYear!$L$6*(Unit!K$168/100)/DB!P$5)*(Unit!AL224/100)*1000","v":0},{"$f":"(DmYear!$L$6*(Unit!L$168/100)/DB!Q$5)*(Unit!AM224/100)*1000","v":0},{"$f":"(DmYear!$L$6*(Unit!M$168/100)/DB!R$5)*(Unit!AN224/100)*1000","v":0},{"$f":"(DmYear!$L$6*(Unit!N$168/100)/DB!S$5)*(Unit!AO224/100)*1000","v":0},"-",null,null,11,0,0,0,0,0,0,0,0,0,0,0,0,null,null,11,0,0,0,0,0,0,0,0,0,0,0,0,null,null,11,0,0,0,0,0,0,0,0,0,0,0,0,null,null,null,null,11,{"$f":"(DmYear!$L$33*(Unit!C$166/100)/DB!H$3)*(Unit!B224/100)*1000","v":0},{"$f":"(DmYear!$L$33*(Unit!D$166/100)/DB!I$3)*(Unit!C224/100)*1000","v":0},{"$f":"(DmYear!$L$33*(Unit!E$166/100)/DB!J$3)*(Unit!D224/100)*1000","v":0},{"$f":"(DmYear!$L$33*(Unit!F$166/100)/DB!K$3)*(Unit!E224/100)*1000","v":0},{"$f":"(DmYear!$L$33*(Unit!G$166/100)/DB!L$3)*(Unit!F224/100)*1000","v":0},{"$f":"(DmYear!$L$33*(Unit!H$166/100)/DB!M$3)*(Unit!G224/100)*1000","v":0},{"$f":"(DmYear!$L$33*(Unit!I$166/100)/DB!N$3)*(Unit!H224/100)*1000","v":0},{"$f":"(DmYear!$L$33*(Unit!J$166/100)/DB!O$3)*(Unit!I224/100)*1000","v":0},{"$f":"(DmYear!$L$33*(Unit!K$166/100)/DB!P$3)*(Unit!J224/100)*1000","v":0},{"$f":"(DmYear!$L$33*(Unit!L$166/100)/DB!Q$3)*(Unit!K224/100)*1000","v":0},{"$f":"(DmYear!$L$33*(Unit!M$166/100)/DB!R$3)*(Unit!L224/100)*1000","v":0},{"$f":"(DmYear!$L$33*(Unit!N$166/100)/DB!S$3)*(Unit!M224/100)*1000","v":0},"-",null,11,{"$f":"(DmYear!$L$33*(Unit!C$167/100)/DB!H$4)*(Unit!P224/100)*1000","v":0},{"$f":"(DmYear!$L$33*(Unit!D$167/100)/DB!I$4)*(Unit!Q224/100)*1000","v":0},{"$f":"(DmYear!$L$33*(Unit!E$167/100)/DB!J$4)*(Unit!R224/100)*1000","v":0},{"$f":"(DmYear!$L$33*(Unit!F$167/100)/DB!K$4)*(Unit!S224/100)*1000","v":0},{"$f":"(DmYear!$L$33*(Unit!G$167/100)/DB!L$4)*(Unit!T224/100)*1000","v":0},{"$f":"(DmYear!$L$33*(Unit!H$167/100)/DB!M$4)*(Unit!U224/100)*1000","v":0},{"$f":"(DmYear!$L$33*(Unit!I$167/100)/DB!N$4)*(Unit!V224/100)*1000","v":0},{"$f":"(DmYear!$L$33*(Unit!J$167/100)/DB!O$4)*(Unit!W224/100)*1000","v":0},{"$f":"(DmYear!$L$33*(Unit!K$167/100)/DB!P$4)*(Unit!X224/100)*1000","v":0},{"$f":"(DmYear!$L$33*(Unit!L$167/100)/DB!Q$4)*(Unit!Y224/100)*1000","v":0},{"$f":"(DmYear!$L$33*(Unit!M$167/100)/DB!R$4)*(Unit!Z224/100)*1000","v":0},{"$f":"(DmYear!$L$33*(Unit!N$167/100)/DB!S$4)*(Unit!AA224/100)*1000","v":0},"-",null,11,{"$f":"(DmYear!$L$33*(Unit!C$168/100)/DB!H$5)*(Unit!AD224/100)*1000","v":0},{"$f":"(DmYear!$L$33*(Unit!D$168/100)/DB!I$5)*(Unit!AE224/100)*1000","v":0},{"$f":"(DmYear!$L$33*(Unit!E$168/100)/DB!J$5)*(Unit!AF224/100)*1000","v":0},{"$f":"(DmYear!$L$33*(Unit!F$168/100)/DB!K$5)*(Unit!AG224/100)*1000","v":0},{"$f":"(DmYear!$L$33*(Unit!G$168/100)/DB!L$5)*(Unit!AH224/100)*1000","v":0},{"$f":"(DmYear!$L$33*(Unit!H$168/100)/DB!M$5)*(Unit!AI224/100)*1000","v":0},{"$f":"(DmYear!$L$33*(Unit!I$168/100)/DB!N$5)*(Unit!AJ224/100)*1000","v":0},{"$f":"(DmYear!$L$33*(Unit!J$168/100)/DB!O$5)*(Unit!AK224/100)*1000","v":0},{"$f":"(DmYear!$L$33*(Unit!K$168/100)/DB!P$5)*(Unit!AL224/100)*1000","v":0},{"$f":"(DmYear!$L$33*(Unit!L$168/100)/DB!Q$5)*(Unit!AM224/100)*1000","v":0},{"$f":"(DmYear!$L$33*(Unit!M$168/100)/DB!R$5)*(Unit!AN224/100)*1000","v":0},{"$f":"(DmYear!$L$33*(Unit!N$168/100)/DB!S$5)*(Unit!AO224/100)*1000","v":0},"-",null,null,11,0,0,0,0,0,0,0,0,0,0,0,0,null,null,11,0,0,0,0,0,0,0,0,0,0,0,0,null,null,11,0,0,0,0,0,0,0,0,0,0,0,0]
[null,12,{"$f":"(DmYear!$L$6*(Unit!C$166/100)/DB!H$3)*(Unit!B225/100)*1000","v":0},{"$f":"(DmYear!$L$6*(Unit!D$166/100)/DB!I$3)*(Unit!C225/100)*1000","v":0},{"$f":"(DmYear!$L$6*(Unit!E$166/100)/DB!J$3)*(Unit!D225/100)*1000","v":0},{"$f":"(DmYear!$L$6*(Unit!F$166/100)/DB!K$3)*(Unit!E225/100)*1000","v":0},{"$f":"(DmYear!$L$6*(Unit!G$166/100)/DB!L$3)*(Unit!F225/100)*1000","v":0},{"$f":"(DmYear!$L$6*(Unit!H$166/100)/DB!M$3)*(Unit!G225/100)*1000","v":0},{"$f":"(DmYear!$L$6*(Unit!I$166/100)/DB!N$3)*(Unit!H225/100)*1000","v":0},{"$f":"(DmYear!$L$6*(Unit!J$166/100)/DB!O$3)*(Unit!I225/100)*1000","v":0},{"$f":"(DmYear!$L$6*(Unit!K$166/100)/DB!P$3)*(Unit!J225/100)*1000","v":0},{"$f":"(DmYear!$L$6*(Unit!L$166/100)/DB!Q$3)*(Unit!K225/100)*1000","v":0},{"$f":"(DmYear!$L$6*(Unit!M$166/100)/DB!R$3)*(Unit!L225/100)*1000","v":0},{"$f":"(DmYear!$L$6*(Unit!N$166/100)/DB!S$3)*(Unit!M225/100)*1000","v":0},"-",null,12,{"$f":"(DmYear!$L$6*(Unit!C$167/100)/DB!H$4)*(Unit!P225/100)*1000","v":0},{"$f":"(DmYear!$L$6*(Unit!D$167/100)/DB!I$4)*(Unit!Q225/100)*1000","v":0},{"$f":"(DmYear!$L$6*(Unit!E$167/100)/DB!J$4)*(Unit!R225/100)*1000","v":0},{"$f":"(DmYear!$L$6*(Unit!F$167/100)/DB!K$4)*(Unit!S225/100)*1000","v":0},{"$f":"(DmYear!$L$6*(Unit!G$167/100)/DB!L$4)*(Unit!T225/100)*1000","v":0},{"$f":"(DmYear!$L$6*(Unit!H$167/100)/DB!M$4)*(Unit!U225/100)*1000","v":0},{"$f":"(DmYear!$L$6*(Unit!I$167/100)/DB!N$4)*(Unit!V225/100)*1000","v":0},{"$f":"(DmYear!$L$6*(Unit!J$167/100)/DB!O$4)*(Unit!W225/100)*1000","v":0},{"$f":"(DmYear!$L$6*(Unit!K$167/100)/DB!P$4)*(Unit!X225/100)*1000","v":0},{"$f":"(DmYear!$L$6*(Unit!L$167/100)/DB!Q$4)*(Unit!Y225/100)*1000","v":0},{"$f":"(DmYear!$L$6*(Unit!M$167/100)/DB!R$4)*(Unit!Z225/100)*1000","v":0},{"$f":"(DmYear!$L$6*(Unit!N$167/100)/DB!S$4)*(Unit!AA225/100)*1000","v":0},"-",null,12,{"$f":"(DmYear!$L$6*(Unit!C$168/100)/DB!H$5)*(Unit!AD225/100)*1000","v":0},{"$f":"(DmYear!$L$6*(Unit!D$168/100)/DB!I$5)*(Unit!AE225/100)*1000","v":0},{"$f":"(DmYear!$L$6*(Unit!E$168/100)/DB!J$5)*(Unit!AF225/100)*1000","v":0},{"$f":"(DmYear!$L$6*(Unit!F$168/100)/DB!K$5)*(Unit!AG225/100)*1000","v":0},{"$f":"(DmYear!$L$6*(Unit!G$168/100)/DB!L$5)*(Unit!AH225/100)*1000","v":0},{"$f":"(DmYear!$L$6*(Unit!H$168/100)/DB!M$5)*(Unit!AI225/100)*1000","v":0},{"$f":"(DmYear!$L$6*(Unit!I$168/100)/DB!N$5)*(Unit!AJ225/100)*1000","v":0},{"$f":"(DmYear!$L$6*(Unit!J$168/100)/DB!O$5)*(Unit!AK225/100)*1000","v":0},{"$f":"(DmYear!$L$6*(Unit!K$168/100)/DB!P$5)*(Unit!AL225/100)*1000","v":0},{"$f":"(DmYear!$L$6*(Unit!L$168/100)/DB!Q$5)*(Unit!AM225/100)*1000","v":0},{"$f":"(DmYear!$L$6*(Unit!M$168/100)/DB!R$5)*(Unit!AN225/100)*1000","v":0},{"$f":"(DmYear!$L$6*(Unit!N$168/100)/DB!S$5)*(Unit!AO225/100)*1000","v":0},"-",null,null,12,0,0,0,0,0,0,0,0,0,0,0,0,null,null,12,0,0,0,0,0,0,0,0,0,0,0,0,null,null,12,0,0,0,0,0,0,0,0,0,0,0,0,null,null,null,null,12,{"$f":"(DmYear!$L$33*(Unit!C$166/100)/DB!H$3)*(Unit!B225/100)*1000","v":0},{"$f":"(DmYear!$L$33*(Unit!D$166/100)/DB!I$3)*(Unit!C225/100)*1000","v":0},{"$f":"(DmYear!$L$33*(Unit!E$166/100)/DB!J$3)*(Unit!D225/100)*1000","v":0},{"$f":"(DmYear!$L$33*(Unit!F$166/100)/DB!K$3)*(Unit!E225/100)*1000","v":0},{"$f":"(DmYear!$L$33*(Unit!G$166/100)/DB!L$3)*(Unit!F225/100)*1000","v":0},{"$f":"(DmYear!$L$33*(Unit!H$166/100)/DB!M$3)*(Unit!G225/100)*1000","v":0},{"$f":"(DmYear!$L$33*(Unit!I$166/100)/DB!N$3)*(Unit!H225/100)*1000","v":0},{"$f":"(DmYear!$L$33*(Unit!J$166/100)/DB!O$3)*(Unit!I225/100)*1000","v":0},{"$f":"(DmYear!$L$33*(Unit!K$166/100)/DB!P$3)*(Unit!J225/100)*1000","v":0},{"$f":"(DmYear!$L$33*(Unit!L$166/100)/DB!Q$3)*(Unit!K225/100)*1000","v":0},{"$f":"(DmYear!$L$33*(Unit!M$166/100)/DB!R$3)*(Unit!L225/100)*1000","v":0},{"$f":"(DmYear!$L$33*(Unit!N$166/100)/DB!S$3)*(Unit!M225/100)*1000","v":0},"-",null,12,{"$f":"(DmYear!$L$33*(Unit!C$167/100)/DB!H$4)*(Unit!P225/100)*1000","v":0},{"$f":"(DmYear!$L$33*(Unit!D$167/100)/DB!I$4)*(Unit!Q225/100)*1000","v":0},{"$f":"(DmYear!$L$33*(Unit!E$167/100)/DB!J$4)*(Unit!R225/100)*1000","v":0},{"$f":"(DmYear!$L$33*(Unit!F$167/100)/DB!K$4)*(Unit!S225/100)*1000","v":0},{"$f":"(DmYear!$L$33*(Unit!G$167/100)/DB!L$4)*(Unit!T225/100)*1000","v":0},{"$f":"(DmYear!$L$33*(Unit!H$167/100)/DB!M$4)*(Unit!U225/100)*1000","v":0},{"$f":"(DmYear!$L$33*(Unit!I$167/100)/DB!N$4)*(Unit!V225/100)*1000","v":0},{"$f":"(DmYear!$L$33*(Unit!J$167/100)/DB!O$4)*(Unit!W225/100)*1000","v":0},{"$f":"(DmYear!$L$33*(Unit!K$167/100)/DB!P$4)*(Unit!X225/100)*1000","v":0},{"$f":"(DmYear!$L$33*(Unit!L$167/100)/DB!Q$4)*(Unit!Y225/100)*1000","v":0},{"$f":"(DmYear!$L$33*(Unit!M$167/100)/DB!R$4)*(Unit!Z225/100)*1000","v":0},{"$f":"(DmYear!$L$33*(Unit!N$167/100)/DB!S$4)*(Unit!AA225/100)*1000","v":0},"-",null,12,{"$f":"(DmYear!$L$33*(Unit!C$168/100)/DB!H$5)*(Unit!AD225/100)*1000","v":0},{"$f":"(DmYear!$L$33*(Unit!D$168/100)/DB!I$5)*(Unit!AE225/100)*1000","v":0},{"$f":"(DmYear!$L$33*(Unit!E$168/100)/DB!J$5)*(Unit!AF225/100)*1000","v":0},{"$f":"(DmYear!$L$33*(Unit!F$168/100)/DB!K$5)*(Unit!AG225/100)*1000","v":0},{"$f":"(DmYear!$L$33*(Unit!G$168/100)/DB!L$5)*(Unit!AH225/100)*1000","v":0},{"$f":"(DmYear!$L$33*(Unit!H$168/100)/DB!M$5)*(Unit!AI225/100)*1000","v":0},{"$f":"(DmYear!$L$33*(Unit!I$168/100)/DB!N$5)*(Unit!AJ225/100)*1000","v":0},{"$f":"(DmYear!$L$33*(Unit!J$168/100)/DB!O$5)*(Unit!AK225/100)*1000","v":0},{"$f":"(DmYear!$L$33*(Unit!K$168/100)/DB!P$5)*(Unit!AL225/100)*1000","v":0},{"$f":"(DmYear!$L$33*(Unit!L$168/100)/DB!Q$5)*(Unit!AM225/100)*1000","v":0},{"$f":"(DmYear!$L$33*(Unit!M$168/100)/DB!R$5)*(Unit!AN225/100)*1000","v":0},{"$f":"(DmYear!$L$33*(Unit!N$168/100)/DB!S$5)*(Unit!AO225/100)*1000","v":0},"-",null,null,12,0,0,0,0,0,0,0,0,0,0,0,0,null,null,12,0,0,0,0,0,0,0,0,0,0,0,0,null,null,12,0,0,0,0,0,0,0,0,0,0,0,0]
[null,13,{"$f":"(DmYear!$L$6*(Unit!C$166/100)/DB!H$3)*(Unit!B226/100)*1000","v":0},{"$f":"(DmYear!$L$6*(Unit!D$166/100)/DB!I$3)*(Unit!C226/100)*1000","v":0},{"$f":"(DmYear!$L$6*(Unit!E$166/100)/DB!J$3)*(Unit!D226/100)*1000","v":0},{"$f":"(DmYear!$L$6*(Unit!F$166/100)/DB!K$3)*(Unit!E226/100)*1000","v":0},{"$f":"(DmYear!$L$6*(Unit!G$166/100)/DB!L$3)*(Unit!F226/100)*1000","v":0},{"$f":"(DmYear!$L$6*(Unit!H$166/100)/DB!M$3)*(Unit!G226/100)*1000","v":0},{"$f":"(DmYear!$L$6*(Unit!I$166/100)/DB!N$3)*(Unit!H226/100)*1000","v":0},{"$f":"(DmYear!$L$6*(Unit!J$166/100)/DB!O$3)*(Unit!I226/100)*1000","v":0},{"$f":"(DmYear!$L$6*(Unit!K$166/100)/DB!P$3)*(Unit!J226/100)*1000","v":0},{"$f":"(DmYear!$L$6*(Unit!L$166/100)/DB!Q$3)*(Unit!K226/100)*1000","v":0},{"$f":"(DmYear!$L$6*(Unit!M$166/100)/DB!R$3)*(Unit!L226/100)*1000","v":0},{"$f":"(DmYear!$L$6*(Unit!N$166/100)/DB!S$3)*(Unit!M226/100)*1000","v":0},"-",null,13,{"$f":"(DmYear!$L$6*(Unit!C$167/100)/DB!H$4)*(Unit!P226/100)*1000","v":0},{"$f":"(DmYear!$L$6*(Unit!D$167/100)/DB!I$4)*(Unit!Q226/100)*1000","v":0},{"$f":"(DmYear!$L$6*(Unit!E$167/100)/DB!J$4)*(Unit!R226/100)*1000","v":0},{"$f":"(DmYear!$L$6*(Unit!F$167/100)/DB!K$4)*(Unit!S226/100)*1000","v":0},{"$f":"(DmYear!$L$6*(Unit!G$167/100)/DB!L$4)*(Unit!T226/100)*1000","v":0},{"$f":"(DmYear!$L$6*(Unit!H$167/100)/DB!M$4)*(Unit!U226/100)*1000","v":0},{"$f":"(DmYear!$L$6*(Unit!I$167/100)/DB!N$4)*(Unit!V226/100)*1000","v":0},{"$f":"(DmYear!$L$6*(Unit!J$167/100)/DB!O$4)*(Unit!W226/100)*1000","v":0},{"$f":"(DmYear!$L$6*(Unit!K$167/100)/DB!P$4)*(Unit!X226/100)*1000","v":0},{"$f":"(DmYear!$L$6*(Unit!L$167/100)/DB!Q$4)*(Unit!Y226/100)*1000","v":0},{"$f":"(DmYear!$L$6*(Unit!M$167/100)/DB!R$4)*(Unit!Z226/100)*1000","v":0},{"$f":"(DmYear!$L$6*(Unit!N$167/100)/DB!S$4)*(Unit!AA226/100)*1000","v":0},"-",null,13,{"$f":"(DmYear!$L$6*(Unit!C$168/100)/DB!H$5)*(Unit!AD226/100)*1000","v":0},{"$f":"(DmYear!$L$6*(Unit!D$168/100)/DB!I$5)*(Unit!AE226/100)*1000","v":0},{"$f":"(DmYear!$L$6*(Unit!E$168/100)/DB!J$5)*(Unit!AF226/100)*1000","v":0},{"$f":"(DmYear!$L$6*(Unit!F$168/100)/DB!K$5)*(Unit!AG226/100)*1000","v":0},{"$f":"(DmYear!$L$6*(Unit!G$168/100)/DB!L$5)*(Unit!AH226/100)*1000","v":0},{"$f":"(DmYear!$L$6*(Unit!H$168/100)/DB!M$5)*(Unit!AI226/100)*1000","v":0},{"$f":"(DmYear!$L$6*(Unit!I$168/100)/DB!N$5)*(Unit!AJ226/100)*1000","v":0},{"$f":"(DmYear!$L$6*(Unit!J$168/100)/DB!O$5)*(Unit!AK226/100)*1000","v":0},{"$f":"(DmYear!$L$6*(Unit!K$168/100)/DB!P$5)*(Unit!AL226/100)*1000","v":0},{"$f":"(DmYear!$L$6*(Unit!L$168/100)/DB!Q$5)*(Unit!AM226/100)*1000","v":0},{"$f":"(DmYear!$L$6*(Unit!M$168/100)/DB!R$5)*(Unit!AN226/100)*1000","v":0},{"$f":"(DmYear!$L$6*(Unit!N$168/100)/DB!S$5)*(Unit!AO226/100)*1000","v":0},"-",null,null,13,0,0,0,0,0,0,0,0,0,0,0,0,null,null,13,0,0,0,0,0,0,0,0,0,0,0,0,null,null,13,0,0,0,0,0,0,0,0,0,0,0,0,null,null,null,null,13,{"$f":"(DmYear!$L$33*(Unit!C$166/100)/DB!H$3)*(Unit!B226/100)*1000","v":0},{"$f":"(DmYear!$L$33*(Unit!D$166/100)/DB!I$3)*(Unit!C226/100)*1000","v":0},{"$f":"(DmYear!$L$33*(Unit!E$166/100)/DB!J$3)*(Unit!D226/100)*1000","v":0},{"$f":"(DmYear!$L$33*(Unit!F$166/100)/DB!K$3)*(Unit!E226/100)*1000","v":0},{"$f":"(DmYear!$L$33*(Unit!G$166/100)/DB!L$3)*(Unit!F226/100)*1000","v":0},{"$f":"(DmYear!$L$33*(Unit!H$166/100)/DB!M$3)*(Unit!G226/100)*1000","v":0},{"$f":"(DmYear!$L$33*(Unit!I$166/100)/DB!N$3)*(Unit!H226/100)*1000","v":0},{"$f":"(DmYear!$L$33*(Unit!J$166/100)/DB!O$3)*(Unit!I226/100)*1000","v":0},{"$f":"(DmYear!$L$33*(Unit!K$166/100)/DB!P$3)*(Unit!J226/100)*1000","v":0},{"$f":"(DmYear!$L$33*(Unit!L$166/100)/DB!Q$3)*(Unit!K226/100)*1000","v":0},{"$f":"(DmYear!$L$33*(Unit!M$166/100)/DB!R$3)*(Unit!L226/100)*1000","v":0},{"$f":"(DmYear!$L$33*(Unit!N$166/100)/DB!S$3)*(Unit!M226/100)*1000","v":0},"-",null,13,{"$f":"(DmYear!$L$33*(Unit!C$167/100)/DB!H$4)*(Unit!P226/100)*1000","v":0},{"$f":"(DmYear!$L$33*(Unit!D$167/100)/DB!I$4)*(Unit!Q226/100)*1000","v":0},{"$f":"(DmYear!$L$33*(Unit!E$167/100)/DB!J$4)*(Unit!R226/100)*1000","v":0},{"$f":"(DmYear!$L$33*(Unit!F$167/100)/DB!K$4)*(Unit!S226/100)*1000","v":0},{"$f":"(DmYear!$L$33*(Unit!G$167/100)/DB!L$4)*(Unit!T226/100)*1000","v":0},{"$f":"(DmYear!$L$33*(Unit!H$167/100)/DB!M$4)*(Unit!U226/100)*1000","v":0},{"$f":"(DmYear!$L$33*(Unit!I$167/100)/DB!N$4)*(Unit!V226/100)*1000","v":0},{"$f":"(DmYear!$L$33*(Unit!J$167/100)/DB!O$4)*(Unit!W226/100)*1000","v":0},{"$f":"(DmYear!$L$33*(Unit!K$167/100)/DB!P$4)*(Unit!X226/100)*1000","v":0},{"$f":"(DmYear!$L$33*(Unit!L$167/100)/DB!Q$4)*(Unit!Y226/100)*1000","v":0},{"$f":"(DmYear!$L$33*(Unit!M$167/100)/DB!R$4)*(Unit!Z226/100)*1000","v":0},{"$f":"(DmYear!$L$33*(Unit!N$167/100)/DB!S$4)*(Unit!AA226/100)*1000","v":0},"-",null,13,{"$f":"(DmYear!$L$33*(Unit!C$168/100)/DB!H$5)*(Unit!AD226/100)*1000","v":0},{"$f":"(DmYear!$L$33*(Unit!D$168/100)/DB!I$5)*(Unit!AE226/100)*1000","v":0},{"$f":"(DmYear!$L$33*(Unit!E$168/100)/DB!J$5)*(Unit!AF226/100)*1000","v":0},{"$f":"(DmYear!$L$33*(Unit!F$168/100)/DB!K$5)*(Unit!AG226/100)*1000","v":0},{"$f":"(DmYear!$L$33*(Unit!G$168/100)/DB!L$5)*(Unit!AH226/100)*1000","v":0},{"$f":"(DmYear!$L$33*(Unit!H$168/100)/DB!M$5)*(Unit!AI226/100)*1000","v":0},{"$f":"(DmYear!$L$33*(Unit!I$168/100)/DB!N$5)*(Unit!AJ226/100)*1000","v":0},{"$f":"(DmYear!$L$33*(Unit!J$168/100)/DB!O$5)*(Unit!AK226/100)*1000","v":0},{"$f":"(DmYear!$L$33*(Unit!K$168/100)/DB!P$5)*(Unit!AL226/100)*1000","v":0},{"$f":"(DmYear!$L$33*(Unit!L$168/100)/DB!Q$5)*(Unit!AM226/100)*1000","v":0},{"$f":"(DmYear!$L$33*(Unit!M$168/100)/DB!R$5)*(Unit!AN226/100)*1000","v":0},{"$f":"(DmYear!$L$33*(Unit!N$168/100)/DB!S$5)*(Unit!AO226/100)*1000","v":0},"-",null,null,13,0,0,0,0,0,0,0,0,0,0,0,0,null,null,13,0,0,0,0,0,0,0,0,0,0,0,0,null,null,13,0,0,0,0,0,0,0,0,0,0,0,0]
[null,14,{"$f":"(DmYear!$L$6*(Unit!C$166/100)/DB!H$3)*(Unit!B227/100)*1000","v":0},{"$f":"(DmYear!$L$6*(Unit!D$166/100)/DB!I$3)*(Unit!C227/100)*1000","v":0},{"$f":"(DmYear!$L$6*(Unit!E$166/100)/DB!J$3)*(Unit!D227/100)*1000","v":0},{"$f":"(DmYear!$L$6*(Unit!F$166/100)/DB!K$3)*(Unit!E227/100)*1000","v":0},{"$f":"(DmYear!$L$6*(Unit!G$166/100)/DB!L$3)*(Unit!F227/100)*1000","v":0},{"$f":"(DmYear!$L$6*(Unit!H$166/100)/DB!M$3)*(Unit!G227/100)*1000","v":0},{"$f":"(DmYear!$L$6*(Unit!I$166/100)/DB!N$3)*(Unit!H227/100)*1000","v":0},{"$f":"(DmYear!$L$6*(Unit!J$166/100)/DB!O$3)*(Unit!I227/100)*1000","v":0},{"$f":"(DmYear!$L$6*(Unit!K$166/100)/DB!P$3)*(Unit!J227/100)*1000","v":0},{"$f":"(DmYear!$L$6*(Unit!L$166/100)/DB!Q$3)*(Unit!K227/100)*1000","v":0},{"$f":"(DmYear!$L$6*(Unit!M$166/100)/DB!R$3)*(Unit!L227/100)*1000","v":0},{"$f":"(DmYear!$L$6*(Unit!N$166/100)/DB!S$3)*(Unit!M227/100)*1000","v":0},"-",null,14,{"$f":"(DmYear!$L$6*(Unit!C$167/100)/DB!H$4)*(Unit!P227/100)*1000","v":0},{"$f":"(DmYear!$L$6*(Unit!D$167/100)/DB!I$4)*(Unit!Q227/100)*1000","v":0},{"$f":"(DmYear!$L$6*(Unit!E$167/100)/DB!J$4)*(Unit!R227/100)*1000","v":0},{"$f":"(DmYear!$L$6*(Unit!F$167/100)/DB!K$4)*(Unit!S227/100)*1000","v":0},{"$f":"(DmYear!$L$6*(Unit!G$167/100)/DB!L$4)*(Unit!T227/100)*1000","v":0},{"$f":"(DmYear!$L$6*(Unit!H$167/100)/DB!M$4)*(Unit!U227/100)*1000","v":0},{"$f":"(DmYear!$L$6*(Unit!I$167/100)/DB!N$4)*(Unit!V227/100)*1000","v":0},{"$f":"(DmYear!$L$6*(Unit!J$167/100)/DB!O$4)*(Unit!W227/100)*1000","v":0},{"$f":"(DmYear!$L$6*(Unit!K$167/100)/DB!P$4)*(Unit!X227/100)*1000","v":0},{"$f":"(DmYear!$L$6*(Unit!L$167/100)/DB!Q$4)*(Unit!Y227/100)*1000","v":0},{"$f":"(DmYear!$L$6*(Unit!M$167/100)/DB!R$4)*(Unit!Z227/100)*1000","v":0},{"$f":"(DmYear!$L$6*(Unit!N$167/100)/DB!S$4)*(Unit!AA227/100)*1000","v":0},"-",null,14,{"$f":"(DmYear!$L$6*(Unit!C$168/100)/DB!H$5)*(Unit!AD227/100)*1000","v":0},{"$f":"(DmYear!$L$6*(Unit!D$168/100)/DB!I$5)*(Unit!AE227/100)*1000","v":0},{"$f":"(DmYear!$L$6*(Unit!E$168/100)/DB!J$5)*(Unit!AF227/100)*1000","v":0},{"$f":"(DmYear!$L$6*(Unit!F$168/100)/DB!K$5)*(Unit!AG227/100)*1000","v":0},{"$f":"(DmYear!$L$6*(Unit!G$168/100)/DB!L$5)*(Unit!AH227/100)*1000","v":0},{"$f":"(DmYear!$L$6*(Unit!H$168/100)/DB!M$5)*(Unit!AI227/100)*1000","v":0},{"$f":"(DmYear!$L$6*(Unit!I$168/100)/DB!N$5)*(Unit!AJ227/100)*1000","v":0},{"$f":"(DmYear!$L$6*(Unit!J$168/100)/DB!O$5)*(Unit!AK227/100)*1000","v":0},{"$f":"(DmYear!$L$6*(Unit!K$168/100)/DB!P$5)*(Unit!AL227/100)*1000","v":0},{"$f":"(DmYear!$L$6*(Unit!L$168/100)/DB!Q$5)*(Unit!AM227/100)*1000","v":0},{"$f":"(DmYear!$L$6*(Unit!M$168/100)/DB!R$5)*(Unit!AN227/100)*1000","v":0},{"$f":"(DmYear!$L$6*(Unit!N$168/100)/DB!S$5)*(Unit!AO227/100)*1000","v":0},"-",null,null,14,0,0,0,0,0,0,0,0,0,0,0,0,null,null,14,0,0,0,0,0,0,0,0,0,0,0,0,null,null,14,0,0,0,0,0,0,0,0,0,0,0,0,null,null,null,null,14,{"$f":"(DmYear!$L$33*(Unit!C$166/100)/DB!H$3)*(Unit!B227/100)*1000","v":0},{"$f":"(DmYear!$L$33*(Unit!D$166/100)/DB!I$3)*(Unit!C227/100)*1000","v":0},{"$f":"(DmYear!$L$33*(Unit!E$166/100)/DB!J$3)*(Unit!D227/100)*1000","v":0},{"$f":"(DmYear!$L$33*(Unit!F$166/100)/DB!K$3)*(Unit!E227/100)*1000","v":0},{"$f":"(DmYear!$L$33*(Unit!G$166/100)/DB!L$3)*(Unit!F227/100)*1000","v":0},{"$f":"(DmYear!$L$33*(Unit!H$166/100)/DB!M$3)*(Unit!G227/100)*1000","v":0},{"$f":"(DmYear!$L$33*(Unit!I$166/100)/DB!N$3)*(Unit!H227/100)*1000","v":0},{"$f":"(DmYear!$L$33*(Unit!J$166/100)/DB!O$3)*(Unit!I227/100)*1000","v":0},{"$f":"(DmYear!$L$33*(Unit!K$166/100)/DB!P$3)*(Unit!J227/100)*1000","v":0},{"$f":"(DmYear!$L$33*(Unit!L$166/100)/DB!Q$3)*(Unit!K227/100)*1000","v":0},{"$f":"(DmYear!$L$33*(Unit!M$166/100)/DB!R$3)*(Unit!L227/100)*1000","v":0},{"$f":"(DmYear!$L$33*(Unit!N$166/100)/DB!S$3)*(Unit!M227/100)*1000","v":0},"-",null,14,{"$f":"(DmYear!$L$33*(Unit!C$167/100)/DB!H$4)*(Unit!P227/100)*1000","v":0},{"$f":"(DmYear!$L$33*(Unit!D$167/100)/DB!I$4)*(Unit!Q227/100)*1000","v":0},{"$f":"(DmYear!$L$33*(Unit!E$167/100)/DB!J$4)*(Unit!R227/100)*1000","v":0},{"$f":"(DmYear!$L$33*(Unit!F$167/100)/DB!K$4)*(Unit!S227/100)*1000","v":0},{"$f":"(DmYear!$L$33*(Unit!G$167/100)/DB!L$4)*(Unit!T227/100)*1000","v":0},{"$f":"(DmYear!$L$33*(Unit!H$167/100)/DB!M$4)*(Unit!U227/100)*1000","v":0},{"$f":"(DmYear!$L$33*(Unit!I$167/100)/DB!N$4)*(Unit!V227/100)*1000","v":0},{"$f":"(DmYear!$L$33*(Unit!J$167/100)/DB!O$4)*(Unit!W227/100)*1000","v":0},{"$f":"(DmYear!$L$33*(Unit!K$167/100)/DB!P$4)*(Unit!X227/100)*1000","v":0},{"$f":"(DmYear!$L$33*(Unit!L$167/100)/DB!Q$4)*(Unit!Y227/100)*1000","v":0},{"$f":"(DmYear!$L$33*(Unit!M$167/100)/DB!R$4)*(Unit!Z227/100)*1000","v":0},{"$f":"(DmYear!$L$33*(Unit!N$167/100)/DB!S$4)*(Unit!AA227/100)*1000","v":0},"-",null,14,{"$f":"(DmYear!$L$33*(Unit!C$168/100)/DB!H$5)*(Unit!AD227/100)*1000","v":0},{"$f":"(DmYear!$L$33*(Unit!D$168/100)/DB!I$5)*(Unit!AE227/100)*1000","v":0},{"$f":"(DmYear!$L$33*(Unit!E$168/100)/DB!J$5)*(Unit!AF227/100)*1000","v":0},{"$f":"(DmYear!$L$33*(Unit!F$168/100)/DB!K$5)*(Unit!AG227/100)*1000","v":0},{"$f":"(DmYear!$L$33*(Unit!G$168/100)/DB!L$5)*(Unit!AH227/100)*1000","v":0},{"$f":"(DmYear!$L$33*(Unit!H$168/100)/DB!M$5)*(Unit!AI227/100)*1000","v":0},{"$f":"(DmYear!$L$33*(Unit!I$168/100)/DB!N$5)*(Unit!AJ227/100)*1000","v":0},{"$f":"(DmYear!$L$33*(Unit!J$168/100)/DB!O$5)*(Unit!AK227/100)*1000","v":0},{"$f":"(DmYear!$L$33*(Unit!K$168/100)/DB!P$5)*(Unit!AL227/100)*1000","v":0},{"$f":"(DmYear!$L$33*(Unit!L$168/100)/DB!Q$5)*(Unit!AM227/100)*1000","v":0},{"$f":"(DmYear!$L$33*(Unit!M$168/100)/DB!R$5)*(Unit!AN227/100)*1000","v":0},{"$f":"(DmYear!$L$33*(Unit!N$168/100)/DB!S$5)*(Unit!AO227/100)*1000","v":0},"-",null,null,14,0,0,0,0,0,0,0,0,0,0,0,0,null,null,14,0,0,0,0,0,0,0,0,0,0,0,0,null,null,14,0,0,0,0,0,0,0,0,0,0,0,0]
[null,15,{"$f":"(DmYear!$L$6*(Unit!C$166/100)/DB!H$3)*(Unit!B228/100)*1000","v":0},{"$f":"(DmYear!$L$6*(Unit!D$166/100)/DB!I$3)*(Unit!C228/100)*1000","v":0},{"$f":"(DmYear!$L$6*(Unit!E$166/100)/DB!J$3)*(Unit!D228/100)*1000","v":0},{"$f":"(DmYear!$L$6*(Unit!F$166/100)/DB!K$3)*(Unit!E228/100)*1000","v":0},{"$f":"(DmYear!$L$6*(Unit!G$166/100)/DB!L$3)*(Unit!F228/100)*1000","v":0},{"$f":"(DmYear!$L$6*(Unit!H$166/100)/DB!M$3)*(Unit!G228/100)*1000","v":0},{"$f":"(DmYear!$L$6*(Unit!I$166/100)/DB!N$3)*(Unit!H228/100)*1000","v":0},{"$f":"(DmYear!$L$6*(Unit!J$166/100)/DB!O$3)*(Unit!I228/100)*1000","v":0},{"$f":"(DmYear!$L$6*(Unit!K$166/100)/DB!P$3)*(Unit!J228/100)*1000","v":0},{"$f":"(DmYear!$L$6*(Unit!L$166/100)/DB!Q$3)*(Unit!K228/100)*1000","v":0},{"$f":"(DmYear!$L$6*(Unit!M$166/100)/DB!R$3)*(Unit!L228/100)*1000","v":0},{"$f":"(DmYear!$L$6*(Unit!N$166/100)/DB!S$3)*(Unit!M228/100)*1000","v":0},"-",null,15,{"$f":"(DmYear!$L$6*(Unit!C$167/100)/DB!H$4)*(Unit!P228/100)*1000","v":0},{"$f":"(DmYear!$L$6*(Unit!D$167/100)/DB!I$4)*(Unit!Q228/100)*1000","v":0},{"$f":"(DmYear!$L$6*(Unit!E$167/100)/DB!J$4)*(Unit!R228/100)*1000","v":0},{"$f":"(DmYear!$L$6*(Unit!F$167/100)/DB!K$4)*(Unit!S228/100)*1000","v":0},{"$f":"(DmYear!$L$6*(Unit!G$167/100)/DB!L$4)*(Unit!T228/100)*1000","v":0},{"$f":"(DmYear!$L$6*(Unit!H$167/100)/DB!M$4)*(Unit!U228/100)*1000","v":0},{"$f":"(DmYear!$L$6*(Unit!I$167/100)/DB!N$4)*(Unit!V228/100)*1000","v":0},{"$f":"(DmYear!$L$6*(Unit!J$167/100)/DB!O$4)*(Unit!W228/100)*1000","v":0},{"$f":"(DmYear!$L$6*(Unit!K$167/100)/DB!P$4)*(Unit!X228/100)*1000","v":0},{"$f":"(DmYear!$L$6*(Unit!L$167/100)/DB!Q$4)*(Unit!Y228/100)*1000","v":0},{"$f":"(DmYear!$L$6*(Unit!M$167/100)/DB!R$4)*(Unit!Z228/100)*1000","v":0},{"$f":"(DmYear!$L$6*(Unit!N$167/100)/DB!S$4)*(Unit!AA228/100)*1000","v":0},"-",null,15,{"$f":"(DmYear!$L$6*(Unit!C$168/100)/DB!H$5)*(Unit!AD228/100)*1000","v":0},{"$f":"(DmYear!$L$6*(Unit!D$168/100)/DB!I$5)*(Unit!AE228/100)*1000","v":0},{"$f":"(DmYear!$L$6*(Unit!E$168/100)/DB!J$5)*(Unit!AF228/100)*1000","v":0},{"$f":"(DmYear!$L$6*(Unit!F$168/100)/DB!K$5)*(Unit!AG228/100)*1000","v":0},{"$f":"(DmYear!$L$6*(Unit!G$168/100)/DB!L$5)*(Unit!AH228/100)*1000","v":0},{"$f":"(DmYear!$L$6*(Unit!H$168/100)/DB!M$5)*(Unit!AI228/100)*1000","v":0},{"$f":"(DmYear!$L$6*(Unit!I$168/100)/DB!N$5)*(Unit!AJ228/100)*1000","v":0},{"$f":"(DmYear!$L$6*(Unit!J$168/100)/DB!O$5)*(Unit!AK228/100)*1000","v":0},{"$f":"(DmYear!$L$6*(Unit!K$168/100)/DB!P$5)*(Unit!AL228/100)*1000","v":0},{"$f":"(DmYear!$L$6*(Unit!L$168/100)/DB!Q$5)*(Unit!AM228/100)*1000","v":0},{"$f":"(DmYear!$L$6*(Unit!M$168/100)/DB!R$5)*(Unit!AN228/100)*1000","v":0},{"$f":"(DmYear!$L$6*(Unit!N$168/100)/DB!S$5)*(Unit!AO228/100)*1000","v":0},"-",null,null,15,0,0,0,0,0,0,0,0,0,0,0,0,null,null,15,0,0,0,0,0,0,0,0,0,0,0,0,null,null,15,0,0,0,0,0,0,0,0,0,0,0,0,null,null,null,null,15,{"$f":"(DmYear!$L$33*(Unit!C$166/100)/DB!H$3)*(Unit!B228/100)*1000","v":0},{"$f":"(DmYear!$L$33*(Unit!D$166/100)/DB!I$3)*(Unit!C228/100)*1000","v":0},{"$f":"(DmYear!$L$33*(Unit!E$166/100)/DB!J$3)*(Unit!D228/100)*1000","v":0},{"$f":"(DmYear!$L$33*(Unit!F$166/100)/DB!K$3)*(Unit!E228/100)*1000","v":0},{"$f":"(DmYear!$L$33*(Unit!G$166/100)/DB!L$3)*(Unit!F228/100)*1000","v":0},{"$f":"(DmYear!$L$33*(Unit!H$166/100)/DB!M$3)*(Unit!G228/100)*1000","v":0},{"$f":"(DmYear!$L$33*(Unit!I$166/100)/DB!N$3)*(Unit!H228/100)*1000","v":0},{"$f":"(DmYear!$L$33*(Unit!J$166/100)/DB!O$3)*(Unit!I228/100)*1000","v":0},{"$f":"(DmYear!$L$33*(Unit!K$166/100)/DB!P$3)*(Unit!J228/100)*1000","v":0},{"$f":"(DmYear!$L$33*(Unit!L$166/100)/DB!Q$3)*(Unit!K228/100)*1000","v":0},{"$f":"(DmYear!$L$33*(Unit!M$166/100)/DB!R$3)*(Unit!L228/100)*1000","v":0},{"$f":"(DmYear!$L$33*(Unit!N$166/100)/DB!S$3)*(Unit!M228/100)*1000","v":0},"-",null,15,{"$f":"(DmYear!$L$33*(Unit!C$167/100)/DB!H$4)*(Unit!P228/100)*1000","v":0},{"$f":"(DmYear!$L$33*(Unit!D$167/100)/DB!I$4)*(Unit!Q228/100)*1000","v":0},{"$f":"(DmYear!$L$33*(Unit!E$167/100)/DB!J$4)*(Unit!R228/100)*1000","v":0},{"$f":"(DmYear!$L$33*(Unit!F$167/100)/DB!K$4)*(Unit!S228/100)*1000","v":0},{"$f":"(DmYear!$L$33*(Unit!G$167/100)/DB!L$4)*(Unit!T228/100)*1000","v":0},{"$f":"(DmYear!$L$33*(Unit!H$167/100)/DB!M$4)*(Unit!U228/100)*1000","v":0},{"$f":"(DmYear!$L$33*(Unit!I$167/100)/DB!N$4)*(Unit!V228/100)*1000","v":0},{"$f":"(DmYear!$L$33*(Unit!J$167/100)/DB!O$4)*(Unit!W228/100)*1000","v":0},{"$f":"(DmYear!$L$33*(Unit!K$167/100)/DB!P$4)*(Unit!X228/100)*1000","v":0},{"$f":"(DmYear!$L$33*(Unit!L$167/100)/DB!Q$4)*(Unit!Y228/100)*1000","v":0},{"$f":"(DmYear!$L$33*(Unit!M$167/100)/DB!R$4)*(Unit!Z228/100)*1000","v":0},{"$f":"(DmYear!$L$33*(Unit!N$167/100)/DB!S$4)*(Unit!AA228/100)*1000","v":0},"-",null,15,{"$f":"(DmYear!$L$33*(Unit!C$168/100)/DB!H$5)*(Unit!AD228/100)*1000","v":0},{"$f":"(DmYear!$L$33*(Unit!D$168/100)/DB!I$5)*(Unit!AE228/100)*1000","v":0},{"$f":"(DmYear!$L$33*(Unit!E$168/100)/DB!J$5)*(Unit!AF228/100)*1000","v":0},{"$f":"(DmYear!$L$33*(Unit!F$168/100)/DB!K$5)*(Unit!AG228/100)*1000","v":0},{"$f":"(DmYear!$L$33*(Unit!G$168/100)/DB!L$5)*(Unit!AH228/100)*1000","v":0},{"$f":"(DmYear!$L$33*(Unit!H$168/100)/DB!M$5)*(Unit!AI228/100)*1000","v":0},{"$f":"(DmYear!$L$33*(Unit!I$168/100)/DB!N$5)*(Unit!AJ228/100)*1000","v":0},{"$f":"(DmYear!$L$33*(Unit!J$168/100)/DB!O$5)*(Unit!AK228/100)*1000","v":0},{"$f":"(DmYear!$L$33*(Unit!K$168/100)/DB!P$5)*(Unit!AL228/100)*1000","v":0},{"$f":"(DmYear!$L$33*(Unit!L$168/100)/DB!Q$5)*(Unit!AM228/100)*1000","v":0},{"$f":"(DmYear!$L$33*(Unit!M$168/100)/DB!R$5)*(Unit!AN228/100)*1000","v":0},{"$f":"(DmYear!$L$33*(Unit!N$168/100)/DB!S$5)*(Unit!AO228/100)*1000","v":0},"-",null,null,15,0,0,0,0,0,0,0,0,0,0,0,0,null,null,15,0,0,0,0,0,0,0,0,0,0,0,0,null,null,15,0,0,0,0,0,0,0,0,0,0,0,0]
[null,16,{"$f":"(DmYear!$L$6*(Unit!C$166/100)/DB!H$3)*(Unit!B229/100)*1000","v":0},{"$f":"(DmYear!$L$6*(Unit!D$166/100)/DB!I$3)*(Unit!C229/100)*1000","v":0},{"$f":"(DmYear!$L$6*(Unit!E$166/100)/DB!J$3)*(Unit!D229/100)*1000","v":0},{"$f":"(DmYear!$L$6*(Unit!F$166/100)/DB!K$3)*(Unit!E229/100)*1000","v":0},{"$f":"(DmYear!$L$6*(Unit!G$166/100)/DB!L$3)*(Unit!F229/100)*1000","v":0},{"$f":"(DmYear!$L$6*(Unit!H$166/100)/DB!M$3)*(Unit!G229/100)*1000","v":0},{"$f":"(DmYear!$L$6*(Unit!I$166/100)/DB!N$3)*(Unit!H229/100)*1000","v":0},{"$f":"(DmYear!$L$6*(Unit!J$166/100)/DB!O$3)*(Unit!I229/100)*1000","v":0},{"$f":"(DmYear!$L$6*(Unit!K$166/100)/DB!P$3)*(Unit!J229/100)*1000","v":0},{"$f":"(DmYear!$L$6*(Unit!L$166/100)/DB!Q$3)*(Unit!K229/100)*1000","v":0},{"$f":"(DmYear!$L$6*(Unit!M$166/100)/DB!R$3)*(Unit!L229/100)*1000","v":0},{"$f":"(DmYear!$L$6*(Unit!N$166/100)/DB!S$3)*(Unit!M229/100)*1000","v":0},"-",null,16,{"$f":"(DmYear!$L$6*(Unit!C$167/100)/DB!H$4)*(Unit!P229/100)*1000","v":0},{"$f":"(DmYear!$L$6*(Unit!D$167/100)/DB!I$4)*(Unit!Q229/100)*1000","v":0},{"$f":"(DmYear!$L$6*(Unit!E$167/100)/DB!J$4)*(Unit!R229/100)*1000","v":0},{"$f":"(DmYear!$L$6*(Unit!F$167/100)/DB!K$4)*(Unit!S229/100)*1000","v":0},{"$f":"(DmYear!$L$6*(Unit!G$167/100)/DB!L$4)*(Unit!T229/100)*1000","v":0},{"$f":"(DmYear!$L$6*(Unit!H$167/100)/DB!M$4)*(Unit!U229/100)*1000","v":0},{"$f":"(DmYear!$L$6*(Unit!I$167/100)/DB!N$4)*(Unit!V229/100)*1000","v":0},{"$f":"(DmYear!$L$6*(Unit!J$167/100)/DB!O$4)*(Unit!W229/100)*1000","v":0},{"$f":"(DmYear!$L$6*(Unit!K$167/100)/DB!P$4)*(Unit!X229/100)*1000","v":0},{"$f":"(DmYear!$L$6*(Unit!L$167/100)/DB!Q$4)*(Unit!Y229/100)*1000","v":0},{"$f":"(DmYear!$L$6*(Unit!M$167/100)/DB!R$4)*(Unit!Z229/100)*1000","v":0},{"$f":"(DmYear!$L$6*(Unit!N$167/100)/DB!S$4)*(Unit!AA229/100)*1000","v":0},"-",null,16,{"$f":"(DmYear!$L$6*(Unit!C$168/100)/DB!H$5)*(Unit!AD229/100)*1000","v":0},{"$f":"(DmYear!$L$6*(Unit!D$168/100)/DB!I$5)*(Unit!AE229/100)*1000","v":0},{"$f":"(DmYear!$L$6*(Unit!E$168/100)/DB!J$5)*(Unit!AF229/100)*1000","v":0},{"$f":"(DmYear!$L$6*(Unit!F$168/100)/DB!K$5)*(Unit!AG229/100)*1000","v":0},{"$f":"(DmYear!$L$6*(Unit!G$168/100)/DB!L$5)*(Unit!AH229/100)*1000","v":0},{"$f":"(DmYear!$L$6*(Unit!H$168/100)/DB!M$5)*(Unit!AI229/100)*1000","v":0},{"$f":"(DmYear!$L$6*(Unit!I$168/100)/DB!N$5)*(Unit!AJ229/100)*1000","v":0},{"$f":"(DmYear!$L$6*(Unit!J$168/100)/DB!O$5)*(Unit!AK229/100)*1000","v":0},{"$f":"(DmYear!$L$6*(Unit!K$168/100)/DB!P$5)*(Unit!AL229/100)*1000","v":0},{"$f":"(DmYear!$L$6*(Unit!L$168/100)/DB!Q$5)*(Unit!AM229/100)*1000","v":0},{"$f":"(DmYear!$L$6*(Unit!M$168/100)/DB!R$5)*(Unit!AN229/100)*1000","v":0},{"$f":"(DmYear!$L$6*(Unit!N$168/100)/DB!S$5)*(Unit!AO229/100)*1000","v":0},"-",null,null,16,0,0,0,0,0,0,0,0,0,0,0,0,null,null,16,0,0,0,0,0,0,0,0,0,0,0,0,null,null,16,0,0,0,0,0,0,0,0,0,0,0,0,null,null,null,null,16,{"$f":"(DmYear!$L$33*(Unit!C$166/100)/DB!H$3)*(Unit!B229/100)*1000","v":0},{"$f":"(DmYear!$L$33*(Unit!D$166/100)/DB!I$3)*(Unit!C229/100)*1000","v":0},{"$f":"(DmYear!$L$33*(Unit!E$166/100)/DB!J$3)*(Unit!D229/100)*1000","v":0},{"$f":"(DmYear!$L$33*(Unit!F$166/100)/DB!K$3)*(Unit!E229/100)*1000","v":0},{"$f":"(DmYear!$L$33*(Unit!G$166/100)/DB!L$3)*(Unit!F229/100)*1000","v":0},{"$f":"(DmYear!$L$33*(Unit!H$166/100)/DB!M$3)*(Unit!G229/100)*1000","v":0},{"$f":"(DmYear!$L$33*(Unit!I$166/100)/DB!N$3)*(Unit!H229/100)*1000","v":0},{"$f":"(DmYear!$L$33*(Unit!J$166/100)/DB!O$3)*(Unit!I229/100)*1000","v":0},{"$f":"(DmYear!$L$33*(Unit!K$166/100)/DB!P$3)*(Unit!J229/100)*1000","v":0},{"$f":"(DmYear!$L$33*(Unit!L$166/100)/DB!Q$3)*(Unit!K229/100)*1000","v":0},{"$f":"(DmYear!$L$33*(Unit!M$166/100)/DB!R$3)*(Unit!L229/100)*1000","v":0},{"$f":"(DmYear!$L$33*(Unit!N$166/100)/DB!S$3)*(Unit!M229/100)*1000","v":0},"-",null,16,{"$f":"(DmYear!$L$33*(Unit!C$167/100)/DB!H$4)*(Unit!P229/100)*1000","v":0},{"$f":"(DmYear!$L$33*(Unit!D$167/100)/DB!I$4)*(Unit!Q229/100)*1000","v":0},{"$f":"(DmYear!$L$33*(Unit!E$167/100)/DB!J$4)*(Unit!R229/100)*1000","v":0},{"$f":"(DmYear!$L$33*(Unit!F$167/100)/DB!K$4)*(Unit!S229/100)*1000","v":0},{"$f":"(DmYear!$L$33*(Unit!G$167/100)/DB!L$4)*(Unit!T229/100)*1000","v":0},{"$f":"(DmYear!$L$33*(Unit!H$167/100)/DB!M$4)*(Unit!U229/100)*1000","v":0},{"$f":"(DmYear!$L$33*(Unit!I$167/100)/DB!N$4)*(Unit!V229/100)*1000","v":0},{"$f":"(DmYear!$L$33*(Unit!J$167/100)/DB!O$4)*(Unit!W229/100)*1000","v":0},{"$f":"(DmYear!$L$33*(Unit!K$167/100)/DB!P$4)*(Unit!X229/100)*1000","v":0},{"$f":"(DmYear!$L$33*(Unit!L$167/100)/DB!Q$4)*(Unit!Y229/100)*1000","v":0},{"$f":"(DmYear!$L$33*(Unit!M$167/100)/DB!R$4)*(Unit!Z229/100)*1000","v":0},{"$f":"(DmYear!$L$33*(Unit!N$167/100)/DB!S$4)*(Unit!AA229/100)*1000","v":0},"-",null,16,{"$f":"(DmYear!$L$33*(Unit!C$168/100)/DB!H$5)*(Unit!AD229/100)*1000","v":0},{"$f":"(DmYear!$L$33*(Unit!D$168/100)/DB!I$5)*(Unit!AE229/100)*1000","v":0},{"$f":"(DmYear!$L$33*(Unit!E$168/100)/DB!J$5)*(Unit!AF229/100)*1000","v":0},{"$f":"(DmYear!$L$33*(Unit!F$168/100)/DB!K$5)*(Unit!AG229/100)*1000","v":0},{"$f":"(DmYear!$L$33*(Unit!G$168/100)/DB!L$5)*(Unit!AH229/100)*1000","v":0},{"$f":"(DmYear!$L$33*(Unit!H$168/100)/DB!M$5)*(Unit!AI229/100)*1000","v":0},{"$f":"(DmYear!$L$33*(Unit!I$168/100)/DB!N$5)*(Unit!AJ229/100)*1000","v":0},{"$f":"(DmYear!$L$33*(Unit!J$168/100)/DB!O$5)*(Unit!AK229/100)*1000","v":0},{"$f":"(DmYear!$L$33*(Unit!K$168/100)/DB!P$5)*(Unit!AL229/100)*1000","v":0},{"$f":"(DmYear!$L$33*(Unit!L$168/100)/DB!Q$5)*(Unit!AM229/100)*1000","v":0},{"$f":"(DmYear!$L$33*(Unit!M$168/100)/DB!R$5)*(Unit!AN229/100)*1000","v":0},{"$f":"(DmYear!$L$33*(Unit!N$168/100)/DB!S$5)*(Unit!AO229/100)*1000","v":0},"-",null,null,16,0,0,0,0,0,0,0,0,0,0,0,0,null,null,16,0,0,0,0,0,0,0,0,0,0,0,0,null,null,16,0,0,0,0,0,0,0,0,0,0,0,0]
[null,17,{"$f":"(DmYear!$L$6*(Unit!C$166/100)/DB!H$3)*(Unit!B230/100)*1000","v":0},{"$f":"(DmYear!$L$6*(Unit!D$166/100)/DB!I$3)*(Unit!C230/100)*1000","v":0},{"$f":"(DmYear!$L$6*(Unit!E$166/100)/DB!J$3)*(Unit!D230/100)*1000","v":0},{"$f":"(DmYear!$L$6*(Unit!F$166/100)/DB!K$3)*(Unit!E230/100)*1000","v":0},{"$f":"(DmYear!$L$6*(Unit!G$166/100)/DB!L$3)*(Unit!F230/100)*1000","v":0},{"$f":"(DmYear!$L$6*(Unit!H$166/100)/DB!M$3)*(Unit!G230/100)*1000","v":0},{"$f":"(DmYear!$L$6*(Unit!I$166/100)/DB!N$3)*(Unit!H230/100)*1000","v":0},{"$f":"(DmYear!$L$6*(Unit!J$166/100)/DB!O$3)*(Unit!I230/100)*1000","v":0},{"$f":"(DmYear!$L$6*(Unit!K$166/100)/DB!P$3)*(Unit!J230/100)*1000","v":0},{"$f":"(DmYear!$L$6*(Unit!L$166/100)/DB!Q$3)*(Unit!K230/100)*1000","v":0},{"$f":"(DmYear!$L$6*(Unit!M$166/100)/DB!R$3)*(Unit!L230/100)*1000","v":0},{"$f":"(DmYear!$L$6*(Unit!N$166/100)/DB!S$3)*(Unit!M230/100)*1000","v":0},"-",null,17,{"$f":"(DmYear!$L$6*(Unit!C$167/100)/DB!H$4)*(Unit!P230/100)*1000","v":0},{"$f":"(DmYear!$L$6*(Unit!D$167/100)/DB!I$4)*(Unit!Q230/100)*1000","v":0},{"$f":"(DmYear!$L$6*(Unit!E$167/100)/DB!J$4)*(Unit!R230/100)*1000","v":0},{"$f":"(DmYear!$L$6*(Unit!F$167/100)/DB!K$4)*(Unit!S230/100)*1000","v":0},{"$f":"(DmYear!$L$6*(Unit!G$167/100)/DB!L$4)*(Unit!T230/100)*1000","v":0},{"$f":"(DmYear!$L$6*(Unit!H$167/100)/DB!M$4)*(Unit!U230/100)*1000","v":0},{"$f":"(DmYear!$L$6*(Unit!I$167/100)/DB!N$4)*(Unit!V230/100)*1000","v":0},{"$f":"(DmYear!$L$6*(Unit!J$167/100)/DB!O$4)*(Unit!W230/100)*1000","v":0},{"$f":"(DmYear!$L$6*(Unit!K$167/100)/DB!P$4)*(Unit!X230/100)*1000","v":0},{"$f":"(DmYear!$L$6*(Unit!L$167/100)/DB!Q$4)*(Unit!Y230/100)*1000","v":0},{"$f":"(DmYear!$L$6*(Unit!M$167/100)/DB!R$4)*(Unit!Z230/100)*1000","v":0},{"$f":"(DmYear!$L$6*(Unit!N$167/100)/DB!S$4)*(Unit!AA230/100)*1000","v":0},"-",null,17,{"$f":"(DmYear!$L$6*(Unit!C$168/100)/DB!H$5)*(Unit!AD230/100)*1000","v":0},{"$f":"(DmYear!$L$6*(Unit!D$168/100)/DB!I$5)*(Unit!AE230/100)*1000","v":0},{"$f":"(DmYear!$L$6*(Unit!E$168/100)/DB!J$5)*(Unit!AF230/100)*1000","v":0},{"$f":"(DmYear!$L$6*(Unit!F$168/100)/DB!K$5)*(Unit!AG230/100)*1000","v":0},{"$f":"(DmYear!$L$6*(Unit!G$168/100)/DB!L$5)*(Unit!AH230/100)*1000","v":0},{"$f":"(DmYear!$L$6*(Unit!H$168/100)/DB!M$5)*(Unit!AI230/100)*1000","v":0},{"$f":"(DmYear!$L$6*(Unit!I$168/100)/DB!N$5)*(Unit!AJ230/100)*1000","v":0},{"$f":"(DmYear!$L$6*(Unit!J$168/100)/DB!O$5)*(Unit!AK230/100)*1000","v":0},{"$f":"(DmYear!$L$6*(Unit!K$168/100)/DB!P$5)*(Unit!AL230/100)*1000","v":0},{"$f":"(DmYear!$L$6*(Unit!L$168/100)/DB!Q$5)*(Unit!AM230/100)*1000","v":0},{"$f":"(DmYear!$L$6*(Unit!M$168/100)/DB!R$5)*(Unit!AN230/100)*1000","v":0},{"$f":"(DmYear!$L$6*(Unit!N$168/100)/DB!S$5)*(Unit!AO230/100)*1000","v":0},"-",null,null,17,0,0,0,0,0,0,0,0,0,0,0,0,null,null,17,0,0,0,0,0,0,0,0,0,0,0,0,null,null,17,0,0,0,0,0,0,0,0,0,0,0,0,null,null,null,null,17,{"$f":"(DmYear!$L$33*(Unit!C$166/100)/DB!H$3)*(Unit!B230/100)*1000","v":0},{"$f":"(DmYear!$L$33*(Unit!D$166/100)/DB!I$3)*(Unit!C230/100)*1000","v":0},{"$f":"(DmYear!$L$33*(Unit!E$166/100)/DB!J$3)*(Unit!D230/100)*1000","v":0},{"$f":"(DmYear!$L$33*(Unit!F$166/100)/DB!K$3)*(Unit!E230/100)*1000","v":0},{"$f":"(DmYear!$L$33*(Unit!G$166/100)/DB!L$3)*(Unit!F230/100)*1000","v":0},{"$f":"(DmYear!$L$33*(Unit!H$166/100)/DB!M$3)*(Unit!G230/100)*1000","v":0},{"$f":"(DmYear!$L$33*(Unit!I$166/100)/DB!N$3)*(Unit!H230/100)*1000","v":0},{"$f":"(DmYear!$L$33*(Unit!J$166/100)/DB!O$3)*(Unit!I230/100)*1000","v":0},{"$f":"(DmYear!$L$33*(Unit!K$166/100)/DB!P$3)*(Unit!J230/100)*1000","v":0},{"$f":"(DmYear!$L$33*(Unit!L$166/100)/DB!Q$3)*(Unit!K230/100)*1000","v":0},{"$f":"(DmYear!$L$33*(Unit!M$166/100)/DB!R$3)*(Unit!L230/100)*1000","v":0},{"$f":"(DmYear!$L$33*(Unit!N$166/100)/DB!S$3)*(Unit!M230/100)*1000","v":0},"-",null,17,{"$f":"(DmYear!$L$33*(Unit!C$167/100)/DB!H$4)*(Unit!P230/100)*1000","v":0},{"$f":"(DmYear!$L$33*(Unit!D$167/100)/DB!I$4)*(Unit!Q230/100)*1000","v":0},{"$f":"(DmYear!$L$33*(Unit!E$167/100)/DB!J$4)*(Unit!R230/100)*1000","v":0},{"$f":"(DmYear!$L$33*(Unit!F$167/100)/DB!K$4)*(Unit!S230/100)*1000","v":0},{"$f":"(DmYear!$L$33*(Unit!G$167/100)/DB!L$4)*(Unit!T230/100)*1000","v":0},{"$f":"(DmYear!$L$33*(Unit!H$167/100)/DB!M$4)*(Unit!U230/100)*1000","v":0},{"$f":"(DmYear!$L$33*(Unit!I$167/100)/DB!N$4)*(Unit!V230/100)*1000","v":0},{"$f":"(DmYear!$L$33*(Unit!J$167/100)/DB!O$4)*(Unit!W230/100)*1000","v":0},{"$f":"(DmYear!$L$33*(Unit!K$167/100)/DB!P$4)*(Unit!X230/100)*1000","v":0},{"$f":"(DmYear!$L$33*(Unit!L$167/100)/DB!Q$4)*(Unit!Y230/100)*1000","v":0},{"$f":"(DmYear!$L$33*(Unit!M$167/100)/DB!R$4)*(Unit!Z230/100)*1000","v":0},{"$f":"(DmYear!$L$33*(Unit!N$167/100)/DB!S$4)*(Unit!AA230/100)*1000","v":0},"-",null,17,{"$f":"(DmYear!$L$33*(Unit!C$168/100)/DB!H$5)*(Unit!AD230/100)*1000","v":0},{"$f":"(DmYear!$L$33*(Unit!D$168/100)/DB!I$5)*(Unit!AE230/100)*1000","v":0},{"$f":"(DmYear!$L$33*(Unit!E$168/100)/DB!J$5)*(Unit!AF230/100)*1000","v":0},{"$f":"(DmYear!$L$33*(Unit!F$168/100)/DB!K$5)*(Unit!AG230/100)*1000","v":0},{"$f":"(DmYear!$L$33*(Unit!G$168/100)/DB!L$5)*(Unit!AH230/100)*1000","v":0},{"$f":"(DmYear!$L$33*(Unit!H$168/100)/DB!M$5)*(Unit!AI230/100)*1000","v":0},{"$f":"(DmYear!$L$33*(Unit!I$168/100)/DB!N$5)*(Unit!AJ230/100)*1000","v":0},{"$f":"(DmYear!$L$33*(Unit!J$168/100)/DB!O$5)*(Unit!AK230/100)*1000","v":0},{"$f":"(DmYear!$L$33*(Unit!K$168/100)/DB!P$5)*(Unit!AL230/100)*1000","v":0},{"$f":"(DmYear!$L$33*(Unit!L$168/100)/DB!Q$5)*(Unit!AM230/100)*1000","v":0},{"$f":"(DmYear!$L$33*(Unit!M$168/100)/DB!R$5)*(Unit!AN230/100)*1000","v":0},{"$f":"(DmYear!$L$33*(Unit!N$168/100)/DB!S$5)*(Unit!AO230/100)*1000","v":0},"-",null,null,17,0,0,0,0,0,0,0,0,0,0,0,0,null,null,17,0,0,0,0,0,0,0,0,0,0,0,0,null,null,17,0,0,0,0,0,0,0,0,0,0,0,0]
[null,18,{"$f":"(DmYear!$L$6*(Unit!C$166/100)/DB!H$3)*(Unit!B231/100)*1000","v":0},{"$f":"(DmYear!$L$6*(Unit!D$166/100)/DB!I$3)*(Unit!C231/100)*1000","v":0},{"$f":"(DmYear!$L$6*(Unit!E$166/100)/DB!J$3)*(Unit!D231/100)*1000","v":0},{"$f":"(DmYear!$L$6*(Unit!F$166/100)/DB!K$3)*(Unit!E231/100)*1000","v":0},{"$f":"(DmYear!$L$6*(Unit!G$166/100)/DB!L$3)*(Unit!F231/100)*1000","v":0},{"$f":"(DmYear!$L$6*(Unit!H$166/100)/DB!M$3)*(Unit!G231/100)*1000","v":0},{"$f":"(DmYear!$L$6*(Unit!I$166/100)/DB!N$3)*(Unit!H231/100)*1000","v":0},{"$f":"(DmYear!$L$6*(Unit!J$166/100)/DB!O$3)*(Unit!I231/100)*1000","v":0},{"$f":"(DmYear!$L$6*(Unit!K$166/100)/DB!P$3)*(Unit!J231/100)*1000","v":0},{"$f":"(DmYear!$L$6*(Unit!L$166/100)/DB!Q$3)*(Unit!K231/100)*1000","v":0},{"$f":"(DmYear!$L$6*(Unit!M$166/100)/DB!R$3)*(Unit!L231/100)*1000","v":0},{"$f":"(DmYear!$L$6*(Unit!N$166/100)/DB!S$3)*(Unit!M231/100)*1000","v":0},"-",null,18,{"$f":"(DmYear!$L$6*(Unit!C$167/100)/DB!H$4)*(Unit!P231/100)*1000","v":0},{"$f":"(DmYear!$L$6*(Unit!D$167/100)/DB!I$4)*(Unit!Q231/100)*1000","v":0},{"$f":"(DmYear!$L$6*(Unit!E$167/100)/DB!J$4)*(Unit!R231/100)*1000","v":0},{"$f":"(DmYear!$L$6*(Unit!F$167/100)/DB!K$4)*(Unit!S231/100)*1000","v":0},{"$f":"(DmYear!$L$6*(Unit!G$167/100)/DB!L$4)*(Unit!T231/100)*1000","v":0},{"$f":"(DmYear!$L$6*(Unit!H$167/100)/DB!M$4)*(Unit!U231/100)*1000","v":0},{"$f":"(DmYear!$L$6*(Unit!I$167/100)/DB!N$4)*(Unit!V231/100)*1000","v":0},{"$f":"(DmYear!$L$6*(Unit!J$167/100)/DB!O$4)*(Unit!W231/100)*1000","v":0},{"$f":"(DmYear!$L$6*(Unit!K$167/100)/DB!P$4)*(Unit!X231/100)*1000","v":0},{"$f":"(DmYear!$L$6*(Unit!L$167/100)/DB!Q$4)*(Unit!Y231/100)*1000","v":0},{"$f":"(DmYear!$L$6*(Unit!M$167/100)/DB!R$4)*(Unit!Z231/100)*1000","v":0},{"$f":"(DmYear!$L$6*(Unit!N$167/100)/DB!S$4)*(Unit!AA231/100)*1000","v":0},"-",null,18,{"$f":"(DmYear!$L$6*(Unit!C$168/100)/DB!H$5)*(Unit!AD231/100)*1000","v":0},{"$f":"(DmYear!$L$6*(Unit!D$168/100)/DB!I$5)*(Unit!AE231/100)*1000","v":0},{"$f":"(DmYear!$L$6*(Unit!E$168/100)/DB!J$5)*(Unit!AF231/100)*1000","v":0},{"$f":"(DmYear!$L$6*(Unit!F$168/100)/DB!K$5)*(Unit!AG231/100)*1000","v":0},{"$f":"(DmYear!$L$6*(Unit!G$168/100)/DB!L$5)*(Unit!AH231/100)*1000","v":0},{"$f":"(DmYear!$L$6*(Unit!H$168/100)/DB!M$5)*(Unit!AI231/100)*1000","v":0},{"$f":"(DmYear!$L$6*(Unit!I$168/100)/DB!N$5)*(Unit!AJ231/100)*1000","v":0},{"$f":"(DmYear!$L$6*(Unit!J$168/100)/DB!O$5)*(Unit!AK231/100)*1000","v":0},{"$f":"(DmYear!$L$6*(Unit!K$168/100)/DB!P$5)*(Unit!AL231/100)*1000","v":0},{"$f":"(DmYear!$L$6*(Unit!L$168/100)/DB!Q$5)*(Unit!AM231/100)*1000","v":0},{"$f":"(DmYear!$L$6*(Unit!M$168/100)/DB!R$5)*(Unit!AN231/100)*1000","v":0},{"$f":"(DmYear!$L$6*(Unit!N$168/100)/DB!S$5)*(Unit!AO231/100)*1000","v":0},"-",null,null,18,0,0,0,0,0,0,0,0,0,0,0,0,null,null,18,0,0,0,0,0,0,0,0,0,0,0,0,null,null,18,0,0,0,0,0,0,0,0,0,0,0,0,null,null,null,null,18,{"$f":"(DmYear!$L$33*(Unit!C$166/100)/DB!H$3)*(Unit!B231/100)*1000","v":0},{"$f":"(DmYear!$L$33*(Unit!D$166/100)/DB!I$3)*(Unit!C231/100)*1000","v":0},{"$f":"(DmYear!$L$33*(Unit!E$166/100)/DB!J$3)*(Unit!D231/100)*1000","v":0},{"$f":"(DmYear!$L$33*(Unit!F$166/100)/DB!K$3)*(Unit!E231/100)*1000","v":0},{"$f":"(DmYear!$L$33*(Unit!G$166/100)/DB!L$3)*(Unit!F231/100)*1000","v":0},{"$f":"(DmYear!$L$33*(Unit!H$166/100)/DB!M$3)*(Unit!G231/100)*1000","v":0},{"$f":"(DmYear!$L$33*(Unit!I$166/100)/DB!N$3)*(Unit!H231/100)*1000","v":0},{"$f":"(DmYear!$L$33*(Unit!J$166/100)/DB!O$3)*(Unit!I231/100)*1000","v":0},{"$f":"(DmYear!$L$33*(Unit!K$166/100)/DB!P$3)*(Unit!J231/100)*1000","v":0},{"$f":"(DmYear!$L$33*(Unit!L$166/100)/DB!Q$3)*(Unit!K231/100)*1000","v":0},{"$f":"(DmYear!$L$33*(Unit!M$166/100)/DB!R$3)*(Unit!L231/100)*1000","v":0},{"$f":"(DmYear!$L$33*(Unit!N$166/100)/DB!S$3)*(Unit!M231/100)*1000","v":0},"-",null,18,{"$f":"(DmYear!$L$33*(Unit!C$167/100)/DB!H$4)*(Unit!P231/100)*1000","v":0},{"$f":"(DmYear!$L$33*(Unit!D$167/100)/DB!I$4)*(Unit!Q231/100)*1000","v":0},{"$f":"(DmYear!$L$33*(Unit!E$167/100)/DB!J$4)*(Unit!R231/100)*1000","v":0},{"$f":"(DmYear!$L$33*(Unit!F$167/100)/DB!K$4)*(Unit!S231/100)*1000","v":0},{"$f":"(DmYear!$L$33*(Unit!G$167/100)/DB!L$4)*(Unit!T231/100)*1000","v":0},{"$f":"(DmYear!$L$33*(Unit!H$167/100)/DB!M$4)*(Unit!U231/100)*1000","v":0},{"$f":"(DmYear!$L$33*(Unit!I$167/100)/DB!N$4)*(Unit!V231/100)*1000","v":0},{"$f":"(DmYear!$L$33*(Unit!J$167/100)/DB!O$4)*(Unit!W231/100)*1000","v":0},{"$f":"(DmYear!$L$33*(Unit!K$167/100)/DB!P$4)*(Unit!X231/100)*1000","v":0},{"$f":"(DmYear!$L$33*(Unit!L$167/100)/DB!Q$4)*(Unit!Y231/100)*1000","v":0},{"$f":"(DmYear!$L$33*(Unit!M$167/100)/DB!R$4)*(Unit!Z231/100)*1000","v":0},{"$f":"(DmYear!$L$33*(Unit!N$167/100)/DB!S$4)*(Unit!AA231/100)*1000","v":0},"-",null,18,{"$f":"(DmYear!$L$33*(Unit!C$168/100)/DB!H$5)*(Unit!AD231/100)*1000","v":0},{"$f":"(DmYear!$L$33*(Unit!D$168/100)/DB!I$5)*(Unit!AE231/100)*1000","v":0},{"$f":"(DmYear!$L$33*(Unit!E$168/100)/DB!J$5)*(Unit!AF231/100)*1000","v":0},{"$f":"(DmYear!$L$33*(Unit!F$168/100)/DB!K$5)*(Unit!AG231/100)*1000","v":0},{"$f":"(DmYear!$L$33*(Unit!G$168/100)/DB!L$5)*(Unit!AH231/100)*1000","v":0},{"$f":"(DmYear!$L$33*(Unit!H$168/100)/DB!M$5)*(Unit!AI231/100)*1000","v":0},{"$f":"(DmYear!$L$33*(Unit!I$168/100)/DB!N$5)*(Unit!AJ231/100)*1000","v":0},{"$f":"(DmYear!$L$33*(Unit!J$168/100)/DB!O$5)*(Unit!AK231/100)*1000","v":0},{"$f":"(DmYear!$L$33*(Unit!K$168/100)/DB!P$5)*(Unit!AL231/100)*1000","v":0},{"$f":"(DmYear!$L$33*(Unit!L$168/100)/DB!Q$5)*(Unit!AM231/100)*1000","v":0},{"$f":"(DmYear!$L$33*(Unit!M$168/100)/DB!R$5)*(Unit!AN231/100)*1000","v":0},{"$f":"(DmYear!$L$33*(Unit!N$168/100)/DB!S$5)*(Unit!AO231/100)*1000","v":0},"-",null,null,18,0,0,0,0,0,0,0,0,0,0,0,0,null,null,18,0,0,0,0,0,0,0,0,0,0,0,0,null,null,18,0,0,0,0,0,0,0,0,0,0,0,0]
[null,19,{"$f":"(DmYear!$L$6*(Unit!C$166/100)/DB!H$3)*(Unit!B232/100)*1000","v":0},{"$f":"(DmYear!$L$6*(Unit!D$166/100)/DB!I$3)*(Unit!C232/100)*1000","v":0},{"$f":"(DmYear!$L$6*(Unit!E$166/100)/DB!J$3)*(Unit!D232/100)*1000","v":0},{"$f":"(DmYear!$L$6*(Unit!F$166/100)/DB!K$3)*(Unit!E232/100)*1000","v":0},{"$f":"(DmYear!$L$6*(Unit!G$166/100)/DB!L$3)*(Unit!F232/100)*1000","v":0},{"$f":"(DmYear!$L$6*(Unit!H$166/100)/DB!M$3)*(Unit!G232/100)*1000","v":0},{"$f":"(DmYear!$L$6*(Unit!I$166/100)/DB!N$3)*(Unit!H232/100)*1000","v":0},{"$f":"(DmYear!$L$6*(Unit!J$166/100)/DB!O$3)*(Unit!I232/100)*1000","v":0},{"$f":"(DmYear!$L$6*(Unit!K$166/100)/DB!P$3)*(Unit!J232/100)*1000","v":0},{"$f":"(DmYear!$L$6*(Unit!L$166/100)/DB!Q$3)*(Unit!K232/100)*1000","v":0},{"$f":"(DmYear!$L$6*(Unit!M$166/100)/DB!R$3)*(Unit!L232/100)*1000","v":0},{"$f":"(DmYear!$L$6*(Unit!N$166/100)/DB!S$3)*(Unit!M232/100)*1000","v":0},"-",null,19,{"$f":"(DmYear!$L$6*(Unit!C$167/100)/DB!H$4)*(Unit!P232/100)*1000","v":0},{"$f":"(DmYear!$L$6*(Unit!D$167/100)/DB!I$4)*(Unit!Q232/100)*1000","v":0},{"$f":"(DmYear!$L$6*(Unit!E$167/100)/DB!J$4)*(Unit!R232/100)*1000","v":0},{"$f":"(DmYear!$L$6*(Unit!F$167/100)/DB!K$4)*(Unit!S232/100)*1000","v":0},{"$f":"(DmYear!$L$6*(Unit!G$167/100)/DB!L$4)*(Unit!T232/100)*1000","v":0},{"$f":"(DmYear!$L$6*(Unit!H$167/100)/DB!M$4)*(Unit!U232/100)*1000","v":0},{"$f":"(DmYear!$L$6*(Unit!I$167/100)/DB!N$4)*(Unit!V232/100)*1000","v":0},{"$f":"(DmYear!$L$6*(Unit!J$167/100)/DB!O$4)*(Unit!W232/100)*1000","v":0},{"$f":"(DmYear!$L$6*(Unit!K$167/100)/DB!P$4)*(Unit!X232/100)*1000","v":0},{"$f":"(DmYear!$L$6*(Unit!L$167/100)/DB!Q$4)*(Unit!Y232/100)*1000","v":0},{"$f":"(DmYear!$L$6*(Unit!M$167/100)/DB!R$4)*(Unit!Z232/100)*1000","v":0},{"$f":"(DmYear!$L$6*(Unit!N$167/100)/DB!S$4)*(Unit!AA232/100)*1000","v":0},"-",null,19,{"$f":"(DmYear!$L$6*(Unit!C$168/100)/DB!H$5)*(Unit!AD232/100)*1000","v":0},{"$f":"(DmYear!$L$6*(Unit!D$168/100)/DB!I$5)*(Unit!AE232/100)*1000","v":0},{"$f":"(DmYear!$L$6*(Unit!E$168/100)/DB!J$5)*(Unit!AF232/100)*1000","v":0},{"$f":"(DmYear!$L$6*(Unit!F$168/100)/DB!K$5)*(Unit!AG232/100)*1000","v":0},{"$f":"(DmYear!$L$6*(Unit!G$168/100)/DB!L$5)*(Unit!AH232/100)*1000","v":0},{"$f":"(DmYear!$L$6*(Unit!H$168/100)/DB!M$5)*(Unit!AI232/100)*1000","v":0},{"$f":"(DmYear!$L$6*(Unit!I$168/100)/DB!N$5)*(Unit!AJ232/100)*1000","v":0},{"$f":"(DmYear!$L$6*(Unit!J$168/100)/DB!O$5)*(Unit!AK232/100)*1000","v":0},{"$f":"(DmYear!$L$6*(Unit!K$168/100)/DB!P$5)*(Unit!AL232/100)*1000","v":0},{"$f":"(DmYear!$L$6*(Unit!L$168/100)/DB!Q$5)*(Unit!AM232/100)*1000","v":0},{"$f":"(DmYear!$L$6*(Unit!M$168/100)/DB!R$5)*(Unit!AN232/100)*1000","v":0},{"$f":"(DmYear!$L$6*(Unit!N$168/100)/DB!S$5)*(Unit!AO232/100)*1000","v":0},"-",null,null,19,0,0,0,0,0,0,0,0,0,0,0,0,null,null,19,0,0,0,0,0,0,0,0,0,0,0,0,null,null,19,0,0,0,0,0,0,0,0,0,0,0,0,null,null,null,null,19,{"$f":"(DmYear!$L$33*(Unit!C$166/100)/DB!H$3)*(Unit!B232/100)*1000","v":0},{"$f":"(DmYear!$L$33*(Unit!D$166/100)/DB!I$3)*(Unit!C232/100)*1000","v":0},{"$f":"(DmYear!$L$33*(Unit!E$166/100)/DB!J$3)*(Unit!D232/100)*1000","v":0},{"$f":"(DmYear!$L$33*(Unit!F$166/100)/DB!K$3)*(Unit!E232/100)*1000","v":0},{"$f":"(DmYear!$L$33*(Unit!G$166/100)/DB!L$3)*(Unit!F232/100)*1000","v":0},{"$f":"(DmYear!$L$33*(Unit!H$166/100)/DB!M$3)*(Unit!G232/100)*1000","v":0},{"$f":"(DmYear!$L$33*(Unit!I$166/100)/DB!N$3)*(Unit!H232/100)*1000","v":0},{"$f":"(DmYear!$L$33*(Unit!J$166/100)/DB!O$3)*(Unit!I232/100)*1000","v":0},{"$f":"(DmYear!$L$33*(Unit!K$166/100)/DB!P$3)*(Unit!J232/100)*1000","v":0},{"$f":"(DmYear!$L$33*(Unit!L$166/100)/DB!Q$3)*(Unit!K232/100)*1000","v":0},{"$f":"(DmYear!$L$33*(Unit!M$166/100)/DB!R$3)*(Unit!L232/100)*1000","v":0},{"$f":"(DmYear!$L$33*(Unit!N$166/100)/DB!S$3)*(Unit!M232/100)*1000","v":0},"-",null,19,{"$f":"(DmYear!$L$33*(Unit!C$167/100)/DB!H$4)*(Unit!P232/100)*1000","v":0},{"$f":"(DmYear!$L$33*(Unit!D$167/100)/DB!I$4)*(Unit!Q232/100)*1000","v":0},{"$f":"(DmYear!$L$33*(Unit!E$167/100)/DB!J$4)*(Unit!R232/100)*1000","v":0},{"$f":"(DmYear!$L$33*(Unit!F$167/100)/DB!K$4)*(Unit!S232/100)*1000","v":0},{"$f":"(DmYear!$L$33*(Unit!G$167/100)/DB!L$4)*(Unit!T232/100)*1000","v":0},{"$f":"(DmYear!$L$33*(Unit!H$167/100)/DB!M$4)*(Unit!U232/100)*1000","v":0},{"$f":"(DmYear!$L$33*(Unit!I$167/100)/DB!N$4)*(Unit!V232/100)*1000","v":0},{"$f":"(DmYear!$L$33*(Unit!J$167/100)/DB!O$4)*(Unit!W232/100)*1000","v":0},{"$f":"(DmYear!$L$33*(Unit!K$167/100)/DB!P$4)*(Unit!X232/100)*1000","v":0},{"$f":"(DmYear!$L$33*(Unit!L$167/100)/DB!Q$4)*(Unit!Y232/100)*1000","v":0},{"$f":"(DmYear!$L$33*(Unit!M$167/100)/DB!R$4)*(Unit!Z232/100)*1000","v":0},{"$f":"(DmYear!$L$33*(Unit!N$167/100)/DB!S$4)*(Unit!AA232/100)*1000","v":0},"-",null,19,{"$f":"(DmYear!$L$33*(Unit!C$168/100)/DB!H$5)*(Unit!AD232/100)*1000","v":0},{"$f":"(DmYear!$L$33*(Unit!D$168/100)/DB!I$5)*(Unit!AE232/100)*1000","v":0},{"$f":"(DmYear!$L$33*(Unit!E$168/100)/DB!J$5)*(Unit!AF232/100)*1000","v":0},{"$f":"(DmYear!$L$33*(Unit!F$168/100)/DB!K$5)*(Unit!AG232/100)*1000","v":0},{"$f":"(DmYear!$L$33*(Unit!G$168/100)/DB!L$5)*(Unit!AH232/100)*1000","v":0},{"$f":"(DmYear!$L$33*(Unit!H$168/100)/DB!M$5)*(Unit!AI232/100)*1000","v":0},{"$f":"(DmYear!$L$33*(Unit!I$168/100)/DB!N$5)*(Unit!AJ232/100)*1000","v":0},{"$f":"(DmYear!$L$33*(Unit!J$168/100)/DB!O$5)*(Unit!AK232/100)*1000","v":0},{"$f":"(DmYear!$L$33*(Unit!K$168/100)/DB!P$5)*(Unit!AL232/100)*1000","v":0},{"$f":"(DmYear!$L$33*(Unit!L$168/100)/DB!Q$5)*(Unit!AM232/100)*1000","v":0},{"$f":"(DmYear!$L$33*(Unit!M$168/100)/DB!R$5)*(Unit!AN232/100)*1000","v":0},{"$f":"(DmYear!$L$33*(Unit!N$168/100)/DB!S$5)*(Unit!AO232/100)*1000","v":0},"-",null,null,19,0,0,0,0,0,0,0,0,0,0,0,0,null,null,19,0,0,0,0,0,0,0,0,0,0,0,0,null,null,19,0,0,0,0,0,0,0,0,0,0,0,0]
[null,20,{"$f":"(DmYear!$L$6*(Unit!C$166/100)/DB!H$3)*(Unit!B233/100)*1000","v":0},{"$f":"(DmYear!$L$6*(Unit!D$166/100)/DB!I$3)*(Unit!C233/100)*1000","v":0},{"$f":"(DmYear!$L$6*(Unit!E$166/100)/DB!J$3)*(Unit!D233/100)*1000","v":0},{"$f":"(DmYear!$L$6*(Unit!F$166/100)/DB!K$3)*(Unit!E233/100)*1000","v":0},{"$f":"(DmYear!$L$6*(Unit!G$166/100)/DB!L$3)*(Unit!F233/100)*1000","v":0},{"$f":"(DmYear!$L$6*(Unit!H$166/100)/DB!M$3)*(Unit!G233/100)*1000","v":0},{"$f":"(DmYear!$L$6*(Unit!I$166/100)/DB!N$3)*(Unit!H233/100)*1000","v":0},{"$f":"(DmYear!$L$6*(Unit!J$166/100)/DB!O$3)*(Unit!I233/100)*1000","v":0},{"$f":"(DmYear!$L$6*(Unit!K$166/100)/DB!P$3)*(Unit!J233/100)*1000","v":0},{"$f":"(DmYear!$L$6*(Unit!L$166/100)/DB!Q$3)*(Unit!K233/100)*1000","v":0},{"$f":"(DmYear!$L$6*(Unit!M$166/100)/DB!R$3)*(Unit!L233/100)*1000","v":0},{"$f":"(DmYear!$L$6*(Unit!N$166/100)/DB!S$3)*(Unit!M233/100)*1000","v":0},"-",null,20,{"$f":"(DmYear!$L$6*(Unit!C$167/100)/DB!H$4)*(Unit!P233/100)*1000","v":0},{"$f":"(DmYear!$L$6*(Unit!D$167/100)/DB!I$4)*(Unit!Q233/100)*1000","v":0},{"$f":"(DmYear!$L$6*(Unit!E$167/100)/DB!J$4)*(Unit!R233/100)*1000","v":0},{"$f":"(DmYear!$L$6*(Unit!F$167/100)/DB!K$4)*(Unit!S233/100)*1000","v":0},{"$f":"(DmYear!$L$6*(Unit!G$167/100)/DB!L$4)*(Unit!T233/100)*1000","v":0},{"$f":"(DmYear!$L$6*(Unit!H$167/100)/DB!M$4)*(Unit!U233/100)*1000","v":0},{"$f":"(DmYear!$L$6*(Unit!I$167/100)/DB!N$4)*(Unit!V233/100)*1000","v":0},{"$f":"(DmYear!$L$6*(Unit!J$167/100)/DB!O$4)*(Unit!W233/100)*1000","v":0},{"$f":"(DmYear!$L$6*(Unit!K$167/100)/DB!P$4)*(Unit!X233/100)*1000","v":0},{"$f":"(DmYear!$L$6*(Unit!L$167/100)/DB!Q$4)*(Unit!Y233/100)*1000","v":0},{"$f":"(DmYear!$L$6*(Unit!M$167/100)/DB!R$4)*(Unit!Z233/100)*1000","v":0},{"$f":"(DmYear!$L$6*(Unit!N$167/100)/DB!S$4)*(Unit!AA233/100)*1000","v":0},"-",null,20,{"$f":"(DmYear!$L$6*(Unit!C$168/100)/DB!H$5)*(Unit!AD233/100)*1000","v":0},{"$f":"(DmYear!$L$6*(Unit!D$168/100)/DB!I$5)*(Unit!AE233/100)*1000","v":0},{"$f":"(DmYear!$L$6*(Unit!E$168/100)/DB!J$5)*(Unit!AF233/100)*1000","v":0},{"$f":"(DmYear!$L$6*(Unit!F$168/100)/DB!K$5)*(Unit!AG233/100)*1000","v":0},{"$f":"(DmYear!$L$6*(Unit!G$168/100)/DB!L$5)*(Unit!AH233/100)*1000","v":0},{"$f":"(DmYear!$L$6*(Unit!H$168/100)/DB!M$5)*(Unit!AI233/100)*1000","v":0},{"$f":"(DmYear!$L$6*(Unit!I$168/100)/DB!N$5)*(Unit!AJ233/100)*1000","v":0},{"$f":"(DmYear!$L$6*(Unit!J$168/100)/DB!O$5)*(Unit!AK233/100)*1000","v":0},{"$f":"(DmYear!$L$6*(Unit!K$168/100)/DB!P$5)*(Unit!AL233/100)*1000","v":0},{"$f":"(DmYear!$L$6*(Unit!L$168/100)/DB!Q$5)*(Unit!AM233/100)*1000","v":0},{"$f":"(DmYear!$L$6*(Unit!M$168/100)/DB!R$5)*(Unit!AN233/100)*1000","v":0},{"$f":"(DmYear!$L$6*(Unit!N$168/100)/DB!S$5)*(Unit!AO233/100)*1000","v":0},"-",null,null,20,0,0,0,0,0,0,0,0,0,0,0,0,null,null,20,0,0,0,0,0,0,0,0,0,0,0,0,null,null,20,0,0,0,0,0,0,0,0,0,0,0,0,null,null,null,null,20,{"$f":"(DmYear!$L$33*(Unit!C$166/100)/DB!H$3)*(Unit!B233/100)*1000","v":0},{"$f":"(DmYear!$L$33*(Unit!D$166/100)/DB!I$3)*(Unit!C233/100)*1000","v":0},{"$f":"(DmYear!$L$33*(Unit!E$166/100)/DB!J$3)*(Unit!D233/100)*1000","v":0},{"$f":"(DmYear!$L$33*(Unit!F$166/100)/DB!K$3)*(Unit!E233/100)*1000","v":0},{"$f":"(DmYear!$L$33*(Unit!G$166/100)/DB!L$3)*(Unit!F233/100)*1000","v":0},{"$f":"(DmYear!$L$33*(Unit!H$166/100)/DB!M$3)*(Unit!G233/100)*1000","v":0},{"$f":"(DmYear!$L$33*(Unit!I$166/100)/DB!N$3)*(Unit!H233/100)*1000","v":0},{"$f":"(DmYear!$L$33*(Unit!J$166/100)/DB!O$3)*(Unit!I233/100)*1000","v":0},{"$f":"(DmYear!$L$33*(Unit!K$166/100)/DB!P$3)*(Unit!J233/100)*1000","v":0},{"$f":"(DmYear!$L$33*(Unit!L$166/100)/DB!Q$3)*(Unit!K233/100)*1000","v":0},{"$f":"(DmYear!$L$33*(Unit!M$166/100)/DB!R$3)*(Unit!L233/100)*1000","v":0},{"$f":"(DmYear!$L$33*(Unit!N$166/100)/DB!S$3)*(Unit!M233/100)*1000","v":0},"-",null,20,{"$f":"(DmYear!$L$33*(Unit!C$167/100)/DB!H$4)*(Unit!P233/100)*1000","v":0},{"$f":"(DmYear!$L$33*(Unit!D$167/100)/DB!I$4)*(Unit!Q233/100)*1000","v":0},{"$f":"(DmYear!$L$33*(Unit!E$167/100)/DB!J$4)*(Unit!R233/100)*1000","v":0},{"$f":"(DmYear!$L$33*(Unit!F$167/100)/DB!K$4)*(Unit!S233/100)*1000","v":0},{"$f":"(DmYear!$L$33*(Unit!G$167/100)/DB!L$4)*(Unit!T233/100)*1000","v":0},{"$f":"(DmYear!$L$33*(Unit!H$167/100)/DB!M$4)*(Unit!U233/100)*1000","v":0},{"$f":"(DmYear!$L$33*(Unit!I$167/100)/DB!N$4)*(Unit!V233/100)*1000","v":0},{"$f":"(DmYear!$L$33*(Unit!J$167/100)/DB!O$4)*(Unit!W233/100)*1000","v":0},{"$f":"(DmYear!$L$33*(Unit!K$167/100)/DB!P$4)*(Unit!X233/100)*1000","v":0},{"$f":"(DmYear!$L$33*(Unit!L$167/100)/DB!Q$4)*(Unit!Y233/100)*1000","v":0},{"$f":"(DmYear!$L$33*(Unit!M$167/100)/DB!R$4)*(Unit!Z233/100)*1000","v":0},{"$f":"(DmYear!$L$33*(Unit!N$167/100)/DB!S$4)*(Unit!AA233/100)*1000","v":0},"-",null,20,{"$f":"(DmYear!$L$33*(Unit!C$168/100)/DB!H$5)*(Unit!AD233/100)*1000","v":0},{"$f":"(DmYear!$L$33*(Unit!D$168/100)/DB!I$5)*(Unit!AE233/100)*1000","v":0},{"$f":"(DmYear!$L$33*(Unit!E$168/100)/DB!J$5)*(Unit!AF233/100)*1000","v":0},{"$f":"(DmYear!$L$33*(Unit!F$168/100)/DB!K$5)*(Unit!AG233/100)*1000","v":0},{"$f":"(DmYear!$L$33*(Unit!G$168/100)/DB!L$5)*(Unit!AH233/100)*1000","v":0},{"$f":"(DmYear!$L$33*(Unit!H$168/100)/DB!M$5)*(Unit!AI233/100)*1000","v":0},{"$f":"(DmYear!$L$33*(Unit!I$168/100)/DB!N$5)*(Unit!AJ233/100)*1000","v":0},{"$f":"(DmYear!$L$33*(Unit!J$168/100)/DB!O$5)*(Unit!AK233/100)*1000","v":0},{"$f":"(DmYear!$L$33*(Unit!K$168/100)/DB!P$5)*(Unit!AL233/100)*1000","v":0},{"$f":"(DmYear!$L$33*(Unit!L$168/100)/DB!Q$5)*(Unit!AM233/100)*1000","v":0},{"$f":"(DmYear!$L$33*(Unit!M$168/100)/DB!R$5)*(Unit!AN233/100)*1000","v":0},{"$f":"(DmYear!$L$33*(Unit!N$168/100)/DB!S$5)*(Unit!AO233/100)*1000","v":0},"-",null,null,20,0,0,0,0,0,0,0,0,0,0,0,0,null,null,20,0,0,0,0,0,0,0,0,0,0,0,0,null,null,20,0,0,0,0,0,0,0,0,0,0,0,0]
[null,21,{"$f":"(DmYear!$L$6*(Unit!C$166/100)/DB!H$3)*(Unit!B234/100)*1000","v":0},{"$f":"(DmYear!$L$6*(Unit!D$166/100)/DB!I$3)*(Unit!C234/100)*1000","v":0},{"$f":"(DmYear!$L$6*(Unit!E$166/100)/DB!J$3)*(Unit!D234/100)*1000","v":0},{"$f":"(DmYear!$L$6*(Unit!F$166/100)/DB!K$3)*(Unit!E234/100)*1000","v":0},{"$f":"(DmYear!$L$6*(Unit!G$166/100)/DB!L$3)*(Unit!F234/100)*1000","v":0},{"$f":"(DmYear!$L$6*(Unit!H$166/100)/DB!M$3)*(Unit!G234/100)*1000","v":0},{"$f":"(DmYear!$L$6*(Unit!I$166/100)/DB!N$3)*(Unit!H234/100)*1000","v":0},{"$f":"(DmYear!$L$6*(Unit!J$166/100)/DB!O$3)*(Unit!I234/100)*1000","v":0},{"$f":"(DmYear!$L$6*(Unit!K$166/100)/DB!P$3)*(Unit!J234/100)*1000","v":0},{"$f":"(DmYear!$L$6*(Unit!L$166/100)/DB!Q$3)*(Unit!K234/100)*1000","v":0},{"$f":"(DmYear!$L$6*(Unit!M$166/100)/DB!R$3)*(Unit!L234/100)*1000","v":0},{"$f":"(DmYear!$L$6*(Unit!N$166/100)/DB!S$3)*(Unit!M234/100)*1000","v":0},"-",null,21,{"$f":"(DmYear!$L$6*(Unit!C$167/100)/DB!H$4)*(Unit!P234/100)*1000","v":0},{"$f":"(DmYear!$L$6*(Unit!D$167/100)/DB!I$4)*(Unit!Q234/100)*1000","v":0},{"$f":"(DmYear!$L$6*(Unit!E$167/100)/DB!J$4)*(Unit!R234/100)*1000","v":0},{"$f":"(DmYear!$L$6*(Unit!F$167/100)/DB!K$4)*(Unit!S234/100)*1000","v":0},{"$f":"(DmYear!$L$6*(Unit!G$167/100)/DB!L$4)*(Unit!T234/100)*1000","v":0},{"$f":"(DmYear!$L$6*(Unit!H$167/100)/DB!M$4)*(Unit!U234/100)*1000","v":0},{"$f":"(DmYear!$L$6*(Unit!I$167/100)/DB!N$4)*(Unit!V234/100)*1000","v":0},{"$f":"(DmYear!$L$6*(Unit!J$167/100)/DB!O$4)*(Unit!W234/100)*1000","v":0},{"$f":"(DmYear!$L$6*(Unit!K$167/100)/DB!P$4)*(Unit!X234/100)*1000","v":0},{"$f":"(DmYear!$L$6*(Unit!L$167/100)/DB!Q$4)*(Unit!Y234/100)*1000","v":0},{"$f":"(DmYear!$L$6*(Unit!M$167/100)/DB!R$4)*(Unit!Z234/100)*1000","v":0},{"$f":"(DmYear!$L$6*(Unit!N$167/100)/DB!S$4)*(Unit!AA234/100)*1000","v":0},"-",null,21,{"$f":"(DmYear!$L$6*(Unit!C$168/100)/DB!H$5)*(Unit!AD234/100)*1000","v":0},{"$f":"(DmYear!$L$6*(Unit!D$168/100)/DB!I$5)*(Unit!AE234/100)*1000","v":0},{"$f":"(DmYear!$L$6*(Unit!E$168/100)/DB!J$5)*(Unit!AF234/100)*1000","v":0},{"$f":"(DmYear!$L$6*(Unit!F$168/100)/DB!K$5)*(Unit!AG234/100)*1000","v":0},{"$f":"(DmYear!$L$6*(Unit!G$168/100)/DB!L$5)*(Unit!AH234/100)*1000","v":0},{"$f":"(DmYear!$L$6*(Unit!H$168/100)/DB!M$5)*(Unit!AI234/100)*1000","v":0},{"$f":"(DmYear!$L$6*(Unit!I$168/100)/DB!N$5)*(Unit!AJ234/100)*1000","v":0},{"$f":"(DmYear!$L$6*(Unit!J$168/100)/DB!O$5)*(Unit!AK234/100)*1000","v":0},{"$f":"(DmYear!$L$6*(Unit!K$168/100)/DB!P$5)*(Unit!AL234/100)*1000","v":0},{"$f":"(DmYear!$L$6*(Unit!L$168/100)/DB!Q$5)*(Unit!AM234/100)*1000","v":0},{"$f":"(DmYear!$L$6*(Unit!M$168/100)/DB!R$5)*(Unit!AN234/100)*1000","v":0},{"$f":"(DmYear!$L$6*(Unit!N$168/100)/DB!S$5)*(Unit!AO234/100)*1000","v":0},"-",null,null,21,0,0,0,0,0,0,0,0,0,0,0,0,null,null,21,0,0,0,0,0,0,0,0,0,0,0,0,null,null,21,0,0,0,0,0,0,0,0,0,0,0,0,null,null,null,null,21,{"$f":"(DmYear!$L$33*(Unit!C$166/100)/DB!H$3)*(Unit!B234/100)*1000","v":0},{"$f":"(DmYear!$L$33*(Unit!D$166/100)/DB!I$3)*(Unit!C234/100)*1000","v":0},{"$f":"(DmYear!$L$33*(Unit!E$166/100)/DB!J$3)*(Unit!D234/100)*1000","v":0},{"$f":"(DmYear!$L$33*(Unit!F$166/100)/DB!K$3)*(Unit!E234/100)*1000","v":0},{"$f":"(DmYear!$L$33*(Unit!G$166/100)/DB!L$3)*(Unit!F234/100)*1000","v":0},{"$f":"(DmYear!$L$33*(Unit!H$166/100)/DB!M$3)*(Unit!G234/100)*1000","v":0},{"$f":"(DmYear!$L$33*(Unit!I$166/100)/DB!N$3)*(Unit!H234/100)*1000","v":0},{"$f":"(DmYear!$L$33*(Unit!J$166/100)/DB!O$3)*(Unit!I234/100)*1000","v":0},{"$f":"(DmYear!$L$33*(Unit!K$166/100)/DB!P$3)*(Unit!J234/100)*1000","v":0},{"$f":"(DmYear!$L$33*(Unit!L$166/100)/DB!Q$3)*(Unit!K234/100)*1000","v":0},{"$f":"(DmYear!$L$33*(Unit!M$166/100)/DB!R$3)*(Unit!L234/100)*1000","v":0},{"$f":"(DmYear!$L$33*(Unit!N$166/100)/DB!S$3)*(Unit!M234/100)*1000","v":0},"-",null,21,{"$f":"(DmYear!$L$33*(Unit!C$167/100)/DB!H$4)*(Unit!P234/100)*1000","v":0},{"$f":"(DmYear!$L$33*(Unit!D$167/100)/DB!I$4)*(Unit!Q234/100)*1000","v":0},{"$f":"(DmYear!$L$33*(Unit!E$167/100)/DB!J$4)*(Unit!R234/100)*1000","v":0},{"$f":"(DmYear!$L$33*(Unit!F$167/100)/DB!K$4)*(Unit!S234/100)*1000","v":0},{"$f":"(DmYear!$L$33*(Unit!G$167/100)/DB!L$4)*(Unit!T234/100)*1000","v":0},{"$f":"(DmYear!$L$33*(Unit!H$167/100)/DB!M$4)*(Unit!U234/100)*1000","v":0},{"$f":"(DmYear!$L$33*(Unit!I$167/100)/DB!N$4)*(Unit!V234/100)*1000","v":0},{"$f":"(DmYear!$L$33*(Unit!J$167/100)/DB!O$4)*(Unit!W234/100)*1000","v":0},{"$f":"(DmYear!$L$33*(Unit!K$167/100)/DB!P$4)*(Unit!X234/100)*1000","v":0},{"$f":"(DmYear!$L$33*(Unit!L$167/100)/DB!Q$4)*(Unit!Y234/100)*1000","v":0},{"$f":"(DmYear!$L$33*(Unit!M$167/100)/DB!R$4)*(Unit!Z234/100)*1000","v":0},{"$f":"(DmYear!$L$33*(Unit!N$167/100)/DB!S$4)*(Unit!AA234/100)*1000","v":0},"-",null,21,{"$f":"(DmYear!$L$33*(Unit!C$168/100)/DB!H$5)*(Unit!AD234/100)*1000","v":0},{"$f":"(DmYear!$L$33*(Unit!D$168/100)/DB!I$5)*(Unit!AE234/100)*1000","v":0},{"$f":"(DmYear!$L$33*(Unit!E$168/100)/DB!J$5)*(Unit!AF234/100)*1000","v":0},{"$f":"(DmYear!$L$33*(Unit!F$168/100)/DB!K$5)*(Unit!AG234/100)*1000","v":0},{"$f":"(DmYear!$L$33*(Unit!G$168/100)/DB!L$5)*(Unit!AH234/100)*1000","v":0},{"$f":"(DmYear!$L$33*(Unit!H$168/100)/DB!M$5)*(Unit!AI234/100)*1000","v":0},{"$f":"(DmYear!$L$33*(Unit!I$168/100)/DB!N$5)*(Unit!AJ234/100)*1000","v":0},{"$f":"(DmYear!$L$33*(Unit!J$168/100)/DB!O$5)*(Unit!AK234/100)*1000","v":0},{"$f":"(DmYear!$L$33*(Unit!K$168/100)/DB!P$5)*(Unit!AL234/100)*1000","v":0},{"$f":"(DmYear!$L$33*(Unit!L$168/100)/DB!Q$5)*(Unit!AM234/100)*1000","v":0},{"$f":"(DmYear!$L$33*(Unit!M$168/100)/DB!R$5)*(Unit!AN234/100)*1000","v":0},{"$f":"(DmYear!$L$33*(Unit!N$168/100)/DB!S$5)*(Unit!AO234/100)*1000","v":0},"-",null,null,21,0,0,0,0,0,0,0,0,0,0,0,0,null,null,21,0,0,0,0,0,0,0,0,0,0,0,0,null,null,21,0,0,0,0,0,0,0,0,0,0,0,0]
[null,22,{"$f":"(DmYear!$L$6*(Unit!C$166/100)/DB!H$3)*(Unit!B235/100)*1000","v":0},{"$f":"(DmYear!$L$6*(Unit!D$166/100)/DB!I$3)*(Unit!C235/100)*1000","v":0},{"$f":"(DmYear!$L$6*(Unit!E$166/100)/DB!J$3)*(Unit!D235/100)*1000","v":0},{"$f":"(DmYear!$L$6*(Unit!F$166/100)/DB!K$3)*(Unit!E235/100)*1000","v":0},{"$f":"(DmYear!$L$6*(Unit!G$166/100)/DB!L$3)*(Unit!F235/100)*1000","v":0},{"$f":"(DmYear!$L$6*(Unit!H$166/100)/DB!M$3)*(Unit!G235/100)*1000","v":0},{"$f":"(DmYear!$L$6*(Unit!I$166/100)/DB!N$3)*(Unit!H235/100)*1000","v":0},{"$f":"(DmYear!$L$6*(Unit!J$166/100)/DB!O$3)*(Unit!I235/100)*1000","v":0},{"$f":"(DmYear!$L$6*(Unit!K$166/100)/DB!P$3)*(Unit!J235/100)*1000","v":0},{"$f":"(DmYear!$L$6*(Unit!L$166/100)/DB!Q$3)*(Unit!K235/100)*1000","v":0},{"$f":"(DmYear!$L$6*(Unit!M$166/100)/DB!R$3)*(Unit!L235/100)*1000","v":0},{"$f":"(DmYear!$L$6*(Unit!N$166/100)/DB!S$3)*(Unit!M235/100)*1000","v":0},"-",null,22,{"$f":"(DmYear!$L$6*(Unit!C$167/100)/DB!H$4)*(Unit!P235/100)*1000","v":0},{"$f":"(DmYear!$L$6*(Unit!D$167/100)/DB!I$4)*(Unit!Q235/100)*1000","v":0},{"$f":"(DmYear!$L$6*(Unit!E$167/100)/DB!J$4)*(Unit!R235/100)*1000","v":0},{"$f":"(DmYear!$L$6*(Unit!F$167/100)/DB!K$4)*(Unit!S235/100)*1000","v":0},{"$f":"(DmYear!$L$6*(Unit!G$167/100)/DB!L$4)*(Unit!T235/100)*1000","v":0},{"$f":"(DmYear!$L$6*(Unit!H$167/100)/DB!M$4)*(Unit!U235/100)*1000","v":0},{"$f":"(DmYear!$L$6*(Unit!I$167/100)/DB!N$4)*(Unit!V235/100)*1000","v":0},{"$f":"(DmYear!$L$6*(Unit!J$167/100)/DB!O$4)*(Unit!W235/100)*1000","v":0},{"$f":"(DmYear!$L$6*(Unit!K$167/100)/DB!P$4)*(Unit!X235/100)*1000","v":0},{"$f":"(DmYear!$L$6*(Unit!L$167/100)/DB!Q$4)*(Unit!Y235/100)*1000","v":0},{"$f":"(DmYear!$L$6*(Unit!M$167/100)/DB!R$4)*(Unit!Z235/100)*1000","v":0},{"$f":"(DmYear!$L$6*(Unit!N$167/100)/DB!S$4)*(Unit!AA235/100)*1000","v":0},"-",null,22,{"$f":"(DmYear!$L$6*(Unit!C$168/100)/DB!H$5)*(Unit!AD235/100)*1000","v":0},{"$f":"(DmYear!$L$6*(Unit!D$168/100)/DB!I$5)*(Unit!AE235/100)*1000","v":0},{"$f":"(DmYear!$L$6*(Unit!E$168/100)/DB!J$5)*(Unit!AF235/100)*1000","v":0},{"$f":"(DmYear!$L$6*(Unit!F$168/100)/DB!K$5)*(Unit!AG235/100)*1000","v":0},{"$f":"(DmYear!$L$6*(Unit!G$168/100)/DB!L$5)*(Unit!AH235/100)*1000","v":0},{"$f":"(DmYear!$L$6*(Unit!H$168/100)/DB!M$5)*(Unit!AI235/100)*1000","v":0},{"$f":"(DmYear!$L$6*(Unit!I$168/100)/DB!N$5)*(Unit!AJ235/100)*1000","v":0},{"$f":"(DmYear!$L$6*(Unit!J$168/100)/DB!O$5)*(Unit!AK235/100)*1000","v":0},{"$f":"(DmYear!$L$6*(Unit!K$168/100)/DB!P$5)*(Unit!AL235/100)*1000","v":0},{"$f":"(DmYear!$L$6*(Unit!L$168/100)/DB!Q$5)*(Unit!AM235/100)*1000","v":0},{"$f":"(DmYear!$L$6*(Unit!M$168/100)/DB!R$5)*(Unit!AN235/100)*1000","v":0},{"$f":"(DmYear!$L$6*(Unit!N$168/100)/DB!S$5)*(Unit!AO235/100)*1000","v":0},"-",null,null,22,0,0,0,0,0,0,0,0,0,0,0,0,null,null,22,0,0,0,0,0,0,0,0,0,0,0,0,null,null,22,0,0,0,0,0,0,0,0,0,0,0,0,null,null,null,null,22,{"$f":"(DmYear!$L$33*(Unit!C$166/100)/DB!H$3)*(Unit!B235/100)*1000","v":0},{"$f":"(DmYear!$L$33*(Unit!D$166/100)/DB!I$3)*(Unit!C235/100)*1000","v":0},{"$f":"(DmYear!$L$33*(Unit!E$166/100)/DB!J$3)*(Unit!D235/100)*1000","v":0},{"$f":"(DmYear!$L$33*(Unit!F$166/100)/DB!K$3)*(Unit!E235/100)*1000","v":0},{"$f":"(DmYear!$L$33*(Unit!G$166/100)/DB!L$3)*(Unit!F235/100)*1000","v":0},{"$f":"(DmYear!$L$33*(Unit!H$166/100)/DB!M$3)*(Unit!G235/100)*1000","v":0},{"$f":"(DmYear!$L$33*(Unit!I$166/100)/DB!N$3)*(Unit!H235/100)*1000","v":0},{"$f":"(DmYear!$L$33*(Unit!J$166/100)/DB!O$3)*(Unit!I235/100)*1000","v":0},{"$f":"(DmYear!$L$33*(Unit!K$166/100)/DB!P$3)*(Unit!J235/100)*1000","v":0},{"$f":"(DmYear!$L$33*(Unit!L$166/100)/DB!Q$3)*(Unit!K235/100)*1000","v":0},{"$f":"(DmYear!$L$33*(Unit!M$166/100)/DB!R$3)*(Unit!L235/100)*1000","v":0},{"$f":"(DmYear!$L$33*(Unit!N$166/100)/DB!S$3)*(Unit!M235/100)*1000","v":0},"-",null,22,{"$f":"(DmYear!$L$33*(Unit!C$167/100)/DB!H$4)*(Unit!P235/100)*1000","v":0},{"$f":"(DmYear!$L$33*(Unit!D$167/100)/DB!I$4)*(Unit!Q235/100)*1000","v":0},{"$f":"(DmYear!$L$33*(Unit!E$167/100)/DB!J$4)*(Unit!R235/100)*1000","v":0},{"$f":"(DmYear!$L$33*(Unit!F$167/100)/DB!K$4)*(Unit!S235/100)*1000","v":0},{"$f":"(DmYear!$L$33*(Unit!G$167/100)/DB!L$4)*(Unit!T235/100)*1000","v":0},{"$f":"(DmYear!$L$33*(Unit!H$167/100)/DB!M$4)*(Unit!U235/100)*1000","v":0},{"$f":"(DmYear!$L$33*(Unit!I$167/100)/DB!N$4)*(Unit!V235/100)*1000","v":0},{"$f":"(DmYear!$L$33*(Unit!J$167/100)/DB!O$4)*(Unit!W235/100)*1000","v":0},{"$f":"(DmYear!$L$33*(Unit!K$167/100)/DB!P$4)*(Unit!X235/100)*1000","v":0},{"$f":"(DmYear!$L$33*(Unit!L$167/100)/DB!Q$4)*(Unit!Y235/100)*1000","v":0},{"$f":"(DmYear!$L$33*(Unit!M$167/100)/DB!R$4)*(Unit!Z235/100)*1000","v":0},{"$f":"(DmYear!$L$33*(Unit!N$167/100)/DB!S$4)*(Unit!AA235/100)*1000","v":0},"-",null,22,{"$f":"(DmYear!$L$33*(Unit!C$168/100)/DB!H$5)*(Unit!AD235/100)*1000","v":0},{"$f":"(DmYear!$L$33*(Unit!D$168/100)/DB!I$5)*(Unit!AE235/100)*1000","v":0},{"$f":"(DmYear!$L$33*(Unit!E$168/100)/DB!J$5)*(Unit!AF235/100)*1000","v":0},{"$f":"(DmYear!$L$33*(Unit!F$168/100)/DB!K$5)*(Unit!AG235/100)*1000","v":0},{"$f":"(DmYear!$L$33*(Unit!G$168/100)/DB!L$5)*(Unit!AH235/100)*1000","v":0},{"$f":"(DmYear!$L$33*(Unit!H$168/100)/DB!M$5)*(Unit!AI235/100)*1000","v":0},{"$f":"(DmYear!$L$33*(Unit!I$168/100)/DB!N$5)*(Unit!AJ235/100)*1000","v":0},{"$f":"(DmYear!$L$33*(Unit!J$168/100)/DB!O$5)*(Unit!AK235/100)*1000","v":0},{"$f":"(DmYear!$L$33*(Unit!K$168/100)/DB!P$5)*(Unit!AL235/100)*1000","v":0},{"$f":"(DmYear!$L$33*(Unit!L$168/100)/DB!Q$5)*(Unit!AM235/100)*1000","v":0},{"$f":"(DmYear!$L$33*(Unit!M$168/100)/DB!R$5)*(Unit!AN235/100)*1000","v":0},{"$f":"(DmYear!$L$33*(Unit!N$168/100)/DB!S$5)*(Unit!AO235/100)*1000","v":0},"-",null,null,22,0,0,0,0,0,0,0,0,0,0,0,0,null,null,22,0,0,0,0,0,0,0,0,0,0,0,0,null,null,22,0,0,0,0,0,0,0,0,0,0,0,0]
[null,23,{"$f":"(DmYear!$L$6*(Unit!C$166/100)/DB!H$3)*(Unit!B236/100)*1000","v":0},{"$f":"(DmYear!$L$6*(Unit!D$166/100)/DB!I$3)*(Unit!C236/100)*1000","v":0},{"$f":"(DmYear!$L$6*(Unit!E$166/100)/DB!J$3)*(Unit!D236/100)*1000","v":0},{"$f":"(DmYear!$L$6*(Unit!F$166/100)/DB!K$3)*(Unit!E236/100)*1000","v":0},{"$f":"(DmYear!$L$6*(Unit!G$166/100)/DB!L$3)*(Unit!F236/100)*1000","v":0},{"$f":"(DmYear!$L$6*(Unit!H$166/100)/DB!M$3)*(Unit!G236/100)*1000","v":0},{"$f":"(DmYear!$L$6*(Unit!I$166/100)/DB!N$3)*(Unit!H236/100)*1000","v":0},{"$f":"(DmYear!$L$6*(Unit!J$166/100)/DB!O$3)*(Unit!I236/100)*1000","v":0},{"$f":"(DmYear!$L$6*(Unit!K$166/100)/DB!P$3)*(Unit!J236/100)*1000","v":0},{"$f":"(DmYear!$L$6*(Unit!L$166/100)/DB!Q$3)*(Unit!K236/100)*1000","v":0},{"$f":"(DmYear!$L$6*(Unit!M$166/100)/DB!R$3)*(Unit!L236/100)*1000","v":0},{"$f":"(DmYear!$L$6*(Unit!N$166/100)/DB!S$3)*(Unit!M236/100)*1000","v":0},"-",null,23,{"$f":"(DmYear!$L$6*(Unit!C$167/100)/DB!H$4)*(Unit!P236/100)*1000","v":0},{"$f":"(DmYear!$L$6*(Unit!D$167/100)/DB!I$4)*(Unit!Q236/100)*1000","v":0},{"$f":"(DmYear!$L$6*(Unit!E$167/100)/DB!J$4)*(Unit!R236/100)*1000","v":0},{"$f":"(DmYear!$L$6*(Unit!F$167/100)/DB!K$4)*(Unit!S236/100)*1000","v":0},{"$f":"(DmYear!$L$6*(Unit!G$167/100)/DB!L$4)*(Unit!T236/100)*1000","v":0},{"$f":"(DmYear!$L$6*(Unit!H$167/100)/DB!M$4)*(Unit!U236/100)*1000","v":0},{"$f":"(DmYear!$L$6*(Unit!I$167/100)/DB!N$4)*(Unit!V236/100)*1000","v":0},{"$f":"(DmYear!$L$6*(Unit!J$167/100)/DB!O$4)*(Unit!W236/100)*1000","v":0},{"$f":"(DmYear!$L$6*(Unit!K$167/100)/DB!P$4)*(Unit!X236/100)*1000","v":0},{"$f":"(DmYear!$L$6*(Unit!L$167/100)/DB!Q$4)*(Unit!Y236/100)*1000","v":0},{"$f":"(DmYear!$L$6*(Unit!M$167/100)/DB!R$4)*(Unit!Z236/100)*1000","v":0},{"$f":"(DmYear!$L$6*(Unit!N$167/100)/DB!S$4)*(Unit!AA236/100)*1000","v":0},"-",null,23,{"$f":"(DmYear!$L$6*(Unit!C$168/100)/DB!H$5)*(Unit!AD236/100)*1000","v":0},{"$f":"(DmYear!$L$6*(Unit!D$168/100)/DB!I$5)*(Unit!AE236/100)*1000","v":0},{"$f":"(DmYear!$L$6*(Unit!E$168/100)/DB!J$5)*(Unit!AF236/100)*1000","v":0},{"$f":"(DmYear!$L$6*(Unit!F$168/100)/DB!K$5)*(Unit!AG236/100)*1000","v":0},{"$f":"(DmYear!$L$6*(Unit!G$168/100)/DB!L$5)*(Unit!AH236/100)*1000","v":0},{"$f":"(DmYear!$L$6*(Unit!H$168/100)/DB!M$5)*(Unit!AI236/100)*1000","v":0},{"$f":"(DmYear!$L$6*(Unit!I$168/100)/DB!N$5)*(Unit!AJ236/100)*1000","v":0},{"$f":"(DmYear!$L$6*(Unit!J$168/100)/DB!O$5)*(Unit!AK236/100)*1000","v":0},{"$f":"(DmYear!$L$6*(Unit!K$168/100)/DB!P$5)*(Unit!AL236/100)*1000","v":0},{"$f":"(DmYear!$L$6*(Unit!L$168/100)/DB!Q$5)*(Unit!AM236/100)*1000","v":0},{"$f":"(DmYear!$L$6*(Unit!M$168/100)/DB!R$5)*(Unit!AN236/100)*1000","v":0},{"$f":"(DmYear!$L$6*(Unit!N$168/100)/DB!S$5)*(Unit!AO236/100)*1000","v":0},"-",null,null,23,0,0,0,0,0,0,0,0,0,0,0,0,null,null,23,0,0,0,0,0,0,0,0,0,0,0,0,null,null,23,0,0,0,0,0,0,0,0,0,0,0,0,null,null,null,null,23,{"$f":"(DmYear!$L$33*(Unit!C$166/100)/DB!H$3)*(Unit!B236/100)*1000","v":0},{"$f":"(DmYear!$L$33*(Unit!D$166/100)/DB!I$3)*(Unit!C236/100)*1000","v":0},{"$f":"(DmYear!$L$33*(Unit!E$166/100)/DB!J$3)*(Unit!D236/100)*1000","v":0},{"$f":"(DmYear!$L$33*(Unit!F$166/100)/DB!K$3)*(Unit!E236/100)*1000","v":0},{"$f":"(DmYear!$L$33*(Unit!G$166/100)/DB!L$3)*(Unit!F236/100)*1000","v":0},{"$f":"(DmYear!$L$33*(Unit!H$166/100)/DB!M$3)*(Unit!G236/100)*1000","v":0},{"$f":"(DmYear!$L$33*(Unit!I$166/100)/DB!N$3)*(Unit!H236/100)*1000","v":0},{"$f":"(DmYear!$L$33*(Unit!J$166/100)/DB!O$3)*(Unit!I236/100)*1000","v":0},{"$f":"(DmYear!$L$33*(Unit!K$166/100)/DB!P$3)*(Unit!J236/100)*1000","v":0},{"$f":"(DmYear!$L$33*(Unit!L$166/100)/DB!Q$3)*(Unit!K236/100)*1000","v":0},{"$f":"(DmYear!$L$33*(Unit!M$166/100)/DB!R$3)*(Unit!L236/100)*1000","v":0},{"$f":"(DmYear!$L$33*(Unit!N$166/100)/DB!S$3)*(Unit!M236/100)*1000","v":0},"-",null,23,{"$f":"(DmYear!$L$33*(Unit!C$167/100)/DB!H$4)*(Unit!P236/100)*1000","v":0},{"$f":"(DmYear!$L$33*(Unit!D$167/100)/DB!I$4)*(Unit!Q236/100)*1000","v":0},{"$f":"(DmYear!$L$33*(Unit!E$167/100)/DB!J$4)*(Unit!R236/100)*1000","v":0},{"$f":"(DmYear!$L$33*(Unit!F$167/100)/DB!K$4)*(Unit!S236/100)*1000","v":0},{"$f":"(DmYear!$L$33*(Unit!G$167/100)/DB!L$4)*(Unit!T236/100)*1000","v":0},{"$f":"(DmYear!$L$33*(Unit!H$167/100)/DB!M$4)*(Unit!U236/100)*1000","v":0},{"$f":"(DmYear!$L$33*(Unit!I$167/100)/DB!N$4)*(Unit!V236/100)*1000","v":0},{"$f":"(DmYear!$L$33*(Unit!J$167/100)/DB!O$4)*(Unit!W236/100)*1000","v":0},{"$f":"(DmYear!$L$33*(Unit!K$167/100)/DB!P$4)*(Unit!X236/100)*1000","v":0},{"$f":"(DmYear!$L$33*(Unit!L$167/100)/DB!Q$4)*(Unit!Y236/100)*1000","v":0},{"$f":"(DmYear!$L$33*(Unit!M$167/100)/DB!R$4)*(Unit!Z236/100)*1000","v":0},{"$f":"(DmYear!$L$33*(Unit!N$167/100)/DB!S$4)*(Unit!AA236/100)*1000","v":0},"-",null,23,{"$f":"(DmYear!$L$33*(Unit!C$168/100)/DB!H$5)*(Unit!AD236/100)*1000","v":0},{"$f":"(DmYear!$L$33*(Unit!D$168/100)/DB!I$5)*(Unit!AE236/100)*1000","v":0},{"$f":"(DmYear!$L$33*(Unit!E$168/100)/DB!J$5)*(Unit!AF236/100)*1000","v":0},{"$f":"(DmYear!$L$33*(Unit!F$168/100)/DB!K$5)*(Unit!AG236/100)*1000","v":0},{"$f":"(DmYear!$L$33*(Unit!G$168/100)/DB!L$5)*(Unit!AH236/100)*1000","v":0},{"$f":"(DmYear!$L$33*(Unit!H$168/100)/DB!M$5)*(Unit!AI236/100)*1000","v":0},{"$f":"(DmYear!$L$33*(Unit!I$168/100)/DB!N$5)*(Unit!AJ236/100)*1000","v":0},{"$f":"(DmYear!$L$33*(Unit!J$168/100)/DB!O$5)*(Unit!AK236/100)*1000","v":0},{"$f":"(DmYear!$L$33*(Unit!K$168/100)/DB!P$5)*(Unit!AL236/100)*1000","v":0},{"$f":"(DmYear!$L$33*(Unit!L$168/100)/DB!Q$5)*(Unit!AM236/100)*1000","v":0},{"$f":"(DmYear!$L$33*(Unit!M$168/100)/DB!R$5)*(Unit!AN236/100)*1000","v":0},{"$f":"(DmYear!$L$33*(Unit!N$168/100)/DB!S$5)*(Unit!AO236/100)*1000","v":0},"-",null,null,23,0,0,0,0,0,0,0,0,0,0,0,0,null,null,23,0,0,0,0,0,0,0,0,0,0,0,0,null,null,23,0,0,0,0,0,0,0,0,0,0,0,0]
[null,"MJ/日",{"$f":"DmYear!$L$6*(Unit!C$166/100)/DB!H$3*1000","v":0},{"$f":"DmYear!$L$6*(Unit!D$166/100)/DB!I$3*1000","v":0},{"$f":"DmYear!$L$6*(Unit!E$166/100)/DB!J$3*1000","v":0},{"$f":"DmYear!$L$6*(Unit!F$166/100)/DB!K$3*1000","v":0},{"$f":"DmYear!$L$6*(Unit!G$166/100)/DB!L$3*1000","v":0},{"$f":"DmYear!$L$6*(Unit!H$166/100)/DB!M$3*1000","v":0},{"$f":"DmYear!$L$6*(Unit!I$166/100)/DB!N$3*1000","v":0},{"$f":"DmYear!$L$6*(Unit!J$166/100)/DB!O$3*1000","v":0},{"$f":"DmYear!$L$6*(Unit!K$166/100)/DB!P$3*1000","v":0},{"$f":"DmYear!$L$6*(Unit!L$166/100)/DB!Q$3*1000","v":0},{"$f":"DmYear!$L$6*(Unit!M$166/100)/DB!R$3*1000","v":0},{"$f":"DmYear!$L$6*(Unit!N$166/100)/DB!S$3*1000","v":0},"-",null,"MJ/日",{"$f":"DmYear!$L$6*(Unit!C$167/100)/DB!H$4*1000","v":0},{"$f":"DmYear!$L$6*(Unit!D$167/100)/DB!I$4*1000","v":0},{"$f":"DmYear!$L$6*(Unit!E$167/100)/DB!J$4*1000","v":0},{"$f":"DmYear!$L$6*(Unit!F$167/100)/DB!K$4*1000","v":0},{"$f":"DmYear!$L$6*(Unit!G$167/100)/DB!L$4*1000","v":0},{"$f":"DmYear!$L$6*(Unit!H$167/100)/DB!M$4*1000","v":0},{"$f":"DmYear!$L$6*(Unit!I$167/100)/DB!N$4*1000","v":0},{"$f":"DmYear!$L$6*(Unit!J$167/100)/DB!O$4*1000","v":0},{"$f":"DmYear!$L$6*(Unit!K$167/100)/DB!P$4*1000","v":0},{"$f":"DmYear!$L$6*(Unit!L$167/100)/DB!Q$4*1000","v":0},{"$f":"DmYear!$L$6*(Unit!M$167/100)/DB!R$4*1000","v":0},{"$f":"DmYear!$L$6*(Unit!N$167/100)/DB!S$4*1000","v":0},"-",null,"MJ/日",{"$f":"DmYear!$L$6*(Unit!C$168/100)/DB!H$5*1000","v":0},{"$f":"DmYear!$L$6*(Unit!D$168/100)/DB!I$5*1000","v":0},{"$f":"DmYear!$L$6*(Unit!E$168/100)/DB!J$5*1000","v":0},{"$f":"DmYear!$L$6*(Unit!F$168/100)/DB!K$5*1000","v":0},{"$f":"DmYear!$L$6*(Unit!G$168/100)/DB!L$5*1000","v":0},{"$f":"DmYear!$L$6*(Unit!H$168/100)/DB!M$5*1000","v":0},{"$f":"DmYear!$L$6*(Unit!I$168/100)/DB!N$5*1000","v":0},{"$f":"DmYear!$L$6*(Unit!J$168/100)/DB!O$5*1000","v":0},{"$f":"DmYear!$L$6*(Unit!K$168/100)/DB!P$5*1000","v":0},{"$f":"DmYear!$L$6*(Unit!L$168/100)/DB!Q$5*1000","v":0},{"$f":"DmYear!$L$6*(Unit!M$168/100)/DB!R$5*1000","v":0},{"$f":"DmYear!$L$6*(Unit!N$168/100)/DB!S$5*1000","v":0},"-",null,null,"MJ/日",{"$f":"SUM(AW213:AW236)","v":0},{"$f":"SUM(AX213:AX236)","v":0},{"$f":"SUM(AY213:AY236)","v":0},{"$f":"SUM(AZ213:AZ236)","v":0},{"$f":"SUM(BA213:BA236)","v":0},{"$f":"SUM(BB213:BB236)","v":0},{"$f":"SUM(BC213:BC236)","v":0},{"$f":"SUM(BD213:BD236)","v":0},{"$f":"SUM(BE213:BE236)","v":0},{"$f":"SUM(BF213:BF236)","v":0},{"$f":"SUM(BG213:BG236)","v":0},{"$f":"SUM(BH213:BH236)","v":0},null,null,"MJ/日",{"$f":"SUM(BL213:BL236)","v":0},{"$f":"SUM(BM213:BM236)","v":0},{"$f":"SUM(BN213:BN236)","v":0},{"$f":"SUM(BO213:BO236)","v":0},{"$f":"SUM(BP213:BP236)","v":0},{"$f":"SUM(BQ213:BQ236)","v":0},{"$f":"SUM(BR213:BR236)","v":0},{"$f":"SUM(BS213:BS236)","v":0},{"$f":"SUM(BT213:BT236)","v":0},{"$f":"SUM(BU213:BU236)","v":0},{"$f":"SUM(BV213:BV236)","v":0},{"$f":"SUM(BW213:BW236)","v":0},null,null,"MJ/日",{"$f":"SUM(CA213:CA236)","v":0},{"$f":"SUM(CB213:CB236)","v":0},{"$f":"SUM(CC213:CC236)","v":0},{"$f":"SUM(CD213:CD236)","v":0},{"$f":"SUM(CE213:CE236)","v":0},{"$f":"SUM(CF213:CF236)","v":0},{"$f":"SUM(CG213:CG236)","v":0},{"$f":"SUM(CH213:CH236)","v":0},{"$f":"SUM(CI213:CI236)","v":0},{"$f":"SUM(CJ213:CJ236)","v":0},{"$f":"SUM(CK213:CK236)","v":0},{"$f":"SUM(CL213:CL236)","v":0},null,null,null,null,"MJ/日",{"$f":"DmYear!$L$33*(Unit!C$166/100)/DB!H$3*1000","v":0},{"$f":"DmYear!$L$33*(Unit!D$166/100)/DB!I$3*1000","v":0},{"$f":"DmYear!$L$33*(Unit!E$166/100)/DB!J$3*1000","v":0},{"$f":"DmYear!$L$33*(Unit!F$166/100)/DB!K$3*1000","v":0},{"$f":"DmYear!$L$33*(Unit!G$166/100)/DB!L$3*1000","v":0},{"$f":"DmYear!$L$33*(Unit!H$166/100)/DB!M$3*1000","v":0},{"$f":"DmYear!$L$33*(Unit!I$166/100)/DB!N$3*1000","v":0},{"$f":"DmYear!$L$33*(Unit!J$166/100)/DB!O$3*1000","v":0},{"$f":"DmYear!$L$33*(Unit!K$166/100)/DB!P$3*1000","v":0},{"$f":"DmYear!$L$33*(Unit!L$166/100)/DB!Q$3*1000","v":0},{"$f":"DmYear!$L$33*(Unit!M$166/100)/DB!R$3*1000","v":0},{"$f":"DmYear!$L$33*(Unit!N$166/100)/DB!S$3*1000","v":0},"-",null,"MJ/日",{"$f":"DmYear!$L$33*(Unit!C$167/100)/DB!H$4*1000","v":0},{"$f":"DmYear!$L$33*(Unit!D$167/100)/DB!I$4*1000","v":0},{"$f":"DmYear!$L$33*(Unit!E$167/100)/DB!J$4*1000","v":0},{"$f":"DmYear!$L$33*(Unit!F$167/100)/DB!K$4*1000","v":0},{"$f":"DmYear!$L$33*(Unit!G$167/100)/DB!L$4*1000","v":0},{"$f":"DmYear!$L$33*(Unit!H$167/100)/DB!M$4*1000","v":0},{"$f":"DmYear!$L$33*(Unit!I$167/100)/DB!N$4*1000","v":0},{"$f":"DmYear!$L$33*(Unit!J$167/100)/DB!O$4*1000","v":0},{"$f":"DmYear!$L$33*(Unit!K$167/100)/DB!P$4*1000","v":0},{"$f":"DmYear!$L$33*(Unit!L$167/100)/DB!Q$4*1000","v":0},{"$f":"DmYear!$L$33*(Unit!M$167/100)/DB!R$4*1000","v":0},{"$f":"DmYear!$L$33*(Unit!N$167/100)/DB!S$4*1000","v":0},"-",null,"MJ/日",{"$f":"DmYear!$L$33*(Unit!C$168/100)/DB!H$5*1000","v":0},{"$f":"DmYear!$L$33*(Unit!D$168/100)/DB!I$5*1000","v":0},{"$f":"DmYear!$L$33*(Unit!E$168/100)/DB!J$5*1000","v":0},{"$f":"DmYear!$L$33*(Unit!F$168/100)/DB!K$5*1000","v":0},{"$f":"DmYear!$L$33*(Unit!G$168/100)/DB!L$5*1000","v":0},{"$f":"DmYear!$L$33*(Unit!H$168/100)/DB!M$5*1000","v":0},{"$f":"DmYear!$L$33*(Unit!I$168/100)/DB!N$5*1000","v":0},{"$f":"DmYear!$L$33*(Unit!J$168/100)/DB!O$5*1000","v":0},{"$f":"DmYear!$L$33*(Unit!K$168/100)/DB!P$5*1000","v":0},{"$f":"DmYear!$L$33*(Unit!L$168/100)/DB!Q$5*1000","v":0},{"$f":"DmYear!$L$33*(Unit!M$168/100)/DB!R$5*1000","v":0},{"$f":"DmYear!$L$33*(Unit!N$168/100)/DB!S$5*1000","v":0},"-",null,null,"MJ/日",{"$f":"SUM(EL213:EL236)","v":0},{"$f":"SUM(EM213:EM236)","v":0},{"$f":"SUM(EN213:EN236)","v":0},{"$f":"SUM(EO213:EO236)","v":0},{"$f":"SUM(EP213:EP236)","v":0},{"$f":"SUM(EQ213:EQ236)","v":0},{"$f":"SUM(ER213:ER236)","v":0},{"$f":"SUM(ES213:ES236)","v":0},{"$f":"SUM(ET213:ET236)","v":0},{"$f":"SUM(EU213:EU236)","v":0},{"$f":"SUM(EV213:EV236)","v":0},{"$f":"SUM(EW213:EW236)","v":0},null,null,"MJ/日",{"$f":"SUM(FA213:FA236)","v":0},{"$f":"SUM(FB213:FB236)","v":0},{"$f":"SUM(FC213:FC236)","v":0},{"$f":"SUM(FD213:FD236)","v":0},{"$f":"SUM(FE213:FE236)","v":0},{"$f":"SUM(FF213:FF236)","v":0},{"$f":"SUM(FG213:FG236)","v":0},{"$f":"SUM(FH213:FH236)","v":0},{"$f":"SUM(FI213:FI236)","v":0},{"$f":"SUM(FJ213:FJ236)","v":0},{"$f":"SUM(FK213:FK236)","v":0},{"$f":"SUM(FL213:FL236)","v":0},null,null,"MJ/日",{"$f":"SUM(FP213:FP236)","v":0},{"$f":"SUM(FQ213:FQ236)","v":0},{"$f":"SUM(FR213:FR236)","v":0},{"$f":"SUM(FS213:FS236)","v":0},{"$f":"SUM(FT213:FT236)","v":0},{"$f":"SUM(FU213:FU236)","v":0},{"$f":"SUM(FV213:FV236)","v":0},{"$f":"SUM(FW213:FW236)","v":0},{"$f":"SUM(FX213:FX236)","v":0},{"$f":"SUM(FY213:FY236)","v":0},{"$f":"SUM(FZ213:FZ236)","v":0},{"$f":"SUM(GA213:GA236)","v":0}]
[null,"日",{"$f":"DB!$H$3","v":20},{"$f":"DB!$I$3","v":20},{"$f":"DB!$J$3","v":22},{"$f":"DB!$K$3","v":20},{"$f":"DB!$L$3","v":20},{"$f":"DB!$M$3","v":22},{"$f":"DB!$N$3","v":20},{"$f":"DB!$O$3","v":23},{"$f":"DB!$P$3","v":20},{"$f":"DB!$Q$3","v":21},{"$f":"DB!$R$3","v":20},{"$f":"DB!$S$3","v":21},{"$f":"SUM(C238:N238)","v":249},null,"日",{"$f":"DB!$H$4","v":4},{"$f":"DB!$I$4","v":3},{"$f":"DB!$J$4","v":4},{"$f":"DB!$K$4","v":4},{"$f":"DB!$L$4","v":4},{"$f":"DB!$M$4","v":4},{"$f":"DB!$N$4","v":5},{"$f":"DB!$O$4","v":4},{"$f":"DB!$P$4","v":4},{"$f":"DB!$Q$4","v":4},{"$f":"DB!$R$4","v":4},{"$f":"DB!$S$4","v":4},{"$f":"SUM(R238:AC238)","v":48},null,"日",{"$f":"DB!$H$5","v":7},{"$f":"DB!$I$5","v":5},{"$f":"DB!$J$5","v":5},{"$f":"DB!$K$5","v":6},{"$f":"DB!$L$5","v":7},{"$f":"DB!$M$5","v":4},{"$f":"DB!$N$5","v":6},{"$f":"DB!$O$5","v":4},{"$f":"DB!$P$5","v":6},{"$f":"DB!$Q$5","v":6},{"$f":"DB!$R$5","v":6},{"$f":"DB!$S$5","v":6},{"$f":"SUM(AG238:AR238)","v":68},null,null,null,null,null,null,null,null,null,null,null,null,null,null,null,null,null,null,null,null,null,null,null,null,null,null,null,null,null,null,null,null,null,null,null,null,null,null,null,null,null,null,null,null,null,null,null,null,null,"日",{"$f":"DB!$H$3","v":20},{"$f":"DB!$I$3","v":20},{"$f":"DB!$J$3","v":22},{"$f":"DB!$K$3","v":20},{"$f":"DB!$L$3","v":20},{"$f":"DB!$M$3","v":22},{"$f":"DB!$N$3","v":20},{"$f":"DB!$O$3","v":23},{"$f":"DB!$P$3","v":20},{"$f":"DB!$Q$3","v":21},{"$f":"DB!$R$3","v":20},{"$f":"DB!$S$3","v":21},{"$f":"SUM(CR238:DC238)","v":249},null,"日",{"$f":"DB!$H$4","v":4},{"$f":"DB!$I$4","v":3},{"$f":"DB!$J$4","v":4},{"$f":"DB!$K$4","v":4},{"$f":"DB!$L$4","v":4},{"$f":"DB!$M$4","v":4},{"$f":"DB!$N$4","v":5},{"$f":"DB!$O$4","v":4},{"$f":"DB!$P$4","v":4},{"$f":"DB!$Q$4","v":4},{"$f":"DB!$R$4","v":4},{"$f":"DB!$S$4","v":4},{"$f":"SUM(DG238:DR238)","v":48},null,"日",{"$f":"DB!$H$5","v":7},{"$f":"DB!$I$5","v":5},{"$f":"DB!$J$5","v":5},{"$f":"DB!$K$5","v":6},{"$f":"DB!$L$5","v":7},{"$f":"DB!$M$5","v":4},{"$f":"DB!$N$5","v":6},{"$f":"DB!$O$5","v":4},{"$f":"DB!$P$5","v":6},{"$f":"DB!$Q$5","v":6},{"$f":"DB!$R$5","v":6},{"$f":"DB!$S$5","v":6},{"$f":"SUM(DV238:EG238)","v":68}]
[null,"GJ/月",{"$f":"C237*C238","v":0},{"$f":"D237*D238","v":0},{"$f":"E237*E238","v":0},{"$f":"F237*F238","v":0},{"$f":"G237*G238","v":0},{"$f":"H237*H238","v":0},{"$f":"I237*I238","v":0},{"$f":"J237*J238","v":0},{"$f":"K237*K238","v":0},{"$f":"L237*L238","v":0},{"$f":"M237*M238","v":0},{"$f":"N237*N238","v":0},{"$f":"SUM(C239:N239)","v":0},null,"GJ/月",{"$f":"R237*R238","v":0},{"$f":"S237*S238","v":0},{"$f":"T237*T238","v":0},{"$f":"U237*U238","v":0},{"$f":"V237*V238","v":0},{"$f":"W237*W238","v":0},{"$f":"X237*X238","v":0},{"$f":"Y237*Y238","v":0},{"$f":"Z237*Z238","v":0},{"$f":"AA237*AA238","v":0},{"$f":"AB237*AB238","v":0},{"$f":"AC237*AC238","v":0},{"$f":"SUM(R239:AC239)","v":0},null,"GJ/月",{"$f":"AG237*AG238","v":0},{"$f":"AH237*AH238","v":0},{"$f":"AI237*AI238","v":0},{"$f":"AJ237*AJ238","v":0},{"$f":"AK237*AK238","v":0},{"$f":"AL237*AL238","v":0},{"$f":"AM237*AM238","v":0},{"$f":"AN237*AN238","v":0},{"$f":"AO237*AO238","v":0},{"$f":"AP237*AP238","v":0},{"$f":"AQ237*AQ238","v":0},{"$f":"AR237*AR238","v":0},{"$f":"SUM(AG239:AR239)","v":0},null,null,null,null,null,null,null,null,null,null,null,null,null,null,null,null,null,null,null,null,null,null,null,null,null,null,null,null,null,null,null,null,null,null,null,null,null,null,null,null,null,null,null,null,null,null,null,null,null,"GJ/月",{"$f":"CR237*CR238","v":0},{"$f":"CS237*CS238","v":0},{"$f":"CT237*CT238","v":0},{"$f":"CU237*CU238","v":0},{"$f":"CV237*CV238","v":0},{"$f":"CW237*CW238","v":0},{"$f":"CX237*CX238","v":0},{"$f":"CY237*CY238","v":0},{"$f":"CZ237*CZ238","v":0},{"$f":"DA237*DA238","v":0},{"$f":"DB237*DB238","v":0},{"$f":"DC237*DC238","v":0},{"$f":"SUM(CR239:DC239)","v":0},null,"GJ/月",{"$f":"DG237*DG238","v":0},{"$f":"DH237*DH238","v":0},{"$f":"DI237*DI238","v":0},{"$f":"DJ237*DJ238","v":0},{"$f":"DK237*DK238","v":0},{"$f":"DL237*DL238","v":0},{"$f":"DM237*DM238","v":0},{"$f":"DN237*DN238","v":0},{"$f":"DO237*DO238","v":0},{"$f":"DP237*DP238","v":0},{"$f":"DQ237*DQ238","v":0},{"$f":"DR237*DR238","v":0},{"$f":"SUM(DG239:DR239)","v":0},null,"GJ/月",{"$f":"DV237*DV238","v":0},{"$f":"DW237*DW238","v":0},{"$f":"DX237*DX238","v":0},{"$f":"DY237*DY238","v":0},{"$f":"DZ237*DZ238","v":0},{"$f":"EA237*EA238","v":0},{"$f":"EB237*EB238","v":0},{"$f":"EC237*EC238","v":0},{"$f":"ED237*ED238","v":0},{"$f":"EE237*EE238","v":0},{"$f":"EF237*EF238","v":0},{"$f":"EG237*EG238","v":0},{"$f":"SUM(DV239:EG239)","v":0}]
[null,"max",{"$f":"MAX(C243:N266)","v":0},null,"文献値",{"$f":"DmYear!D7","v":0},null,"比率",{"$f":"IF(C240=0,0,F240/C240)","v":0},null,null,null,null,null,null,null,"max",{"$f":"MAX(R243:AC266)","v":0},null,"文献値",{"$f":"DmYear!D7","v":0},null,"比率",{"$f":"IF(R240=0,0,U240/R240)","v":0},null,null,null,null,null,null,null,"max",{"$f":"MAX(AG243:AR266)","v":0},null,"文献値",{"$f":"DmYear!D7","v":0},null,"比率",{"$f":"IF(AG240=0,0,AJ240/AG240)","v":0},null,null,null,null,null,null,null,null,null,null,null,null,null,null,null,null,null,null,null,null,null,null,null,null,null,null,null,null,null,null,null,null,null,null,null,null,null,null,null,null,null,null,null,null,null,null,null,null,null,null,null,null,null,null,null,"max",{"$f":"MAX(CR243:DC266)","v":0},null,"文献値",{"$f":"DmYear!$D34","v":0},null,"比率",{"$f":"IF(CR240=0,0,CU240/CR240)","v":0},null,null,null,null,null,null,null,"max",{"$f":"MAX(DG243:DR266)","v":0},null,"文献値",{"$f":"DmYear!$D34","v":0},null,"比率",{"$f":"IF(DG240=0,0,DJ240/DG240)","v":0},null,null,null,null,null,null,null,"max",{"$f":"MAX(DV243:EG266)","v":0},null,"文献値",{"$f":"DmYear!$D34","v":0},null,"比率",{"$f":"IF(DV240=0,0,DY240/DV240)","v":0}]
[null,"暖房",{"$f":"SUM(C243:C266)-C267","v":0},{"$f":"SUM(D243:D266)-D267","v":0},0,0,0,0,0,0,0,0,0,0,"←検算用",null,"暖房",{"$f":"SUM(R243:R266)-R267","v":0},{"$f":"SUM(S243:S266)-S267","v":0},0,0,0,0,0,0,0,0,0,{"$f":"SUM(AC243:AC266)-AC267","v":0},"←検算用",null,"暖房",{"$f":"SUM(AG243:AG266)-AG267","v":0},{"$f":"SUM(AH243:AH266)-AH267","v":0},0,0,0,0,0,0,0,0,0,0,null,null,null,"暖房・平日・ピーク",null,null,null,null,null,null,null,null,null,null,null,null,null,null,"暖房・土曜・ピーク",null,null,null,null,null,null,null,null,null,null,null,null,null,null,"暖房・休日・ピーク",null,null,null,null,null,null,null,null,null,null,null,null,null,null,null,null,"暖房",{"$f":"SUM(CR243:CR266)-CR267","v":0},{"$f":"SUM(CS243:CS266)-CS267","v":0},0,0,0,0,0,0,0,0,0,0,"←検算用",null,"暖房",{"$f":"SUM(DG243:DG266)-DG267","v":0},{"$f":"SUM(DH243:DH266)-DH267","v":0},0,0,0,0,0,0,0,0,0,{"$f":"SUM(DR243:DR266)-DR267","v":0},"←検算用",null,"暖房",{"$f":"SUM(DV243:DV266)-DV267","v":0},{"$f":"SUM(DW243:DW266)-DW267","v":0},0,0,0,0,0,0,0,0,0,0,null,null,null,"暖房・平日・ピーク",null,null,null,null,null,null,null,null,null,null,null,null,null,null,"暖房・土曜・ピーク",null,null,null,null,null,null,null,null,null,null,null,null,null,null,"暖房・休日・ピーク"]
[null,"MJ/h","1月","2月","3月","4月","5月","6月","7月","8月","9月","10月","11月","12月","計",null,"MJ/h","1月","2月","3月","4月","5月","6月","7月","8月","9月","10月","11月","12月","計",null,"MJ/h","1月","2月","3月","4月","5月","6月","7月","8月","9月","10月","11月","12月","計",null,null,"MJ/h","1月","2月","3月","4月","5月","6月","7月","8月","9月","10月","11月","12月",null,null,"MJ/h","1月","2月","3月","4月","5月","6月","7月","8月","9月","10月","11月","12月",null,null,"MJ/h","1月","2月","3月","4月","5月","6月","7月","8月","9月","10月","11月","12月",null,null,null,null,"MJ/h","1月","2月","3月","4月","5月","6月","7月","8月","9月","10月","11月","12月","計",null,"MJ/h","1月","2月","3月","4月","5月","6月","7月","8月","9月","10月","11月","12月","計",null,"MJ/h","1月","2月","3月","4月","5月","6月","7月","8月","9月","10月","11月","12月","計",null,null,"MJ/h","1月","2月","3月","4月","5月","6月","7月","8月","9月","10月","11月","12月",null,null,"MJ/h","1月","2月","3月","4月","5月","6月","7月","8月","9月","10月","11月","12月",null,null,"MJ/h","1月","2月","3月","4月","5月","6月","7月","8月","9月","10月","11月","12月"]
[null,0,{"$f":"(DmYear!$L$7*(Unit!C$170/100)/DB!H$3)*(Unit!B243/100)*1000","v":0},{"$f":"(DmYear!$L$7*(Unit!D$170/100)/DB!I$3)*(Unit!C243/100)*1000","v":0},{"$f":"(DmYear!$L$7*(Unit!E$170/100)/DB!J$3)*(Unit!D243/100)*1000","v":0},{"$f":"(DmYear!$L$7*(Unit!F$170/100)/DB!K$3)*(Unit!E243/100)*1000","v":0},{"$f":"(DmYear!$L$7*(Unit!G$170/100)/DB!L$3)*(Unit!F243/100)*1000","v":0},{"$f":"(DmYear!$L$7*(Unit!H$170/100)/DB!M$3)*(Unit!G243/100)*1000","v":0},{"$f":"(DmYear!$L$7*(Unit!I$170/100)/DB!N$3)*(Unit!H243/100)*1000","v":0},{"$f":"(DmYear!$L$7*(Unit!J$170/100)/DB!O$3)*(Unit!I243/100)*1000","v":0},{"$f":"(DmYear!$L$7*(Unit!K$170/100)/DB!P$3)*(Unit!J243/100)*1000","v":0},{"$f":"(DmYear!$L$7*(Unit!L$170/100)/DB!Q$3)*(Unit!K243/100)*1000","v":0},{"$f":"(DmYear!$L$7*(Unit!M$170/100)/DB!R$3)*(Unit!L243/100)*1000","v":0},{"$f":"(DmYear!$L$7*(Unit!N$170/100)/DB!S$3)*(Unit!M243/100)*1000","v":0},"-",null,0,{"$f":"(DmYear!$L$7*(Unit!C$171/100)/DB!H$4)*(Unit!P243/100)*1000","v":0},{"$f":"(DmYear!$L$7*(Unit!D$171/100)/DB!I$4)*(Unit!Q243/100)*1000","v":0},{"$f":"(DmYear!$L$7*(Unit!E$171/100)/DB!J$4)*(Unit!R243/100)*1000","v":0},{"$f":"(DmYear!$L$7*(Unit!F$171/100)/DB!K$4)*(Unit!S243/100)*1000","v":0},{"$f":"(DmYear!$L$7*(Unit!G$171/100)/DB!L$4)*(Unit!T243/100)*1000","v":0},{"$f":"(DmYear!$L$7*(Unit!H$171/100)/DB!M$4)*(Unit!U243/100)*1000","v":0},{"$f":"(DmYear!$L$7*(Unit!I$171/100)/DB!N$4)*(Unit!V243/100)*1000","v":0},{"$f":"(DmYear!$L$7*(Unit!J$171/100)/DB!O$4)*(Unit!W243/100)*1000","v":0},{"$f":"(DmYear!$L$7*(Unit!K$171/100)/DB!P$4)*(Unit!X243/100)*1000","v":0},{"$f":"(DmYear!$L$7*(Unit!L$171/100)/DB!Q$4)*(Unit!Y243/100)*1000","v":0},{"$f":"(DmYear!$L$7*(Unit!M$171/100)/DB!R$4)*(Unit!Z243/100)*1000","v":0},{"$f":"(DmYear!$L$7*(Unit!N$171/100)/DB!S$4)*(Unit!AA243/100)*1000","v":0},"-",null,0,{"$f":"(DmYear!$L$7*(Unit!C$172/100)/DB!H$5)*(Unit!AD243/100)*1000","v":0},{"$f":"(DmYear!$L$7*(Unit!D$172/100)/DB!I$5)*(Unit!AE243/100)*1000","v":0},{"$f":"(DmYear!$L$7*(Unit!E$172/100)/DB!J$5)*(Unit!AF243/100)*1000","v":0},{"$f":"(DmYear!$L$7*(Unit!F$172/100)/DB!K$5)*(Unit!AG243/100)*1000","v":0},{"$f":"(DmYear!$L$7*(Unit!G$172/100)/DB!L$5)*(Unit!AH243/100)*1000","v":0},{"$f":"(DmYear!$L$7*(Unit!H$172/100)/DB!M$5)*(Unit!AI243/100)*1000","v":0},{"$f":"(DmYear!$L$7*(Unit!I$172/100)/DB!N$5)*(Unit!AJ243/100)*1000","v":0},{"$f":"(DmYear!$L$7*(Unit!J$172/100)/DB!O$5)*(Unit!AK243/100)*1000","v":0},{"$f":"(DmYear!$L$7*(Unit!K$172/100)/DB!P$5)*(Unit!AL243/100)*1000","v":0},{"$f":"(DmYear!$L$7*(Unit!L$172/100)/DB!Q$5)*(Unit!AM243/100)*1000","v":0},{"$f":"(DmYear!$L$7*(Unit!M$172/100)/DB!R$5)*(Unit!AN243/100)*1000","v":0},{"$f":"(DmYear!$L$7*(Unit!N$172/100)/DB!S$5)*(Unit!AO243/100)*1000","v":0},"-",null,null,0,{"$f":"MIN($I$240,$X$240,$AM$240)*C243","v":0},{"$f":"MIN($I$240,$X$240,$AM$240)*D243","v":0},0,0,0,0,0,0,0,0,0,0,null,null,0,{"$f":"MIN($I$240,$X$240,$AM$240)*R243","v":0},{"$f":"MIN($I$240,$X$240,$AM$240)*S243","v":0},{"$f":"MIN($I$240,$X$240,$AM$240)*T243","v":0},{"$f":"MIN($I$240,$X$240,$AM$240)*U243","v":0},{"$f":"MIN($I$240,$X$240,$AM$240)*V243","v":0},{"$f":"MIN($I$240,$X$240,$AM$240)*W243","v":0},{"$f":"MIN($I$240,$X$240,$AM$240)*X243","v":0},{"$f":"MIN($I$240,$X$240,$AM$240)*Y243","v":0},{"$f":"MIN($I$240,$X$240,$AM$240)*Z243","v":0},{"$f":"MIN($I$240,$X$240,$AM$240)*AA243","v":0},{"$f":"MIN($I$240,$X$240,$AM$240)*AB243","v":0},{"$f":"MIN($I$240,$X$240,$AM$240)*AC243","v":0},null,null,0,{"$f":"MIN($I$240,$X$240,$AM$240)*AG243","v":0},{"$f":"MIN($I$240,$X$240,$AM$240)*AH243","v":0},{"$f":"MIN($I$240,$X$240,$AM$240)*AI243","v":0},{"$f":"MIN($I$240,$X$240,$AM$240)*AJ243","v":0},{"$f":"MIN($I$240,$X$240,$AM$240)*AK243","v":0},{"$f":"MIN($I$240,$X$240,$AM$240)*AL243","v":0},{"$f":"MIN($I$240,$X$240,$AM$240)*AM243","v":0},{"$f":"MIN($I$240,$X$240,$AM$240)*AN243","v":0},{"$f":"MIN($I$240,$X$240,$AM$240)*AO243","v":0},{"$f":"MIN($I$240,$X$240,$AM$240)*AP243","v":0},{"$f":"MIN($I$240,$X$240,$AM$240)*AQ243","v":0},{"$f":"MIN($I$240,$X$240,$AM$240)*AR243","v":0},null,null,null,null,0,{"$f":"(DmYear!$L$34*(Unit!C$170/100)/DB!H$3)*(Unit!B243/100)*1000","v":0},{"$f":"(DmYear!$L$34*(Unit!D$170/100)/DB!I$3)*(Unit!C243/100)*1000","v":0},{"$f":"(DmYear!$L$34*(Unit!E$170/100)/DB!J$3)*(Unit!D243/100)*1000","v":0},{"$f":"(DmYear!$L$34*(Unit!F$170/100)/DB!K$3)*(Unit!E243/100)*1000","v":0},{"$f":"(DmYear!$L$34*(Unit!G$170/100)/DB!L$3)*(Unit!F243/100)*1000","v":0},{"$f":"(DmYear!$L$34*(Unit!H$170/100)/DB!M$3)*(Unit!G243/100)*1000","v":0},{"$f":"(DmYear!$L$34*(Unit!I$170/100)/DB!N$3)*(Unit!H243/100)*1000","v":0},{"$f":"(DmYear!$L$34*(Unit!J$170/100)/DB!O$3)*(Unit!I243/100)*1000","v":0},{"$f":"(DmYear!$L$34*(Unit!K$170/100)/DB!P$3)*(Unit!J243/100)*1000","v":0},{"$f":"(DmYear!$L$34*(Unit!L$170/100)/DB!Q$3)*(Unit!K243/100)*1000","v":0},{"$f":"(DmYear!$L$34*(Unit!M$170/100)/DB!R$3)*(Unit!L243/100)*1000","v":0},{"$f":"(DmYear!$L$34*(Unit!N$170/100)/DB!S$3)*(Unit!M243/100)*1000","v":0},"-",null,0,{"$f":"(DmYear!$L$34*(Unit!C$171/100)/DB!H$4)*(Unit!P243/100)*1000","v":0},{"$f":"(DmYear!$L$34*(Unit!D$171/100)/DB!I$4)*(Unit!Q243/100)*1000","v":0},{"$f":"(DmYear!$L$34*(Unit!E$171/100)/DB!J$4)*(Unit!R243/100)*1000","v":0},{"$f":"(DmYear!$L$34*(Unit!F$171/100)/DB!K$4)*(Unit!S243/100)*1000","v":0},{"$f":"(DmYear!$L$34*(Unit!G$171/100)/DB!L$4)*(Unit!T243/100)*1000","v":0},{"$f":"(DmYear!$L$34*(Unit!H$171/100)/DB!M$4)*(Unit!U243/100)*1000","v":0},{"$f":"(DmYear!$L$34*(Unit!I$171/100)/DB!N$4)*(Unit!V243/100)*1000","v":0},{"$f":"(DmYear!$L$34*(Unit!J$171/100)/DB!O$4)*(Unit!W243/100)*1000","v":0},{"$f":"(DmYear!$L$34*(Unit!K$171/100)/DB!P$4)*(Unit!X243/100)*1000","v":0},{"$f":"(DmYear!$L$34*(Unit!L$171/100)/DB!Q$4)*(Unit!Y243/100)*1000","v":0},{"$f":"(DmYear!$L$34*(Unit!M$171/100)/DB!R$4)*(Unit!Z243/100)*1000","v":0},{"$f":"(DmYear!$L$34*(Unit!N$171/100)/DB!S$4)*(Unit!AA243/100)*1000","v":0},"-",null,0,{"$f":"(DmYear!$L$34*(Unit!C$172/100)/DB!H$5)*(Unit!AD243/100)*1000","v":0},{"$f":"(DmYear!$L$34*(Unit!D$172/100)/DB!I$5)*(Unit!AE243/100)*1000","v":0},{"$f":"(DmYear!$L$34*(Unit!E$172/100)/DB!J$5)*(Unit!AF243/100)*1000","v":0},{"$f":"(DmYear!$L$34*(Unit!F$172/100)/DB!K$5)*(Unit!AG243/100)*1000","v":0},{"$f":"(DmYear!$L$34*(Unit!G$172/100)/DB!L$5)*(Unit!AH243/100)*1000","v":0},{"$f":"(DmYear!$L$34*(Unit!H$172/100)/DB!M$5)*(Unit!AI243/100)*1000","v":0},{"$f":"(DmYear!$L$34*(Unit!I$172/100)/DB!N$5)*(Unit!AJ243/100)*1000","v":0},{"$f":"(DmYear!$L$34*(Unit!J$172/100)/DB!O$5)*(Unit!AK243/100)*1000","v":0},{"$f":"(DmYear!$L$34*(Unit!K$172/100)/DB!P$5)*(Unit!AL243/100)*1000","v":0},{"$f":"(DmYear!$L$34*(Unit!L$172/100)/DB!Q$5)*(Unit!AM243/100)*1000","v":0},{"$f":"(DmYear!$L$34*(Unit!M$172/100)/DB!R$5)*(Unit!AN243/100)*1000","v":0},{"$f":"(DmYear!$L$34*(Unit!N$172/100)/DB!S$5)*(Unit!AO243/100)*1000","v":0},"-",null,null,0,{"$f":"MIN($CX$240,$DM$240,$EB$240)*CR243","v":0},{"$f":"MIN($CX$240,$DM$240,$EB$240)*CS243","v":0},{"$f":"MIN($CX$240,$DM$240,$EB$240)*CT243","v":0},{"$f":"MIN($CX$240,$DM$240,$EB$240)*CU243","v":0},{"$f":"MIN($CX$240,$DM$240,$EB$240)*CV243","v":0},{"$f":"MIN($CX$240,$DM$240,$EB$240)*CW243","v":0},{"$f":"MIN($CX$240,$DM$240,$EB$240)*CX243","v":0},{"$f":"MIN($CX$240,$DM$240,$EB$240)*CY243","v":0},{"$f":"MIN($CX$240,$DM$240,$EB$240)*CZ243","v":0},{"$f":"MIN($CX$240,$DM$240,$EB$240)*DA243","v":0},{"$f":"MIN($CX$240,$DM$240,$EB$240)*DB243","v":0},{"$f":"MIN($CX$240,$DM$240,$EB$240)*DC243","v":0},null,null,0,{"$f":"MIN($CX$240,$DM$240,$EB$240)*DG243","v":0},{"$f":"MIN($CX$240,$DM$240,$EB$240)*DH243","v":0},{"$f":"MIN($CX$240,$DM$240,$EB$240)*DI243","v":0},{"$f":"MIN($CX$240,$DM$240,$EB$240)*DJ243","v":0},{"$f":"MIN($CX$240,$DM$240,$EB$240)*DK243","v":0},{"$f":"MIN($CX$240,$DM$240,$EB$240)*DL243","v":0},{"$f":"MIN($CX$240,$DM$240,$EB$240)*DM243","v":0},{"$f":"MIN($CX$240,$DM$240,$EB$240)*DN243","v":0},{"$f":"MIN($CX$240,$DM$240,$EB$240)*DO243","v":0},{"$f":"MIN($CX$240,$DM$240,$EB$240)*DP243","v":0},{"$f":"MIN($CX$240,$DM$240,$EB$240)*DQ243","v":0},{"$f":"MIN($CX$240,$DM$240,$EB$240)*DR243","v":0},null,null,0,{"$f":"MIN($CX$240,$DM$240,$EB$240)*DV243","v":0},{"$f":"MIN($CX$240,$DM$240,$EB$240)*DW243","v":0},{"$f":"MIN($CX$240,$DM$240,$EB$240)*DX243","v":0},{"$f":"MIN($CX$240,$DM$240,$EB$240)*DY243","v":0},{"$f":"MIN($CX$240,$DM$240,$EB$240)*DZ243","v":0},{"$f":"MIN($CX$240,$DM$240,$EB$240)*EA243","v":0},{"$f":"MIN($CX$240,$DM$240,$EB$240)*EB243","v":0},{"$f":"MIN($CX$240,$DM$240,$EB$240)*EC243","v":0},{"$f":"MIN($CX$240,$DM$240,$EB$240)*ED243","v":0},{"$f":"MIN($CX$240,$DM$240,$EB$240)*EE243","v":0},{"$f":"MIN($CX$240,$DM$240,$EB$240)*EF243","v":0},{"$f":"MIN($CX$240,$DM$240,$EB$240)*EG243","v":0}]
[null,1,{"$f":"(DmYear!$L$7*(Unit!C$170/100)/DB!H$3)*(Unit!B244/100)*1000","v":0},{"$f":"(DmYear!$L$7*(Unit!D$170/100)/DB!I$3)*(Unit!C244/100)*1000","v":0},{"$f":"(DmYear!$L$7*(Unit!E$170/100)/DB!J$3)*(Unit!D244/100)*1000","v":0},{"$f":"(DmYear!$L$7*(Unit!F$170/100)/DB!K$3)*(Unit!E244/100)*1000","v":0},{"$f":"(DmYear!$L$7*(Unit!G$170/100)/DB!L$3)*(Unit!F244/100)*1000","v":0},{"$f":"(DmYear!$L$7*(Unit!H$170/100)/DB!M$3)*(Unit!G244/100)*1000","v":0},{"$f":"(DmYear!$L$7*(Unit!I$170/100)/DB!N$3)*(Unit!H244/100)*1000","v":0},{"$f":"(DmYear!$L$7*(Unit!J$170/100)/DB!O$3)*(Unit!I244/100)*1000","v":0},{"$f":"(DmYear!$L$7*(Unit!K$170/100)/DB!P$3)*(Unit!J244/100)*1000","v":0},{"$f":"(DmYear!$L$7*(Unit!L$170/100)/DB!Q$3)*(Unit!K244/100)*1000","v":0},{"$f":"(DmYear!$L$7*(Unit!M$170/100)/DB!R$3)*(Unit!L244/100)*1000","v":0},{"$f":"(DmYear!$L$7*(Unit!N$170/100)/DB!S$3)*(Unit!M244/100)*1000","v":0},"-",null,1,{"$f":"(DmYear!$L$7*(Unit!C$171/100)/DB!H$4)*(Unit!P244/100)*1000","v":0},{"$f":"(DmYear!$L$7*(Unit!D$171/100)/DB!I$4)*(Unit!Q244/100)*1000","v":0},{"$f":"(DmYear!$L$7*(Unit!E$171/100)/DB!J$4)*(Unit!R244/100)*1000","v":0},{"$f":"(DmYear!$L$7*(Unit!F$171/100)/DB!K$4)*(Unit!S244/100)*1000","v":0},{"$f":"(DmYear!$L$7*(Unit!G$171/100)/DB!L$4)*(Unit!T244/100)*1000","v":0},{"$f":"(DmYear!$L$7*(Unit!H$171/100)/DB!M$4)*(Unit!U244/100)*1000","v":0},{"$f":"(DmYear!$L$7*(Unit!I$171/100)/DB!N$4)*(Unit!V244/100)*1000","v":0},{"$f":"(DmYear!$L$7*(Unit!J$171/100)/DB!O$4)*(Unit!W244/100)*1000","v":0},{"$f":"(DmYear!$L$7*(Unit!K$171/100)/DB!P$4)*(Unit!X244/100)*1000","v":0},{"$f":"(DmYear!$L$7*(Unit!L$171/100)/DB!Q$4)*(Unit!Y244/100)*1000","v":0},{"$f":"(DmYear!$L$7*(Unit!M$171/100)/DB!R$4)*(Unit!Z244/100)*1000","v":0},{"$f":"(DmYear!$L$7*(Unit!N$171/100)/DB!S$4)*(Unit!AA244/100)*1000","v":0},"-",null,1,{"$f":"(DmYear!$L$7*(Unit!C$172/100)/DB!H$5)*(Unit!AD244/100)*1000","v":0},{"$f":"(DmYear!$L$7*(Unit!D$172/100)/DB!I$5)*(Unit!AE244/100)*1000","v":0},{"$f":"(DmYear!$L$7*(Unit!E$172/100)/DB!J$5)*(Unit!AF244/100)*1000","v":0},{"$f":"(DmYear!$L$7*(Unit!F$172/100)/DB!K$5)*(Unit!AG244/100)*1000","v":0},{"$f":"(DmYear!$L$7*(Unit!G$172/100)/DB!L$5)*(Unit!AH244/100)*1000","v":0},{"$f":"(DmYear!$L$7*(Unit!H$172/100)/DB!M$5)*(Unit!AI244/100)*1000","v":0},{"$f":"(DmYear!$L$7*(Unit!I$172/100)/DB!N$5)*(Unit!AJ244/100)*1000","v":0},{"$f":"(DmYear!$L$7*(Unit!J$172/100)/DB!O$5)*(Unit!AK244/100)*1000","v":0},{"$f":"(DmYear!$L$7*(Unit!K$172/100)/DB!P$5)*(Unit!AL244/100)*1000","v":0},{"$f":"(DmYear!$L$7*(Unit!L$172/100)/DB!Q$5)*(Unit!AM244/100)*1000","v":0},{"$f":"(DmYear!$L$7*(Unit!M$172/100)/DB!R$5)*(Unit!AN244/100)*1000","v":0},{"$f":"(DmYear!$L$7*(Unit!N$172/100)/DB!S$5)*(Unit!AO244/100)*1000","v":0},"-",null,null,1,{"$f":"MIN($I$240,$X$240,$AM$240)*C244","v":0},{"$f":"MIN($I$240,$X$240,$AM$240)*D244","v":0},{"$f":"MIN($I$240,$X$240,$AM$240)*E244","v":0},{"$f":"MIN($I$240,$X$240,$AM$240)*F244","v":0},{"$f":"MIN($I$240,$X$240,$AM$240)*G244","v":0},{"$f":"MIN($I$240,$X$240,$AM$240)*H244","v":0},{"$f":"MIN($I$240,$X$240,$AM$240)*I244","v":0},{"$f":"MIN($I$240,$X$240,$AM$240)*J244","v":0},{"$f":"MIN($I$240,$X$240,$AM$240)*K244","v":0},{"$f":"MIN($I$240,$X$240,$AM$240)*L244","v":0},{"$f":"MIN($I$240,$X$240,$AM$240)*M244","v":0},{"$f":"MIN($I$240,$X$240,$AM$240)*N244","v":0},null,null,1,{"$f":"MIN($I$240,$X$240,$AM$240)*R244","v":0},0,0,0,0,0,0,0,0,0,0,0,null,null,1,{"$f":"MIN($I$240,$X$240,$AM$240)*AG244","v":0},0,0,0,0,0,0,0,0,0,0,0,null,null,null,null,1,{"$f":"(DmYear!$L$34*(Unit!C$170/100)/DB!H$3)*(Unit!B244/100)*1000","v":0},{"$f":"(DmYear!$L$34*(Unit!D$170/100)/DB!I$3)*(Unit!C244/100)*1000","v":0},{"$f":"(DmYear!$L$34*(Unit!E$170/100)/DB!J$3)*(Unit!D244/100)*1000","v":0},{"$f":"(DmYear!$L$34*(Unit!F$170/100)/DB!K$3)*(Unit!E244/100)*1000","v":0},{"$f":"(DmYear!$L$34*(Unit!G$170/100)/DB!L$3)*(Unit!F244/100)*1000","v":0},{"$f":"(DmYear!$L$34*(Unit!H$170/100)/DB!M$3)*(Unit!G244/100)*1000","v":0},{"$f":"(DmYear!$L$34*(Unit!I$170/100)/DB!N$3)*(Unit!H244/100)*1000","v":0},{"$f":"(DmYear!$L$34*(Unit!J$170/100)/DB!O$3)*(Unit!I244/100)*1000","v":0},{"$f":"(DmYear!$L$34*(Unit!K$170/100)/DB!P$3)*(Unit!J244/100)*1000","v":0},{"$f":"(DmYear!$L$34*(Unit!L$170/100)/DB!Q$3)*(Unit!K244/100)*1000","v":0},{"$f":"(DmYear!$L$34*(Unit!M$170/100)/DB!R$3)*(Unit!L244/100)*1000","v":0},{"$f":"(DmYear!$L$34*(Unit!N$170/100)/DB!S$3)*(Unit!M244/100)*1000","v":0},"-",null,1,{"$f":"(DmYear!$L$34*(Unit!C$171/100)/DB!H$4)*(Unit!P244/100)*1000","v":0},{"$f":"(DmYear!$L$34*(Unit!D$171/100)/DB!I$4)*(Unit!Q244/100)*1000","v":0},{"$f":"(DmYear!$L$34*(Unit!E$171/100)/DB!J$4)*(Unit!R244/100)*1000","v":0},{"$f":"(DmYear!$L$34*(Unit!F$171/100)/DB!K$4)*(Unit!S244/100)*1000","v":0},{"$f":"(DmYear!$L$34*(Unit!G$171/100)/DB!L$4)*(Unit!T244/100)*1000","v":0},{"$f":"(DmYear!$L$34*(Unit!H$171/100)/DB!M$4)*(Unit!U244/100)*1000","v":0},{"$f":"(DmYear!$L$34*(Unit!I$171/100)/DB!N$4)*(Unit!V244/100)*1000","v":0},{"$f":"(DmYear!$L$34*(Unit!J$171/100)/DB!O$4)*(Unit!W244/100)*1000","v":0},{"$f":"(DmYear!$L$34*(Unit!K$171/100)/DB!P$4)*(Unit!X244/100)*1000","v":0},{"$f":"(DmYear!$L$34*(Unit!L$171/100)/DB!Q$4)*(Unit!Y244/100)*1000","v":0},{"$f":"(DmYear!$L$34*(Unit!M$171/100)/DB!R$4)*(Unit!Z244/100)*1000","v":0},{"$f":"(DmYear!$L$34*(Unit!N$171/100)/DB!S$4)*(Unit!AA244/100)*1000","v":0},"-",null,1,{"$f":"(DmYear!$L$34*(Unit!C$172/100)/DB!H$5)*(Unit!AD244/100)*1000","v":0},{"$f":"(DmYear!$L$34*(Unit!D$172/100)/DB!I$5)*(Unit!AE244/100)*1000","v":0},{"$f":"(DmYear!$L$34*(Unit!E$172/100)/DB!J$5)*(Unit!AF244/100)*1000","v":0},{"$f":"(DmYear!$L$34*(Unit!F$172/100)/DB!K$5)*(Unit!AG244/100)*1000","v":0},{"$f":"(DmYear!$L$34*(Unit!G$172/100)/DB!L$5)*(Unit!AH244/100)*1000","v":0},{"$f":"(DmYear!$L$34*(Unit!H$172/100)/DB!M$5)*(Unit!AI244/100)*1000","v":0},{"$f":"(DmYear!$L$34*(Unit!I$172/100)/DB!N$5)*(Unit!AJ244/100)*1000","v":0},{"$f":"(DmYear!$L$34*(Unit!J$172/100)/DB!O$5)*(Unit!AK244/100)*1000","v":0},{"$f":"(DmYear!$L$34*(Unit!K$172/100)/DB!P$5)*(Unit!AL244/100)*1000","v":0},{"$f":"(DmYear!$L$34*(Unit!L$172/100)/DB!Q$5)*(Unit!AM244/100)*1000","v":0},{"$f":"(DmYear!$L$34*(Unit!M$172/100)/DB!R$5)*(Unit!AN244/100)*1000","v":0},{"$f":"(DmYear!$L$34*(Unit!N$172/100)/DB!S$5)*(Unit!AO244/100)*1000","v":0},"-",null,null,1,0,0,0,0,0,0,0,0,0,0,0,0,null,null,1,0,0,0,0,0,0,0,0,0,0,0,0,null,null,1,0,0,0,0,0,0,0,0,0,0,0,0]
[null,2,{"$f":"(DmYear!$L$7*(Unit!C$170/100)/DB!H$3)*(Unit!B245/100)*1000","v":0},{"$f":"(DmYear!$L$7*(Unit!D$170/100)/DB!I$3)*(Unit!C245/100)*1000","v":0},{"$f":"(DmYear!$L$7*(Unit!E$170/100)/DB!J$3)*(Unit!D245/100)*1000","v":0},{"$f":"(DmYear!$L$7*(Unit!F$170/100)/DB!K$3)*(Unit!E245/100)*1000","v":0},{"$f":"(DmYear!$L$7*(Unit!G$170/100)/DB!L$3)*(Unit!F245/100)*1000","v":0},{"$f":"(DmYear!$L$7*(Unit!H$170/100)/DB!M$3)*(Unit!G245/100)*1000","v":0},{"$f":"(DmYear!$L$7*(Unit!I$170/100)/DB!N$3)*(Unit!H245/100)*1000","v":0},{"$f":"(DmYear!$L$7*(Unit!J$170/100)/DB!O$3)*(Unit!I245/100)*1000","v":0},{"$f":"(DmYear!$L$7*(Unit!K$170/100)/DB!P$3)*(Unit!J245/100)*1000","v":0},{"$f":"(DmYear!$L$7*(Unit!L$170/100)/DB!Q$3)*(Unit!K245/100)*1000","v":0},{"$f":"(DmYear!$L$7*(Unit!M$170/100)/DB!R$3)*(Unit!L245/100)*1000","v":0},{"$f":"(DmYear!$L$7*(Unit!N$170/100)/DB!S$3)*(Unit!M245/100)*1000","v":0},"-",null,2,{"$f":"(DmYear!$L$7*(Unit!C$171/100)/DB!H$4)*(Unit!P245/100)*1000","v":0},{"$f":"(DmYear!$L$7*(Unit!D$171/100)/DB!I$4)*(Unit!Q245/100)*1000","v":0},{"$f":"(DmYear!$L$7*(Unit!E$171/100)/DB!J$4)*(Unit!R245/100)*1000","v":0},{"$f":"(DmYear!$L$7*(Unit!F$171/100)/DB!K$4)*(Unit!S245/100)*1000","v":0},{"$f":"(DmYear!$L$7*(Unit!G$171/100)/DB!L$4)*(Unit!T245/100)*1000","v":0},{"$f":"(DmYear!$L$7*(Unit!H$171/100)/DB!M$4)*(Unit!U245/100)*1000","v":0},{"$f":"(DmYear!$L$7*(Unit!I$171/100)/DB!N$4)*(Unit!V245/100)*1000","v":0},{"$f":"(DmYear!$L$7*(Unit!J$171/100)/DB!O$4)*(Unit!W245/100)*1000","v":0},{"$f":"(DmYear!$L$7*(Unit!K$171/100)/DB!P$4)*(Unit!X245/100)*1000","v":0},{"$f":"(DmYear!$L$7*(Unit!L$171/100)/DB!Q$4)*(Unit!Y245/100)*1000","v":0},{"$f":"(DmYear!$L$7*(Unit!M$171/100)/DB!R$4)*(Unit!Z245/100)*1000","v":0},{"$f":"(DmYear!$L$7*(Unit!N$171/100)/DB!S$4)*(Unit!AA245/100)*1000","v":0},"-",null,2,{"$f":"(DmYear!$L$7*(Unit!C$172/100)/DB!H$5)*(Unit!AD245/100)*1000","v":0},{"$f":"(DmYear!$L$7*(Unit!D$172/100)/DB!I$5)*(Unit!AE245/100)*1000","v":0},{"$f":"(DmYear!$L$7*(Unit!E$172/100)/DB!J$5)*(Unit!AF245/100)*1000","v":0},{"$f":"(DmYear!$L$7*(Unit!F$172/100)/DB!K$5)*(Unit!AG245/100)*1000","v":0},{"$f":"(DmYear!$L$7*(Unit!G$172/100)/DB!L$5)*(Unit!AH245/100)*1000","v":0},{"$f":"(DmYear!$L$7*(Unit!H$172/100)/DB!M$5)*(Unit!AI245/100)*1000","v":0},{"$f":"(DmYear!$L$7*(Unit!I$172/100)/DB!N$5)*(Unit!AJ245/100)*1000","v":0},{"$f":"(DmYear!$L$7*(Unit!J$172/100)/DB!O$5)*(Unit!AK245/100)*1000","v":0},{"$f":"(DmYear!$L$7*(Unit!K$172/100)/DB!P$5)*(Unit!AL245/100)*1000","v":0},{"$f":"(DmYear!$L$7*(Unit!L$172/100)/DB!Q$5)*(Unit!AM245/100)*1000","v":0},{"$f":"(DmYear!$L$7*(Unit!M$172/100)/DB!R$5)*(Unit!AN245/100)*1000","v":0},{"$f":"(DmYear!$L$7*(Unit!N$172/100)/DB!S$5)*(Unit!AO245/100)*1000","v":0},"-",null,null,2,0,0,0,0,0,0,0,0,0,0,0,0,null,null,2,0,0,0,0,0,0,0,0,0,0,0,0,null,null,2,0,0,0,0,0,0,0,0,0,0,0,0,null,null,null,null,2,{"$f":"(DmYear!$L$34*(Unit!C$170/100)/DB!H$3)*(Unit!B245/100)*1000","v":0},{"$f":"(DmYear!$L$34*(Unit!D$170/100)/DB!I$3)*(Unit!C245/100)*1000","v":0},{"$f":"(DmYear!$L$34*(Unit!E$170/100)/DB!J$3)*(Unit!D245/100)*1000","v":0},{"$f":"(DmYear!$L$34*(Unit!F$170/100)/DB!K$3)*(Unit!E245/100)*1000","v":0},{"$f":"(DmYear!$L$34*(Unit!G$170/100)/DB!L$3)*(Unit!F245/100)*1000","v":0},{"$f":"(DmYear!$L$34*(Unit!H$170/100)/DB!M$3)*(Unit!G245/100)*1000","v":0},{"$f":"(DmYear!$L$34*(Unit!I$170/100)/DB!N$3)*(Unit!H245/100)*1000","v":0},{"$f":"(DmYear!$L$34*(Unit!J$170/100)/DB!O$3)*(Unit!I245/100)*1000","v":0},{"$f":"(DmYear!$L$34*(Unit!K$170/100)/DB!P$3)*(Unit!J245/100)*1000","v":0},{"$f":"(DmYear!$L$34*(Unit!L$170/100)/DB!Q$3)*(Unit!K245/100)*1000","v":0},{"$f":"(DmYear!$L$34*(Unit!M$170/100)/DB!R$3)*(Unit!L245/100)*1000","v":0},{"$f":"(DmYear!$L$34*(Unit!N$170/100)/DB!S$3)*(Unit!M245/100)*1000","v":0},"-",null,2,{"$f":"(DmYear!$L$34*(Unit!C$171/100)/DB!H$4)*(Unit!P245/100)*1000","v":0},{"$f":"(DmYear!$L$34*(Unit!D$171/100)/DB!I$4)*(Unit!Q245/100)*1000","v":0},{"$f":"(DmYear!$L$34*(Unit!E$171/100)/DB!J$4)*(Unit!R245/100)*1000","v":0},{"$f":"(DmYear!$L$34*(Unit!F$171/100)/DB!K$4)*(Unit!S245/100)*1000","v":0},{"$f":"(DmYear!$L$34*(Unit!G$171/100)/DB!L$4)*(Unit!T245/100)*1000","v":0},{"$f":"(DmYear!$L$34*(Unit!H$171/100)/DB!M$4)*(Unit!U245/100)*1000","v":0},{"$f":"(DmYear!$L$34*(Unit!I$171/100)/DB!N$4)*(Unit!V245/100)*1000","v":0},{"$f":"(DmYear!$L$34*(Unit!J$171/100)/DB!O$4)*(Unit!W245/100)*1000","v":0},{"$f":"(DmYear!$L$34*(Unit!K$171/100)/DB!P$4)*(Unit!X245/100)*1000","v":0},{"$f":"(DmYear!$L$34*(Unit!L$171/100)/DB!Q$4)*(Unit!Y245/100)*1000","v":0},{"$f":"(DmYear!$L$34*(Unit!M$171/100)/DB!R$4)*(Unit!Z245/100)*1000","v":0},{"$f":"(DmYear!$L$34*(Unit!N$171/100)/DB!S$4)*(Unit!AA245/100)*1000","v":0},"-",null,2,{"$f":"(DmYear!$L$34*(Unit!C$172/100)/DB!H$5)*(Unit!AD245/100)*1000","v":0},{"$f":"(DmYear!$L$34*(Unit!D$172/100)/DB!I$5)*(Unit!AE245/100)*1000","v":0},{"$f":"(DmYear!$L$34*(Unit!E$172/100)/DB!J$5)*(Unit!AF245/100)*1000","v":0},{"$f":"(DmYear!$L$34*(Unit!F$172/100)/DB!K$5)*(Unit!AG245/100)*1000","v":0},{"$f":"(DmYear!$L$34*(Unit!G$172/100)/DB!L$5)*(Unit!AH245/100)*1000","v":0},{"$f":"(DmYear!$L$34*(Unit!H$172/100)/DB!M$5)*(Unit!AI245/100)*1000","v":0},{"$f":"(DmYear!$L$34*(Unit!I$172/100)/DB!N$5)*(Unit!AJ245/100)*1000","v":0},{"$f":"(DmYear!$L$34*(Unit!J$172/100)/DB!O$5)*(Unit!AK245/100)*1000","v":0},{"$f":"(DmYear!$L$34*(Unit!K$172/100)/DB!P$5)*(Unit!AL245/100)*1000","v":0},{"$f":"(DmYear!$L$34*(Unit!L$172/100)/DB!Q$5)*(Unit!AM245/100)*1000","v":0},{"$f":"(DmYear!$L$34*(Unit!M$172/100)/DB!R$5)*(Unit!AN245/100)*1000","v":0},{"$f":"(DmYear!$L$34*(Unit!N$172/100)/DB!S$5)*(Unit!AO245/100)*1000","v":0},"-",null,null,2,0,0,0,0,0,0,0,0,0,0,0,0,null,null,2,0,0,0,0,0,0,0,0,0,0,0,0,null,null,2,0,0,0,0,0,0,0,0,0,0,0,0]
[null,3,{"$f":"(DmYear!$L$7*(Unit!C$170/100)/DB!H$3)*(Unit!B246/100)*1000","v":0},{"$f":"(DmYear!$L$7*(Unit!D$170/100)/DB!I$3)*(Unit!C246/100)*1000","v":0},{"$f":"(DmYear!$L$7*(Unit!E$170/100)/DB!J$3)*(Unit!D246/100)*1000","v":0},{"$f":"(DmYear!$L$7*(Unit!F$170/100)/DB!K$3)*(Unit!E246/100)*1000","v":0},{"$f":"(DmYear!$L$7*(Unit!G$170/100)/DB!L$3)*(Unit!F246/100)*1000","v":0},{"$f":"(DmYear!$L$7*(Unit!H$170/100)/DB!M$3)*(Unit!G246/100)*1000","v":0},{"$f":"(DmYear!$L$7*(Unit!I$170/100)/DB!N$3)*(Unit!H246/100)*1000","v":0},{"$f":"(DmYear!$L$7*(Unit!J$170/100)/DB!O$3)*(Unit!I246/100)*1000","v":0},{"$f":"(DmYear!$L$7*(Unit!K$170/100)/DB!P$3)*(Unit!J246/100)*1000","v":0},{"$f":"(DmYear!$L$7*(Unit!L$170/100)/DB!Q$3)*(Unit!K246/100)*1000","v":0},{"$f":"(DmYear!$L$7*(Unit!M$170/100)/DB!R$3)*(Unit!L246/100)*1000","v":0},{"$f":"(DmYear!$L$7*(Unit!N$170/100)/DB!S$3)*(Unit!M246/100)*1000","v":0},"-",null,3,{"$f":"(DmYear!$L$7*(Unit!C$171/100)/DB!H$4)*(Unit!P246/100)*1000","v":0},{"$f":"(DmYear!$L$7*(Unit!D$171/100)/DB!I$4)*(Unit!Q246/100)*1000","v":0},{"$f":"(DmYear!$L$7*(Unit!E$171/100)/DB!J$4)*(Unit!R246/100)*1000","v":0},{"$f":"(DmYear!$L$7*(Unit!F$171/100)/DB!K$4)*(Unit!S246/100)*1000","v":0},{"$f":"(DmYear!$L$7*(Unit!G$171/100)/DB!L$4)*(Unit!T246/100)*1000","v":0},{"$f":"(DmYear!$L$7*(Unit!H$171/100)/DB!M$4)*(Unit!U246/100)*1000","v":0},{"$f":"(DmYear!$L$7*(Unit!I$171/100)/DB!N$4)*(Unit!V246/100)*1000","v":0},{"$f":"(DmYear!$L$7*(Unit!J$171/100)/DB!O$4)*(Unit!W246/100)*1000","v":0},{"$f":"(DmYear!$L$7*(Unit!K$171/100)/DB!P$4)*(Unit!X246/100)*1000","v":0},{"$f":"(DmYear!$L$7*(Unit!L$171/100)/DB!Q$4)*(Unit!Y246/100)*1000","v":0},{"$f":"(DmYear!$L$7*(Unit!M$171/100)/DB!R$4)*(Unit!Z246/100)*1000","v":0},{"$f":"(DmYear!$L$7*(Unit!N$171/100)/DB!S$4)*(Unit!AA246/100)*1000","v":0},"-",null,3,{"$f":"(DmYear!$L$7*(Unit!C$172/100)/DB!H$5)*(Unit!AD246/100)*1000","v":0},{"$f":"(DmYear!$L$7*(Unit!D$172/100)/DB!I$5)*(Unit!AE246/100)*1000","v":0},{"$f":"(DmYear!$L$7*(Unit!E$172/100)/DB!J$5)*(Unit!AF246/100)*1000","v":0},{"$f":"(DmYear!$L$7*(Unit!F$172/100)/DB!K$5)*(Unit!AG246/100)*1000","v":0},{"$f":"(DmYear!$L$7*(Unit!G$172/100)/DB!L$5)*(Unit!AH246/100)*1000","v":0},{"$f":"(DmYear!$L$7*(Unit!H$172/100)/DB!M$5)*(Unit!AI246/100)*1000","v":0},{"$f":"(DmYear!$L$7*(Unit!I$172/100)/DB!N$5)*(Unit!AJ246/100)*1000","v":0},{"$f":"(DmYear!$L$7*(Unit!J$172/100)/DB!O$5)*(Unit!AK246/100)*1000","v":0},{"$f":"(DmYear!$L$7*(Unit!K$172/100)/DB!P$5)*(Unit!AL246/100)*1000","v":0},{"$f":"(DmYear!$L$7*(Unit!L$172/100)/DB!Q$5)*(Unit!AM246/100)*1000","v":0},{"$f":"(DmYear!$L$7*(Unit!M$172/100)/DB!R$5)*(Unit!AN246/100)*1000","v":0},{"$f":"(DmYear!$L$7*(Unit!N$172/100)/DB!S$5)*(Unit!AO246/100)*1000","v":0},"-",null,null,3,0,0,0,0,0,0,0,0,0,0,0,0,null,null,3,0,0,0,0,0,0,0,0,0,0,0,0,null,null,3,0,0,0,0,0,0,0,0,0,0,0,0,null,null,null,null,3,{"$f":"(DmYear!$L$34*(Unit!C$170/100)/DB!H$3)*(Unit!B246/100)*1000","v":0},{"$f":"(DmYear!$L$34*(Unit!D$170/100)/DB!I$3)*(Unit!C246/100)*1000","v":0},{"$f":"(DmYear!$L$34*(Unit!E$170/100)/DB!J$3)*(Unit!D246/100)*1000","v":0},{"$f":"(DmYear!$L$34*(Unit!F$170/100)/DB!K$3)*(Unit!E246/100)*1000","v":0},{"$f":"(DmYear!$L$34*(Unit!G$170/100)/DB!L$3)*(Unit!F246/100)*1000","v":0},{"$f":"(DmYear!$L$34*(Unit!H$170/100)/DB!M$3)*(Unit!G246/100)*1000","v":0},{"$f":"(DmYear!$L$34*(Unit!I$170/100)/DB!N$3)*(Unit!H246/100)*1000","v":0},{"$f":"(DmYear!$L$34*(Unit!J$170/100)/DB!O$3)*(Unit!I246/100)*1000","v":0},{"$f":"(DmYear!$L$34*(Unit!K$170/100)/DB!P$3)*(Unit!J246/100)*1000","v":0},{"$f":"(DmYear!$L$34*(Unit!L$170/100)/DB!Q$3)*(Unit!K246/100)*1000","v":0},{"$f":"(DmYear!$L$34*(Unit!M$170/100)/DB!R$3)*(Unit!L246/100)*1000","v":0},{"$f":"(DmYear!$L$34*(Unit!N$170/100)/DB!S$3)*(Unit!M246/100)*1000","v":0},"-",null,3,{"$f":"(DmYear!$L$34*(Unit!C$171/100)/DB!H$4)*(Unit!P246/100)*1000","v":0},{"$f":"(DmYear!$L$34*(Unit!D$171/100)/DB!I$4)*(Unit!Q246/100)*1000","v":0},{"$f":"(DmYear!$L$34*(Unit!E$171/100)/DB!J$4)*(Unit!R246/100)*1000","v":0},{"$f":"(DmYear!$L$34*(Unit!F$171/100)/DB!K$4)*(Unit!S246/100)*1000","v":0},{"$f":"(DmYear!$L$34*(Unit!G$171/100)/DB!L$4)*(Unit!T246/100)*1000","v":0},{"$f":"(DmYear!$L$34*(Unit!H$171/100)/DB!M$4)*(Unit!U246/100)*1000","v":0},{"$f":"(DmYear!$L$34*(Unit!I$171/100)/DB!N$4)*(Unit!V246/100)*1000","v":0},{"$f":"(DmYear!$L$34*(Unit!J$171/100)/DB!O$4)*(Unit!W246/100)*1000","v":0},{"$f":"(DmYear!$L$34*(Unit!K$171/100)/DB!P$4)*(Unit!X246/100)*1000","v":0},{"$f":"(DmYear!$L$34*(Unit!L$171/100)/DB!Q$4)*(Unit!Y246/100)*1000","v":0},{"$f":"(DmYear!$L$34*(Unit!M$171/100)/DB!R$4)*(Unit!Z246/100)*1000","v":0},{"$f":"(DmYear!$L$34*(Unit!N$171/100)/DB!S$4)*(Unit!AA246/100)*1000","v":0},"-",null,3,{"$f":"(DmYear!$L$34*(Unit!C$172/100)/DB!H$5)*(Unit!AD246/100)*1000","v":0},{"$f":"(DmYear!$L$34*(Unit!D$172/100)/DB!I$5)*(Unit!AE246/100)*1000","v":0},{"$f":"(DmYear!$L$34*(Unit!E$172/100)/DB!J$5)*(Unit!AF246/100)*1000","v":0},{"$f":"(DmYear!$L$34*(Unit!F$172/100)/DB!K$5)*(Unit!AG246/100)*1000","v":0},{"$f":"(DmYear!$L$34*(Unit!G$172/100)/DB!L$5)*(Unit!AH246/100)*1000","v":0},{"$f":"(DmYear!$L$34*(Unit!H$172/100)/DB!M$5)*(Unit!AI246/100)*1000","v":0},{"$f":"(DmYear!$L$34*(Unit!I$172/100)/DB!N$5)*(Unit!AJ246/100)*1000","v":0},{"$f":"(DmYear!$L$34*(Unit!J$172/100)/DB!O$5)*(Unit!AK246/100)*1000","v":0},{"$f":"(DmYear!$L$34*(Unit!K$172/100)/DB!P$5)*(Unit!AL246/100)*1000","v":0},{"$f":"(DmYear!$L$34*(Unit!L$172/100)/DB!Q$5)*(Unit!AM246/100)*1000","v":0},{"$f":"(DmYear!$L$34*(Unit!M$172/100)/DB!R$5)*(Unit!AN246/100)*1000","v":0},{"$f":"(DmYear!$L$34*(Unit!N$172/100)/DB!S$5)*(Unit!AO246/100)*1000","v":0},"-",null,null,3,0,0,0,0,0,0,0,0,0,0,0,0,null,null,3,0,0,0,0,0,0,0,0,0,0,0,0,null,null,3,0,0,0,0,0,0,0,0,0,0,0,0]
[null,4,{"$f":"(DmYear!$L$7*(Unit!C$170/100)/DB!H$3)*(Unit!B247/100)*1000","v":0},{"$f":"(DmYear!$L$7*(Unit!D$170/100)/DB!I$3)*(Unit!C247/100)*1000","v":0},{"$f":"(DmYear!$L$7*(Unit!E$170/100)/DB!J$3)*(Unit!D247/100)*1000","v":0},{"$f":"(DmYear!$L$7*(Unit!F$170/100)/DB!K$3)*(Unit!E247/100)*1000","v":0},{"$f":"(DmYear!$L$7*(Unit!G$170/100)/DB!L$3)*(Unit!F247/100)*1000","v":0},{"$f":"(DmYear!$L$7*(Unit!H$170/100)/DB!M$3)*(Unit!G247/100)*1000","v":0},{"$f":"(DmYear!$L$7*(Unit!I$170/100)/DB!N$3)*(Unit!H247/100)*1000","v":0},{"$f":"(DmYear!$L$7*(Unit!J$170/100)/DB!O$3)*(Unit!I247/100)*1000","v":0},{"$f":"(DmYear!$L$7*(Unit!K$170/100)/DB!P$3)*(Unit!J247/100)*1000","v":0},{"$f":"(DmYear!$L$7*(Unit!L$170/100)/DB!Q$3)*(Unit!K247/100)*1000","v":0},{"$f":"(DmYear!$L$7*(Unit!M$170/100)/DB!R$3)*(Unit!L247/100)*1000","v":0},{"$f":"(DmYear!$L$7*(Unit!N$170/100)/DB!S$3)*(Unit!M247/100)*1000","v":0},"-",null,4,{"$f":"(DmYear!$L$7*(Unit!C$171/100)/DB!H$4)*(Unit!P247/100)*1000","v":0},{"$f":"(DmYear!$L$7*(Unit!D$171/100)/DB!I$4)*(Unit!Q247/100)*1000","v":0},{"$f":"(DmYear!$L$7*(Unit!E$171/100)/DB!J$4)*(Unit!R247/100)*1000","v":0},{"$f":"(DmYear!$L$7*(Unit!F$171/100)/DB!K$4)*(Unit!S247/100)*1000","v":0},{"$f":"(DmYear!$L$7*(Unit!G$171/100)/DB!L$4)*(Unit!T247/100)*1000","v":0},{"$f":"(DmYear!$L$7*(Unit!H$171/100)/DB!M$4)*(Unit!U247/100)*1000","v":0},{"$f":"(DmYear!$L$7*(Unit!I$171/100)/DB!N$4)*(Unit!V247/100)*1000","v":0},{"$f":"(DmYear!$L$7*(Unit!J$171/100)/DB!O$4)*(Unit!W247/100)*1000","v":0},{"$f":"(DmYear!$L$7*(Unit!K$171/100)/DB!P$4)*(Unit!X247/100)*1000","v":0},{"$f":"(DmYear!$L$7*(Unit!L$171/100)/DB!Q$4)*(Unit!Y247/100)*1000","v":0},{"$f":"(DmYear!$L$7*(Unit!M$171/100)/DB!R$4)*(Unit!Z247/100)*1000","v":0},{"$f":"(DmYear!$L$7*(Unit!N$171/100)/DB!S$4)*(Unit!AA247/100)*1000","v":0},"-",null,4,{"$f":"(DmYear!$L$7*(Unit!C$172/100)/DB!H$5)*(Unit!AD247/100)*1000","v":0},{"$f":"(DmYear!$L$7*(Unit!D$172/100)/DB!I$5)*(Unit!AE247/100)*1000","v":0},{"$f":"(DmYear!$L$7*(Unit!E$172/100)/DB!J$5)*(Unit!AF247/100)*1000","v":0},{"$f":"(DmYear!$L$7*(Unit!F$172/100)/DB!K$5)*(Unit!AG247/100)*1000","v":0},{"$f":"(DmYear!$L$7*(Unit!G$172/100)/DB!L$5)*(Unit!AH247/100)*1000","v":0},{"$f":"(DmYear!$L$7*(Unit!H$172/100)/DB!M$5)*(Unit!AI247/100)*1000","v":0},{"$f":"(DmYear!$L$7*(Unit!I$172/100)/DB!N$5)*(Unit!AJ247/100)*1000","v":0},{"$f":"(DmYear!$L$7*(Unit!J$172/100)/DB!O$5)*(Unit!AK247/100)*1000","v":0},{"$f":"(DmYear!$L$7*(Unit!K$172/100)/DB!P$5)*(Unit!AL247/100)*1000","v":0},{"$f":"(DmYear!$L$7*(Unit!L$172/100)/DB!Q$5)*(Unit!AM247/100)*1000","v":0},{"$f":"(DmYear!$L$7*(Unit!M$172/100)/DB!R$5)*(Unit!AN247/100)*1000","v":0},{"$f":"(DmYear!$L$7*(Unit!N$172/100)/DB!S$5)*(Unit!AO247/100)*1000","v":0},"-",null,null,4,0,0,0,0,0,0,0,0,0,0,0,0,null,null,4,0,0,0,0,0,0,0,0,0,0,0,0,null,null,4,0,0,0,0,0,0,0,0,0,0,0,0,null,null,null,null,4,{"$f":"(DmYear!$L$34*(Unit!C$170/100)/DB!H$3)*(Unit!B247/100)*1000","v":0},{"$f":"(DmYear!$L$34*(Unit!D$170/100)/DB!I$3)*(Unit!C247/100)*1000","v":0},{"$f":"(DmYear!$L$34*(Unit!E$170/100)/DB!J$3)*(Unit!D247/100)*1000","v":0},{"$f":"(DmYear!$L$34*(Unit!F$170/100)/DB!K$3)*(Unit!E247/100)*1000","v":0},{"$f":"(DmYear!$L$34*(Unit!G$170/100)/DB!L$3)*(Unit!F247/100)*1000","v":0},{"$f":"(DmYear!$L$34*(Unit!H$170/100)/DB!M$3)*(Unit!G247/100)*1000","v":0},{"$f":"(DmYear!$L$34*(Unit!I$170/100)/DB!N$3)*(Unit!H247/100)*1000","v":0},{"$f":"(DmYear!$L$34*(Unit!J$170/100)/DB!O$3)*(Unit!I247/100)*1000","v":0},{"$f":"(DmYear!$L$34*(Unit!K$170/100)/DB!P$3)*(Unit!J247/100)*1000","v":0},{"$f":"(DmYear!$L$34*(Unit!L$170/100)/DB!Q$3)*(Unit!K247/100)*1000","v":0},{"$f":"(DmYear!$L$34*(Unit!M$170/100)/DB!R$3)*(Unit!L247/100)*1000","v":0},{"$f":"(DmYear!$L$34*(Unit!N$170/100)/DB!S$3)*(Unit!M247/100)*1000","v":0},"-",null,4,{"$f":"(DmYear!$L$34*(Unit!C$171/100)/DB!H$4)*(Unit!P247/100)*1000","v":0},{"$f":"(DmYear!$L$34*(Unit!D$171/100)/DB!I$4)*(Unit!Q247/100)*1000","v":0},{"$f":"(DmYear!$L$34*(Unit!E$171/100)/DB!J$4)*(Unit!R247/100)*1000","v":0},{"$f":"(DmYear!$L$34*(Unit!F$171/100)/DB!K$4)*(Unit!S247/100)*1000","v":0},{"$f":"(DmYear!$L$34*(Unit!G$171/100)/DB!L$4)*(Unit!T247/100)*1000","v":0},{"$f":"(DmYear!$L$34*(Unit!H$171/100)/DB!M$4)*(Unit!U247/100)*1000","v":0},{"$f":"(DmYear!$L$34*(Unit!I$171/100)/DB!N$4)*(Unit!V247/100)*1000","v":0},{"$f":"(DmYear!$L$34*(Unit!J$171/100)/DB!O$4)*(Unit!W247/100)*1000","v":0},{"$f":"(DmYear!$L$34*(Unit!K$171/100)/DB!P$4)*(Unit!X247/100)*1000","v":0},{"$f":"(DmYear!$L$34*(Unit!L$171/100)/DB!Q$4)*(Unit!Y247/100)*1000","v":0},{"$f":"(DmYear!$L$34*(Unit!M$171/100)/DB!R$4)*(Unit!Z247/100)*1000","v":0},{"$f":"(DmYear!$L$34*(Unit!N$171/100)/DB!S$4)*(Unit!AA247/100)*1000","v":0},"-",null,4,{"$f":"(DmYear!$L$34*(Unit!C$172/100)/DB!H$5)*(Unit!AD247/100)*1000","v":0},{"$f":"(DmYear!$L$34*(Unit!D$172/100)/DB!I$5)*(Unit!AE247/100)*1000","v":0},{"$f":"(DmYear!$L$34*(Unit!E$172/100)/DB!J$5)*(Unit!AF247/100)*1000","v":0},{"$f":"(DmYear!$L$34*(Unit!F$172/100)/DB!K$5)*(Unit!AG247/100)*1000","v":0},{"$f":"(DmYear!$L$34*(Unit!G$172/100)/DB!L$5)*(Unit!AH247/100)*1000","v":0},{"$f":"(DmYear!$L$34*(Unit!H$172/100)/DB!M$5)*(Unit!AI247/100)*1000","v":0},{"$f":"(DmYear!$L$34*(Unit!I$172/100)/DB!N$5)*(Unit!AJ247/100)*1000","v":0},{"$f":"(DmYear!$L$34*(Unit!J$172/100)/DB!O$5)*(Unit!AK247/100)*1000","v":0},{"$f":"(DmYear!$L$34*(Unit!K$172/100)/DB!P$5)*(Unit!AL247/100)*1000","v":0},{"$f":"(DmYear!$L$34*(Unit!L$172/100)/DB!Q$5)*(Unit!AM247/100)*1000","v":0},{"$f":"(DmYear!$L$34*(Unit!M$172/100)/DB!R$5)*(Unit!AN247/100)*1000","v":0},{"$f":"(DmYear!$L$34*(Unit!N$172/100)/DB!S$5)*(Unit!AO247/100)*1000","v":0},"-",null,null,4,0,0,0,0,0,0,0,0,0,0,0,0,null,null,4,0,0,0,0,0,0,0,0,0,0,0,0,null,null,4,0,0,0,0,0,0,0,0,0,0,0,0]
[null,5,{"$f":"(DmYear!$L$7*(Unit!C$170/100)/DB!H$3)*(Unit!B248/100)*1000","v":0},{"$f":"(DmYear!$L$7*(Unit!D$170/100)/DB!I$3)*(Unit!C248/100)*1000","v":0},{"$f":"(DmYear!$L$7*(Unit!E$170/100)/DB!J$3)*(Unit!D248/100)*1000","v":0},{"$f":"(DmYear!$L$7*(Unit!F$170/100)/DB!K$3)*(Unit!E248/100)*1000","v":0},{"$f":"(DmYear!$L$7*(Unit!G$170/100)/DB!L$3)*(Unit!F248/100)*1000","v":0},{"$f":"(DmYear!$L$7*(Unit!H$170/100)/DB!M$3)*(Unit!G248/100)*1000","v":0},{"$f":"(DmYear!$L$7*(Unit!I$170/100)/DB!N$3)*(Unit!H248/100)*1000","v":0},{"$f":"(DmYear!$L$7*(Unit!J$170/100)/DB!O$3)*(Unit!I248/100)*1000","v":0},{"$f":"(DmYear!$L$7*(Unit!K$170/100)/DB!P$3)*(Unit!J248/100)*1000","v":0},{"$f":"(DmYear!$L$7*(Unit!L$170/100)/DB!Q$3)*(Unit!K248/100)*1000","v":0},{"$f":"(DmYear!$L$7*(Unit!M$170/100)/DB!R$3)*(Unit!L248/100)*1000","v":0},{"$f":"(DmYear!$L$7*(Unit!N$170/100)/DB!S$3)*(Unit!M248/100)*1000","v":0},"-",null,5,{"$f":"(DmYear!$L$7*(Unit!C$171/100)/DB!H$4)*(Unit!P248/100)*1000","v":0},{"$f":"(DmYear!$L$7*(Unit!D$171/100)/DB!I$4)*(Unit!Q248/100)*1000","v":0},{"$f":"(DmYear!$L$7*(Unit!E$171/100)/DB!J$4)*(Unit!R248/100)*1000","v":0},{"$f":"(DmYear!$L$7*(Unit!F$171/100)/DB!K$4)*(Unit!S248/100)*1000","v":0},{"$f":"(DmYear!$L$7*(Unit!G$171/100)/DB!L$4)*(Unit!T248/100)*1000","v":0},{"$f":"(DmYear!$L$7*(Unit!H$171/100)/DB!M$4)*(Unit!U248/100)*1000","v":0},{"$f":"(DmYear!$L$7*(Unit!I$171/100)/DB!N$4)*(Unit!V248/100)*1000","v":0},{"$f":"(DmYear!$L$7*(Unit!J$171/100)/DB!O$4)*(Unit!W248/100)*1000","v":0},{"$f":"(DmYear!$L$7*(Unit!K$171/100)/DB!P$4)*(Unit!X248/100)*1000","v":0},{"$f":"(DmYear!$L$7*(Unit!L$171/100)/DB!Q$4)*(Unit!Y248/100)*1000","v":0},{"$f":"(DmYear!$L$7*(Unit!M$171/100)/DB!R$4)*(Unit!Z248/100)*1000","v":0},{"$f":"(DmYear!$L$7*(Unit!N$171/100)/DB!S$4)*(Unit!AA248/100)*1000","v":0},"-",null,5,{"$f":"(DmYear!$L$7*(Unit!C$172/100)/DB!H$5)*(Unit!AD248/100)*1000","v":0},{"$f":"(DmYear!$L$7*(Unit!D$172/100)/DB!I$5)*(Unit!AE248/100)*1000","v":0},{"$f":"(DmYear!$L$7*(Unit!E$172/100)/DB!J$5)*(Unit!AF248/100)*1000","v":0},{"$f":"(DmYear!$L$7*(Unit!F$172/100)/DB!K$5)*(Unit!AG248/100)*1000","v":0},{"$f":"(DmYear!$L$7*(Unit!G$172/100)/DB!L$5)*(Unit!AH248/100)*1000","v":0},{"$f":"(DmYear!$L$7*(Unit!H$172/100)/DB!M$5)*(Unit!AI248/100)*1000","v":0},{"$f":"(DmYear!$L$7*(Unit!I$172/100)/DB!N$5)*(Unit!AJ248/100)*1000","v":0},{"$f":"(DmYear!$L$7*(Unit!J$172/100)/DB!O$5)*(Unit!AK248/100)*1000","v":0},{"$f":"(DmYear!$L$7*(Unit!K$172/100)/DB!P$5)*(Unit!AL248/100)*1000","v":0},{"$f":"(DmYear!$L$7*(Unit!L$172/100)/DB!Q$5)*(Unit!AM248/100)*1000","v":0},{"$f":"(DmYear!$L$7*(Unit!M$172/100)/DB!R$5)*(Unit!AN248/100)*1000","v":0},{"$f":"(DmYear!$L$7*(Unit!N$172/100)/DB!S$5)*(Unit!AO248/100)*1000","v":0},"-",null,null,5,0,0,0,0,0,0,0,0,0,0,0,0,null,null,5,0,0,0,0,0,0,0,0,0,0,0,0,null,null,5,0,0,0,0,0,0,0,0,0,0,0,0,null,null,null,null,5,{"$f":"(DmYear!$L$34*(Unit!C$170/100)/DB!H$3)*(Unit!B248/100)*1000","v":0},{"$f":"(DmYear!$L$34*(Unit!D$170/100)/DB!I$3)*(Unit!C248/100)*1000","v":0},{"$f":"(DmYear!$L$34*(Unit!E$170/100)/DB!J$3)*(Unit!D248/100)*1000","v":0},{"$f":"(DmYear!$L$34*(Unit!F$170/100)/DB!K$3)*(Unit!E248/100)*1000","v":0},{"$f":"(DmYear!$L$34*(Unit!G$170/100)/DB!L$3)*(Unit!F248/100)*1000","v":0},{"$f":"(DmYear!$L$34*(Unit!H$170/100)/DB!M$3)*(Unit!G248/100)*1000","v":0},{"$f":"(DmYear!$L$34*(Unit!I$170/100)/DB!N$3)*(Unit!H248/100)*1000","v":0},{"$f":"(DmYear!$L$34*(Unit!J$170/100)/DB!O$3)*(Unit!I248/100)*1000","v":0},{"$f":"(DmYear!$L$34*(Unit!K$170/100)/DB!P$3)*(Unit!J248/100)*1000","v":0},{"$f":"(DmYear!$L$34*(Unit!L$170/100)/DB!Q$3)*(Unit!K248/100)*1000","v":0},{"$f":"(DmYear!$L$34*(Unit!M$170/100)/DB!R$3)*(Unit!L248/100)*1000","v":0},{"$f":"(DmYear!$L$34*(Unit!N$170/100)/DB!S$3)*(Unit!M248/100)*1000","v":0},"-",null,5,{"$f":"(DmYear!$L$34*(Unit!C$171/100)/DB!H$4)*(Unit!P248/100)*1000","v":0},{"$f":"(DmYear!$L$34*(Unit!D$171/100)/DB!I$4)*(Unit!Q248/100)*1000","v":0},{"$f":"(DmYear!$L$34*(Unit!E$171/100)/DB!J$4)*(Unit!R248/100)*1000","v":0},{"$f":"(DmYear!$L$34*(Unit!F$171/100)/DB!K$4)*(Unit!S248/100)*1000","v":0},{"$f":"(DmYear!$L$34*(Unit!G$171/100)/DB!L$4)*(Unit!T248/100)*1000","v":0},{"$f":"(DmYear!$L$34*(Unit!H$171/100)/DB!M$4)*(Unit!U248/100)*1000","v":0},{"$f":"(DmYear!$L$34*(Unit!I$171/100)/DB!N$4)*(Unit!V248/100)*1000","v":0},{"$f":"(DmYear!$L$34*(Unit!J$171/100)/DB!O$4)*(Unit!W248/100)*1000","v":0},{"$f":"(DmYear!$L$34*(Unit!K$171/100)/DB!P$4)*(Unit!X248/100)*1000","v":0},{"$f":"(DmYear!$L$34*(Unit!L$171/100)/DB!Q$4)*(Unit!Y248/100)*1000","v":0},{"$f":"(DmYear!$L$34*(Unit!M$171/100)/DB!R$4)*(Unit!Z248/100)*1000","v":0},{"$f":"(DmYear!$L$34*(Unit!N$171/100)/DB!S$4)*(Unit!AA248/100)*1000","v":0},"-",null,5,{"$f":"(DmYear!$L$34*(Unit!C$172/100)/DB!H$5)*(Unit!AD248/100)*1000","v":0},{"$f":"(DmYear!$L$34*(Unit!D$172/100)/DB!I$5)*(Unit!AE248/100)*1000","v":0},{"$f":"(DmYear!$L$34*(Unit!E$172/100)/DB!J$5)*(Unit!AF248/100)*1000","v":0},{"$f":"(DmYear!$L$34*(Unit!F$172/100)/DB!K$5)*(Unit!AG248/100)*1000","v":0},{"$f":"(DmYear!$L$34*(Unit!G$172/100)/DB!L$5)*(Unit!AH248/100)*1000","v":0},{"$f":"(DmYear!$L$34*(Unit!H$172/100)/DB!M$5)*(Unit!AI248/100)*1000","v":0},{"$f":"(DmYear!$L$34*(Unit!I$172/100)/DB!N$5)*(Unit!AJ248/100)*1000","v":0},{"$f":"(DmYear!$L$34*(Unit!J$172/100)/DB!O$5)*(Unit!AK248/100)*1000","v":0},{"$f":"(DmYear!$L$34*(Unit!K$172/100)/DB!P$5)*(Unit!AL248/100)*1000","v":0},{"$f":"(DmYear!$L$34*(Unit!L$172/100)/DB!Q$5)*(Unit!AM248/100)*1000","v":0},{"$f":"(DmYear!$L$34*(Unit!M$172/100)/DB!R$5)*(Unit!AN248/100)*1000","v":0},{"$f":"(DmYear!$L$34*(Unit!N$172/100)/DB!S$5)*(Unit!AO248/100)*1000","v":0},"-",null,null,5,0,0,0,0,0,0,0,0,0,0,0,0,null,null,5,0,0,0,0,0,0,0,0,0,0,0,0,null,null,5,0,0,0,0,0,0,0,0,0,0,0,0]
[null,6,{"$f":"(DmYear!$L$7*(Unit!C$170/100)/DB!H$3)*(Unit!B249/100)*1000","v":0},{"$f":"(DmYear!$L$7*(Unit!D$170/100)/DB!I$3)*(Unit!C249/100)*1000","v":0},{"$f":"(DmYear!$L$7*(Unit!E$170/100)/DB!J$3)*(Unit!D249/100)*1000","v":0},{"$f":"(DmYear!$L$7*(Unit!F$170/100)/DB!K$3)*(Unit!E249/100)*1000","v":0},{"$f":"(DmYear!$L$7*(Unit!G$170/100)/DB!L$3)*(Unit!F249/100)*1000","v":0},{"$f":"(DmYear!$L$7*(Unit!H$170/100)/DB!M$3)*(Unit!G249/100)*1000","v":0},{"$f":"(DmYear!$L$7*(Unit!I$170/100)/DB!N$3)*(Unit!H249/100)*1000","v":0},{"$f":"(DmYear!$L$7*(Unit!J$170/100)/DB!O$3)*(Unit!I249/100)*1000","v":0},{"$f":"(DmYear!$L$7*(Unit!K$170/100)/DB!P$3)*(Unit!J249/100)*1000","v":0},{"$f":"(DmYear!$L$7*(Unit!L$170/100)/DB!Q$3)*(Unit!K249/100)*1000","v":0},{"$f":"(DmYear!$L$7*(Unit!M$170/100)/DB!R$3)*(Unit!L249/100)*1000","v":0},{"$f":"(DmYear!$L$7*(Unit!N$170/100)/DB!S$3)*(Unit!M249/100)*1000","v":0},"-",null,6,{"$f":"(DmYear!$L$7*(Unit!C$171/100)/DB!H$4)*(Unit!P249/100)*1000","v":0},{"$f":"(DmYear!$L$7*(Unit!D$171/100)/DB!I$4)*(Unit!Q249/100)*1000","v":0},{"$f":"(DmYear!$L$7*(Unit!E$171/100)/DB!J$4)*(Unit!R249/100)*1000","v":0},{"$f":"(DmYear!$L$7*(Unit!F$171/100)/DB!K$4)*(Unit!S249/100)*1000","v":0},{"$f":"(DmYear!$L$7*(Unit!G$171/100)/DB!L$4)*(Unit!T249/100)*1000","v":0},{"$f":"(DmYear!$L$7*(Unit!H$171/100)/DB!M$4)*(Unit!U249/100)*1000","v":0},{"$f":"(DmYear!$L$7*(Unit!I$171/100)/DB!N$4)*(Unit!V249/100)*1000","v":0},{"$f":"(DmYear!$L$7*(Unit!J$171/100)/DB!O$4)*(Unit!W249/100)*1000","v":0},{"$f":"(DmYear!$L$7*(Unit!K$171/100)/DB!P$4)*(Unit!X249/100)*1000","v":0},{"$f":"(DmYear!$L$7*(Unit!L$171/100)/DB!Q$4)*(Unit!Y249/100)*1000","v":0},{"$f":"(DmYear!$L$7*(Unit!M$171/100)/DB!R$4)*(Unit!Z249/100)*1000","v":0},{"$f":"(DmYear!$L$7*(Unit!N$171/100)/DB!S$4)*(Unit!AA249/100)*1000","v":0},"-",null,6,{"$f":"(DmYear!$L$7*(Unit!C$172/100)/DB!H$5)*(Unit!AD249/100)*1000","v":0},{"$f":"(DmYear!$L$7*(Unit!D$172/100)/DB!I$5)*(Unit!AE249/100)*1000","v":0},{"$f":"(DmYear!$L$7*(Unit!E$172/100)/DB!J$5)*(Unit!AF249/100)*1000","v":0},{"$f":"(DmYear!$L$7*(Unit!F$172/100)/DB!K$5)*(Unit!AG249/100)*1000","v":0},{"$f":"(DmYear!$L$7*(Unit!G$172/100)/DB!L$5)*(Unit!AH249/100)*1000","v":0},{"$f":"(DmYear!$L$7*(Unit!H$172/100)/DB!M$5)*(Unit!AI249/100)*1000","v":0},{"$f":"(DmYear!$L$7*(Unit!I$172/100)/DB!N$5)*(Unit!AJ249/100)*1000","v":0},{"$f":"(DmYear!$L$7*(Unit!J$172/100)/DB!O$5)*(Unit!AK249/100)*1000","v":0},{"$f":"(DmYear!$L$7*(Unit!K$172/100)/DB!P$5)*(Unit!AL249/100)*1000","v":0},{"$f":"(DmYear!$L$7*(Unit!L$172/100)/DB!Q$5)*(Unit!AM249/100)*1000","v":0},{"$f":"(DmYear!$L$7*(Unit!M$172/100)/DB!R$5)*(Unit!AN249/100)*1000","v":0},{"$f":"(DmYear!$L$7*(Unit!N$172/100)/DB!S$5)*(Unit!AO249/100)*1000","v":0},"-",null,null,6,0,0,0,0,0,0,0,0,0,0,0,0,null,null,6,0,0,0,0,0,0,0,0,0,0,0,0,null,null,6,0,0,0,0,0,0,0,0,0,0,0,0,null,null,null,null,6,{"$f":"(DmYear!$L$34*(Unit!C$170/100)/DB!H$3)*(Unit!B249/100)*1000","v":0},{"$f":"(DmYear!$L$34*(Unit!D$170/100)/DB!I$3)*(Unit!C249/100)*1000","v":0},{"$f":"(DmYear!$L$34*(Unit!E$170/100)/DB!J$3)*(Unit!D249/100)*1000","v":0},{"$f":"(DmYear!$L$34*(Unit!F$170/100)/DB!K$3)*(Unit!E249/100)*1000","v":0},{"$f":"(DmYear!$L$34*(Unit!G$170/100)/DB!L$3)*(Unit!F249/100)*1000","v":0},{"$f":"(DmYear!$L$34*(Unit!H$170/100)/DB!M$3)*(Unit!G249/100)*1000","v":0},{"$f":"(DmYear!$L$34*(Unit!I$170/100)/DB!N$3)*(Unit!H249/100)*1000","v":0},{"$f":"(DmYear!$L$34*(Unit!J$170/100)/DB!O$3)*(Unit!I249/100)*1000","v":0},{"$f":"(DmYear!$L$34*(Unit!K$170/100)/DB!P$3)*(Unit!J249/100)*1000","v":0},{"$f":"(DmYear!$L$34*(Unit!L$170/100)/DB!Q$3)*(Unit!K249/100)*1000","v":0},{"$f":"(DmYear!$L$34*(Unit!M$170/100)/DB!R$3)*(Unit!L249/100)*1000","v":0},{"$f":"(DmYear!$L$34*(Unit!N$170/100)/DB!S$3)*(Unit!M249/100)*1000","v":0},"-",null,6,{"$f":"(DmYear!$L$34*(Unit!C$171/100)/DB!H$4)*(Unit!P249/100)*1000","v":0},{"$f":"(DmYear!$L$34*(Unit!D$171/100)/DB!I$4)*(Unit!Q249/100)*1000","v":0},{"$f":"(DmYear!$L$34*(Unit!E$171/100)/DB!J$4)*(Unit!R249/100)*1000","v":0},{"$f":"(DmYear!$L$34*(Unit!F$171/100)/DB!K$4)*(Unit!S249/100)*1000","v":0},{"$f":"(DmYear!$L$34*(Unit!G$171/100)/DB!L$4)*(Unit!T249/100)*1000","v":0},{"$f":"(DmYear!$L$34*(Unit!H$171/100)/DB!M$4)*(Unit!U249/100)*1000","v":0},{"$f":"(DmYear!$L$34*(Unit!I$171/100)/DB!N$4)*(Unit!V249/100)*1000","v":0},{"$f":"(DmYear!$L$34*(Unit!J$171/100)/DB!O$4)*(Unit!W249/100)*1000","v":0},{"$f":"(DmYear!$L$34*(Unit!K$171/100)/DB!P$4)*(Unit!X249/100)*1000","v":0},{"$f":"(DmYear!$L$34*(Unit!L$171/100)/DB!Q$4)*(Unit!Y249/100)*1000","v":0},{"$f":"(DmYear!$L$34*(Unit!M$171/100)/DB!R$4)*(Unit!Z249/100)*1000","v":0},{"$f":"(DmYear!$L$34*(Unit!N$171/100)/DB!S$4)*(Unit!AA249/100)*1000","v":0},"-",null,6,{"$f":"(DmYear!$L$34*(Unit!C$172/100)/DB!H$5)*(Unit!AD249/100)*1000","v":0},{"$f":"(DmYear!$L$34*(Unit!D$172/100)/DB!I$5)*(Unit!AE249/100)*1000","v":0},{"$f":"(DmYear!$L$34*(Unit!E$172/100)/DB!J$5)*(Unit!AF249/100)*1000","v":0},{"$f":"(DmYear!$L$34*(Unit!F$172/100)/DB!K$5)*(Unit!AG249/100)*1000","v":0},{"$f":"(DmYear!$L$34*(Unit!G$172/100)/DB!L$5)*(Unit!AH249/100)*1000","v":0},{"$f":"(DmYear!$L$34*(Unit!H$172/100)/DB!M$5)*(Unit!AI249/100)*1000","v":0},{"$f":"(DmYear!$L$34*(Unit!I$172/100)/DB!N$5)*(Unit!AJ249/100)*1000","v":0},{"$f":"(DmYear!$L$34*(Unit!J$172/100)/DB!O$5)*(Unit!AK249/100)*1000","v":0},{"$f":"(DmYear!$L$34*(Unit!K$172/100)/DB!P$5)*(Unit!AL249/100)*1000","v":0},{"$f":"(DmYear!$L$34*(Unit!L$172/100)/DB!Q$5)*(Unit!AM249/100)*1000","v":0},{"$f":"(DmYear!$L$34*(Unit!M$172/100)/DB!R$5)*(Unit!AN249/100)*1000","v":0},{"$f":"(DmYear!$L$34*(Unit!N$172/100)/DB!S$5)*(Unit!AO249/100)*1000","v":0},"-",null,null,6,0,0,0,0,0,0,0,0,0,0,0,0,null,null,6,0,0,0,0,0,0,0,0,0,0,0,0,null,null,6,0,0,0,0,0,0,0,0,0,0,0,0]
[null,7,{"$f":"(DmYear!$L$7*(Unit!C$170/100)/DB!H$3)*(Unit!B250/100)*1000","v":0},{"$f":"(DmYear!$L$7*(Unit!D$170/100)/DB!I$3)*(Unit!C250/100)*1000","v":0},{"$f":"(DmYear!$L$7*(Unit!E$170/100)/DB!J$3)*(Unit!D250/100)*1000","v":0},{"$f":"(DmYear!$L$7*(Unit!F$170/100)/DB!K$3)*(Unit!E250/100)*1000","v":0},{"$f":"(DmYear!$L$7*(Unit!G$170/100)/DB!L$3)*(Unit!F250/100)*1000","v":0},{"$f":"(DmYear!$L$7*(Unit!H$170/100)/DB!M$3)*(Unit!G250/100)*1000","v":0},{"$f":"(DmYear!$L$7*(Unit!I$170/100)/DB!N$3)*(Unit!H250/100)*1000","v":0},{"$f":"(DmYear!$L$7*(Unit!J$170/100)/DB!O$3)*(Unit!I250/100)*1000","v":0},{"$f":"(DmYear!$L$7*(Unit!K$170/100)/DB!P$3)*(Unit!J250/100)*1000","v":0},{"$f":"(DmYear!$L$7*(Unit!L$170/100)/DB!Q$3)*(Unit!K250/100)*1000","v":0},{"$f":"(DmYear!$L$7*(Unit!M$170/100)/DB!R$3)*(Unit!L250/100)*1000","v":0},{"$f":"(DmYear!$L$7*(Unit!N$170/100)/DB!S$3)*(Unit!M250/100)*1000","v":0},"-",null,7,{"$f":"(DmYear!$L$7*(Unit!C$171/100)/DB!H$4)*(Unit!P250/100)*1000","v":0},{"$f":"(DmYear!$L$7*(Unit!D$171/100)/DB!I$4)*(Unit!Q250/100)*1000","v":0},{"$f":"(DmYear!$L$7*(Unit!E$171/100)/DB!J$4)*(Unit!R250/100)*1000","v":0},{"$f":"(DmYear!$L$7*(Unit!F$171/100)/DB!K$4)*(Unit!S250/100)*1000","v":0},{"$f":"(DmYear!$L$7*(Unit!G$171/100)/DB!L$4)*(Unit!T250/100)*1000","v":0},{"$f":"(DmYear!$L$7*(Unit!H$171/100)/DB!M$4)*(Unit!U250/100)*1000","v":0},{"$f":"(DmYear!$L$7*(Unit!I$171/100)/DB!N$4)*(Unit!V250/100)*1000","v":0},{"$f":"(DmYear!$L$7*(Unit!J$171/100)/DB!O$4)*(Unit!W250/100)*1000","v":0},{"$f":"(DmYear!$L$7*(Unit!K$171/100)/DB!P$4)*(Unit!X250/100)*1000","v":0},{"$f":"(DmYear!$L$7*(Unit!L$171/100)/DB!Q$4)*(Unit!Y250/100)*1000","v":0},{"$f":"(DmYear!$L$7*(Unit!M$171/100)/DB!R$4)*(Unit!Z250/100)*1000","v":0},{"$f":"(DmYear!$L$7*(Unit!N$171/100)/DB!S$4)*(Unit!AA250/100)*1000","v":0},"-",null,7,{"$f":"(DmYear!$L$7*(Unit!C$172/100)/DB!H$5)*(Unit!AD250/100)*1000","v":0},{"$f":"(DmYear!$L$7*(Unit!D$172/100)/DB!I$5)*(Unit!AE250/100)*1000","v":0},{"$f":"(DmYear!$L$7*(Unit!E$172/100)/DB!J$5)*(Unit!AF250/100)*1000","v":0},{"$f":"(DmYear!$L$7*(Unit!F$172/100)/DB!K$5)*(Unit!AG250/100)*1000","v":0},{"$f":"(DmYear!$L$7*(Unit!G$172/100)/DB!L$5)*(Unit!AH250/100)*1000","v":0},{"$f":"(DmYear!$L$7*(Unit!H$172/100)/DB!M$5)*(Unit!AI250/100)*1000","v":0},{"$f":"(DmYear!$L$7*(Unit!I$172/100)/DB!N$5)*(Unit!AJ250/100)*1000","v":0},{"$f":"(DmYear!$L$7*(Unit!J$172/100)/DB!O$5)*(Unit!AK250/100)*1000","v":0},{"$f":"(DmYear!$L$7*(Unit!K$172/100)/DB!P$5)*(Unit!AL250/100)*1000","v":0},{"$f":"(DmYear!$L$7*(Unit!L$172/100)/DB!Q$5)*(Unit!AM250/100)*1000","v":0},{"$f":"(DmYear!$L$7*(Unit!M$172/100)/DB!R$5)*(Unit!AN250/100)*1000","v":0},{"$f":"(DmYear!$L$7*(Unit!N$172/100)/DB!S$5)*(Unit!AO250/100)*1000","v":0},"-",null,null,7,0,0,0,0,0,0,0,0,0,0,0,0,null,null,7,0,0,0,0,0,0,0,0,0,0,0,0,null,null,7,0,0,0,0,0,0,0,0,0,0,0,0,null,null,null,null,7,{"$f":"(DmYear!$L$34*(Unit!C$170/100)/DB!H$3)*(Unit!B250/100)*1000","v":0},{"$f":"(DmYear!$L$34*(Unit!D$170/100)/DB!I$3)*(Unit!C250/100)*1000","v":0},{"$f":"(DmYear!$L$34*(Unit!E$170/100)/DB!J$3)*(Unit!D250/100)*1000","v":0},{"$f":"(DmYear!$L$34*(Unit!F$170/100)/DB!K$3)*(Unit!E250/100)*1000","v":0},{"$f":"(DmYear!$L$34*(Unit!G$170/100)/DB!L$3)*(Unit!F250/100)*1000","v":0},{"$f":"(DmYear!$L$34*(Unit!H$170/100)/DB!M$3)*(Unit!G250/100)*1000","v":0},{"$f":"(DmYear!$L$34*(Unit!I$170/100)/DB!N$3)*(Unit!H250/100)*1000","v":0},{"$f":"(DmYear!$L$34*(Unit!J$170/100)/DB!O$3)*(Unit!I250/100)*1000","v":0},{"$f":"(DmYear!$L$34*(Unit!K$170/100)/DB!P$3)*(Unit!J250/100)*1000","v":0},{"$f":"(DmYear!$L$34*(Unit!L$170/100)/DB!Q$3)*(Unit!K250/100)*1000","v":0},{"$f":"(DmYear!$L$34*(Unit!M$170/100)/DB!R$3)*(Unit!L250/100)*1000","v":0},{"$f":"(DmYear!$L$34*(Unit!N$170/100)/DB!S$3)*(Unit!M250/100)*1000","v":0},"-",null,7,{"$f":"(DmYear!$L$34*(Unit!C$171/100)/DB!H$4)*(Unit!P250/100)*1000","v":0},{"$f":"(DmYear!$L$34*(Unit!D$171/100)/DB!I$4)*(Unit!Q250/100)*1000","v":0},{"$f":"(DmYear!$L$34*(Unit!E$171/100)/DB!J$4)*(Unit!R250/100)*1000","v":0},{"$f":"(DmYear!$L$34*(Unit!F$171/100)/DB!K$4)*(Unit!S250/100)*1000","v":0},{"$f":"(DmYear!$L$34*(Unit!G$171/100)/DB!L$4)*(Unit!T250/100)*1000","v":0},{"$f":"(DmYear!$L$34*(Unit!H$171/100)/DB!M$4)*(Unit!U250/100)*1000","v":0},{"$f":"(DmYear!$L$34*(Unit!I$171/100)/DB!N$4)*(Unit!V250/100)*1000","v":0},{"$f":"(DmYear!$L$34*(Unit!J$171/100)/DB!O$4)*(Unit!W250/100)*1000","v":0},{"$f":"(DmYear!$L$34*(Unit!K$171/100)/DB!P$4)*(Unit!X250/100)*1000","v":0},{"$f":"(DmYear!$L$34*(Unit!L$171/100)/DB!Q$4)*(Unit!Y250/100)*1000","v":0},{"$f":"(DmYear!$L$34*(Unit!M$171/100)/DB!R$4)*(Unit!Z250/100)*1000","v":0},{"$f":"(DmYear!$L$34*(Unit!N$171/100)/DB!S$4)*(Unit!AA250/100)*1000","v":0},"-",null,7,{"$f":"(DmYear!$L$34*(Unit!C$172/100)/DB!H$5)*(Unit!AD250/100)*1000","v":0},{"$f":"(DmYear!$L$34*(Unit!D$172/100)/DB!I$5)*(Unit!AE250/100)*1000","v":0},{"$f":"(DmYear!$L$34*(Unit!E$172/100)/DB!J$5)*(Unit!AF250/100)*1000","v":0},{"$f":"(DmYear!$L$34*(Unit!F$172/100)/DB!K$5)*(Unit!AG250/100)*1000","v":0},{"$f":"(DmYear!$L$34*(Unit!G$172/100)/DB!L$5)*(Unit!AH250/100)*1000","v":0},{"$f":"(DmYear!$L$34*(Unit!H$172/100)/DB!M$5)*(Unit!AI250/100)*1000","v":0},{"$f":"(DmYear!$L$34*(Unit!I$172/100)/DB!N$5)*(Unit!AJ250/100)*1000","v":0},{"$f":"(DmYear!$L$34*(Unit!J$172/100)/DB!O$5)*(Unit!AK250/100)*1000","v":0},{"$f":"(DmYear!$L$34*(Unit!K$172/100)/DB!P$5)*(Unit!AL250/100)*1000","v":0},{"$f":"(DmYear!$L$34*(Unit!L$172/100)/DB!Q$5)*(Unit!AM250/100)*1000","v":0},{"$f":"(DmYear!$L$34*(Unit!M$172/100)/DB!R$5)*(Unit!AN250/100)*1000","v":0},{"$f":"(DmYear!$L$34*(Unit!N$172/100)/DB!S$5)*(Unit!AO250/100)*1000","v":0},"-",null,null,7,0,0,0,0,0,0,0,0,0,0,0,0,null,null,7,0,0,0,0,0,0,0,0,0,0,0,0,null,null,7,0,0,0,0,0,0,0,0,0,0,0,0]
[null,9,{"$f":"(DmYear!$L$7*(Unit!C$170/100)/DB!H$3)*(Unit!B252/100)*1000","v":0},{"$f":"(DmYear!$L$7*(Unit!D$170/100)/DB!I$3)*(Unit!C252/100)*1000","v":0},{"$f":"(DmYear!$L$7*(Unit!E$170/100)/DB!J$3)*(Unit!D252/100)*1000","v":0},{"$f":"(DmYear!$L$7*(Unit!F$170/100)/DB!K$3)*(Unit!E252/100)*1000","v":0},{"$f":"(DmYear!$L$7*(Unit!G$170/100)/DB!L$3)*(Unit!F252/100)*1000","v":0},{"$f":"(DmYear!$L$7*(Unit!H$170/100)/DB!M$3)*(Unit!G252/100)*1000","v":0},{"$f":"(DmYear!$L$7*(Unit!I$170/100)/DB!N$3)*(Unit!H252/100)*1000","v":0},{"$f":"(DmYear!$L$7*(Unit!J$170/100)/DB!O$3)*(Unit!I252/100)*1000","v":0},{"$f":"(DmYear!$L$7*(Unit!K$170/100)/DB!P$3)*(Unit!J252/100)*1000","v":0},{"$f":"(DmYear!$L$7*(Unit!L$170/100)/DB!Q$3)*(Unit!K252/100)*1000","v":0},{"$f":"(DmYear!$L$7*(Unit!M$170/100)/DB!R$3)*(Unit!L252/100)*1000","v":0},{"$f":"(DmYear!$L$7*(Unit!N$170/100)/DB!S$3)*(Unit!M252/100)*1000","v":0},"-",null,9,{"$f":"(DmYear!$L$7*(Unit!C$171/100)/DB!H$4)*(Unit!P252/100)*1000","v":0},{"$f":"(DmYear!$L$7*(Unit!D$171/100)/DB!I$4)*(Unit!Q252/100)*1000","v":0},{"$f":"(DmYear!$L$7*(Unit!E$171/100)/DB!J$4)*(Unit!R252/100)*1000","v":0},{"$f":"(DmYear!$L$7*(Unit!F$171/100)/DB!K$4)*(Unit!S252/100)*1000","v":0},{"$f":"(DmYear!$L$7*(Unit!G$171/100)/DB!L$4)*(Unit!T252/100)*1000","v":0},{"$f":"(DmYear!$L$7*(Unit!H$171/100)/DB!M$4)*(Unit!U252/100)*1000","v":0},{"$f":"(DmYear!$L$7*(Unit!I$171/100)/DB!N$4)*(Unit!V252/100)*1000","v":0},{"$f":"(DmYear!$L$7*(Unit!J$171/100)/DB!O$4)*(Unit!W252/100)*1000","v":0},{"$f":"(DmYear!$L$7*(Unit!K$171/100)/DB!P$4)*(Unit!X252/100)*1000","v":0},{"$f":"(DmYear!$L$7*(Unit!L$171/100)/DB!Q$4)*(Unit!Y252/100)*1000","v":0},{"$f":"(DmYear!$L$7*(Unit!M$171/100)/DB!R$4)*(Unit!Z252/100)*1000","v":0},{"$f":"(DmYear!$L$7*(Unit!N$171/100)/DB!S$4)*(Unit!AA252/100)*1000","v":0},"-",null,9,{"$f":"(DmYear!$L$7*(Unit!C$172/100)/DB!H$5)*(Unit!AD252/100)*1000","v":0},{"$f":"(DmYear!$L$7*(Unit!D$172/100)/DB!I$5)*(Unit!AE252/100)*1000","v":0},{"$f":"(DmYear!$L$7*(Unit!E$172/100)/DB!J$5)*(Unit!AF252/100)*1000","v":0},{"$f":"(DmYear!$L$7*(Unit!F$172/100)/DB!K$5)*(Unit!AG252/100)*1000","v":0},{"$f":"(DmYear!$L$7*(Unit!G$172/100)/DB!L$5)*(Unit!AH252/100)*1000","v":0},{"$f":"(DmYear!$L$7*(Unit!H$172/100)/DB!M$5)*(Unit!AI252/100)*1000","v":0},{"$f":"(DmYear!$L$7*(Unit!I$172/100)/DB!N$5)*(Unit!AJ252/100)*1000","v":0},{"$f":"(DmYear!$L$7*(Unit!J$172/100)/DB!O$5)*(Unit!AK252/100)*1000","v":0},{"$f":"(DmYear!$L$7*(Unit!K$172/100)/DB!P$5)*(Unit!AL252/100)*1000","v":0},{"$f":"(DmYear!$L$7*(Unit!L$172/100)/DB!Q$5)*(Unit!AM252/100)*1000","v":0},{"$f":"(DmYear!$L$7*(Unit!M$172/100)/DB!R$5)*(Unit!AN252/100)*1000","v":0},{"$f":"(DmYear!$L$7*(Unit!N$172/100)/DB!S$5)*(Unit!AO252/100)*1000","v":0},"-",null,null,9,0,0,0,0,0,0,0,0,0,0,0,0,null,null,9,0,0,0,0,0,0,0,0,0,0,0,0,null,null,9,0,0,0,0,0,0,0,0,0,0,0,0,null,null,null,null,9,{"$f":"(DmYear!$L$34*(Unit!C$170/100)/DB!H$3)*(Unit!B252/100)*1000","v":0},{"$f":"(DmYear!$L$34*(Unit!D$170/100)/DB!I$3)*(Unit!C252/100)*1000","v":0},{"$f":"(DmYear!$L$34*(Unit!E$170/100)/DB!J$3)*(Unit!D252/100)*1000","v":0},{"$f":"(DmYear!$L$34*(Unit!F$170/100)/DB!K$3)*(Unit!E252/100)*1000","v":0},{"$f":"(DmYear!$L$34*(Unit!G$170/100)/DB!L$3)*(Unit!F252/100)*1000","v":0},{"$f":"(DmYear!$L$34*(Unit!H$170/100)/DB!M$3)*(Unit!G252/100)*1000","v":0},{"$f":"(DmYear!$L$34*(Unit!I$170/100)/DB!N$3)*(Unit!H252/100)*1000","v":0},{"$f":"(DmYear!$L$34*(Unit!J$170/100)/DB!O$3)*(Unit!I252/100)*1000","v":0},{"$f":"(DmYear!$L$34*(Unit!K$170/100)/DB!P$3)*(Unit!J252/100)*1000","v":0},{"$f":"(DmYear!$L$34*(Unit!L$170/100)/DB!Q$3)*(Unit!K252/100)*1000","v":0},{"$f":"(DmYear!$L$34*(Unit!M$170/100)/DB!R$3)*(Unit!L252/100)*1000","v":0},{"$f":"(DmYear!$L$34*(Unit!N$170/100)/DB!S$3)*(Unit!M252/100)*1000","v":0},"-",null,9,{"$f":"(DmYear!$L$34*(Unit!C$171/100)/DB!H$4)*(Unit!P252/100)*1000","v":0},{"$f":"(DmYear!$L$34*(Unit!D$171/100)/DB!I$4)*(Unit!Q252/100)*1000","v":0},{"$f":"(DmYear!$L$34*(Unit!E$171/100)/DB!J$4)*(Unit!R252/100)*1000","v":0},{"$f":"(DmYear!$L$34*(Unit!F$171/100)/DB!K$4)*(Unit!S252/100)*1000","v":0},{"$f":"(DmYear!$L$34*(Unit!G$171/100)/DB!L$4)*(Unit!T252/100)*1000","v":0},{"$f":"(DmYear!$L$34*(Unit!H$171/100)/DB!M$4)*(Unit!U252/100)*1000","v":0},{"$f":"(DmYear!$L$34*(Unit!I$171/100)/DB!N$4)*(Unit!V252/100)*1000","v":0},{"$f":"(DmYear!$L$34*(Unit!J$171/100)/DB!O$4)*(Unit!W252/100)*1000","v":0},{"$f":"(DmYear!$L$34*(Unit!K$171/100)/DB!P$4)*(Unit!X252/100)*1000","v":0},{"$f":"(DmYear!$L$34*(Unit!L$171/100)/DB!Q$4)*(Unit!Y252/100)*1000","v":0},{"$f":"(DmYear!$L$34*(Unit!M$171/100)/DB!R$4)*(Unit!Z252/100)*1000","v":0},{"$f":"(DmYear!$L$34*(Unit!N$171/100)/DB!S$4)*(Unit!AA252/100)*1000","v":0},"-",null,9,{"$f":"(DmYear!$L$34*(Unit!C$172/100)/DB!H$5)*(Unit!AD252/100)*1000","v":0},{"$f":"(DmYear!$L$34*(Unit!D$172/100)/DB!I$5)*(Unit!AE252/100)*1000","v":0},{"$f":"(DmYear!$L$34*(Unit!E$172/100)/DB!J$5)*(Unit!AF252/100)*1000","v":0},{"$f":"(DmYear!$L$34*(Unit!F$172/100)/DB!K$5)*(Unit!AG252/100)*1000","v":0},{"$f":"(DmYear!$L$34*(Unit!G$172/100)/DB!L$5)*(Unit!AH252/100)*1000","v":0},{"$f":"(DmYear!$L$34*(Unit!H$172/100)/DB!M$5)*(Unit!AI252/100)*1000","v":0},{"$f":"(DmYear!$L$34*(Unit!I$172/100)/DB!N$5)*(Unit!AJ252/100)*1000","v":0},{"$f":"(DmYear!$L$34*(Unit!J$172/100)/DB!O$5)*(Unit!AK252/100)*1000","v":0},{"$f":"(DmYear!$L$34*(Unit!K$172/100)/DB!P$5)*(Unit!AL252/100)*1000","v":0},{"$f":"(DmYear!$L$34*(Unit!L$172/100)/DB!Q$5)*(Unit!AM252/100)*1000","v":0},{"$f":"(DmYear!$L$34*(Unit!M$172/100)/DB!R$5)*(Unit!AN252/100)*1000","v":0},{"$f":"(DmYear!$L$34*(Unit!N$172/100)/DB!S$5)*(Unit!AO252/100)*1000","v":0},"-",null,null,9,0,0,0,0,0,0,0,0,0,0,0,0,null,null,9,0,0,0,0,0,0,0,0,0,0,0,0,null,null,9,0,0,0,0,0,0,0,0,0,0,0,0]
[null,10,{"$f":"(DmYear!$L$7*(Unit!C$170/100)/DB!H$3)*(Unit!B253/100)*1000","v":0},{"$f":"(DmYear!$L$7*(Unit!D$170/100)/DB!I$3)*(Unit!C253/100)*1000","v":0},{"$f":"(DmYear!$L$7*(Unit!E$170/100)/DB!J$3)*(Unit!D253/100)*1000","v":0},{"$f":"(DmYear!$L$7*(Unit!F$170/100)/DB!K$3)*(Unit!E253/100)*1000","v":0},{"$f":"(DmYear!$L$7*(Unit!G$170/100)/DB!L$3)*(Unit!F253/100)*1000","v":0},{"$f":"(DmYear!$L$7*(Unit!H$170/100)/DB!M$3)*(Unit!G253/100)*1000","v":0},{"$f":"(DmYear!$L$7*(Unit!I$170/100)/DB!N$3)*(Unit!H253/100)*1000","v":0},{"$f":"(DmYear!$L$7*(Unit!J$170/100)/DB!O$3)*(Unit!I253/100)*1000","v":0},{"$f":"(DmYear!$L$7*(Unit!K$170/100)/DB!P$3)*(Unit!J253/100)*1000","v":0},{"$f":"(DmYear!$L$7*(Unit!L$170/100)/DB!Q$3)*(Unit!K253/100)*1000","v":0},{"$f":"(DmYear!$L$7*(Unit!M$170/100)/DB!R$3)*(Unit!L253/100)*1000","v":0},{"$f":"(DmYear!$L$7*(Unit!N$170/100)/DB!S$3)*(Unit!M253/100)*1000","v":0},"-",null,10,{"$f":"(DmYear!$L$7*(Unit!C$171/100)/DB!H$4)*(Unit!P253/100)*1000","v":0},{"$f":"(DmYear!$L$7*(Unit!D$171/100)/DB!I$4)*(Unit!Q253/100)*1000","v":0},{"$f":"(DmYear!$L$7*(Unit!E$171/100)/DB!J$4)*(Unit!R253/100)*1000","v":0},{"$f":"(DmYear!$L$7*(Unit!F$171/100)/DB!K$4)*(Unit!S253/100)*1000","v":0},{"$f":"(DmYear!$L$7*(Unit!G$171/100)/DB!L$4)*(Unit!T253/100)*1000","v":0},{"$f":"(DmYear!$L$7*(Unit!H$171/100)/DB!M$4)*(Unit!U253/100)*1000","v":0},{"$f":"(DmYear!$L$7*(Unit!I$171/100)/DB!N$4)*(Unit!V253/100)*1000","v":0},{"$f":"(DmYear!$L$7*(Unit!J$171/100)/DB!O$4)*(Unit!W253/100)*1000","v":0},{"$f":"(DmYear!$L$7*(Unit!K$171/100)/DB!P$4)*(Unit!X253/100)*1000","v":0},{"$f":"(DmYear!$L$7*(Unit!L$171/100)/DB!Q$4)*(Unit!Y253/100)*1000","v":0},{"$f":"(DmYear!$L$7*(Unit!M$171/100)/DB!R$4)*(Unit!Z253/100)*1000","v":0},{"$f":"(DmYear!$L$7*(Unit!N$171/100)/DB!S$4)*(Unit!AA253/100)*1000","v":0},"-",null,10,{"$f":"(DmYear!$L$7*(Unit!C$172/100)/DB!H$5)*(Unit!AD253/100)*1000","v":0},{"$f":"(DmYear!$L$7*(Unit!D$172/100)/DB!I$5)*(Unit!AE253/100)*1000","v":0},{"$f":"(DmYear!$L$7*(Unit!E$172/100)/DB!J$5)*(Unit!AF253/100)*1000","v":0},{"$f":"(DmYear!$L$7*(Unit!F$172/100)/DB!K$5)*(Unit!AG253/100)*1000","v":0},{"$f":"(DmYear!$L$7*(Unit!G$172/100)/DB!L$5)*(Unit!AH253/100)*1000","v":0},{"$f":"(DmYear!$L$7*(Unit!H$172/100)/DB!M$5)*(Unit!AI253/100)*1000","v":0},{"$f":"(DmYear!$L$7*(Unit!I$172/100)/DB!N$5)*(Unit!AJ253/100)*1000","v":0},{"$f":"(DmYear!$L$7*(Unit!J$172/100)/DB!O$5)*(Unit!AK253/100)*1000","v":0},{"$f":"(DmYear!$L$7*(Unit!K$172/100)/DB!P$5)*(Unit!AL253/100)*1000","v":0},{"$f":"(DmYear!$L$7*(Unit!L$172/100)/DB!Q$5)*(Unit!AM253/100)*1000","v":0},{"$f":"(DmYear!$L$7*(Unit!M$172/100)/DB!R$5)*(Unit!AN253/100)*1000","v":0},{"$f":"(DmYear!$L$7*(Unit!N$172/100)/DB!S$5)*(Unit!AO253/100)*1000","v":0},"-",null,null,10,0,0,0,0,0,0,0,0,0,0,0,0,null,null,10,0,0,0,0,0,0,0,0,0,0,0,0,null,null,10,0,0,0,0,0,0,0,0,0,0,0,0,null,null,null,null,10,{"$f":"(DmYear!$L$34*(Unit!C$170/100)/DB!H$3)*(Unit!B253/100)*1000","v":0},{"$f":"(DmYear!$L$34*(Unit!D$170/100)/DB!I$3)*(Unit!C253/100)*1000","v":0},{"$f":"(DmYear!$L$34*(Unit!E$170/100)/DB!J$3)*(Unit!D253/100)*1000","v":0},{"$f":"(DmYear!$L$34*(Unit!F$170/100)/DB!K$3)*(Unit!E253/100)*1000","v":0},{"$f":"(DmYear!$L$34*(Unit!G$170/100)/DB!L$3)*(Unit!F253/100)*1000","v":0},{"$f":"(DmYear!$L$34*(Unit!H$170/100)/DB!M$3)*(Unit!G253/100)*1000","v":0},{"$f":"(DmYear!$L$34*(Unit!I$170/100)/DB!N$3)*(Unit!H253/100)*1000","v":0},{"$f":"(DmYear!$L$34*(Unit!J$170/100)/DB!O$3)*(Unit!I253/100)*1000","v":0},{"$f":"(DmYear!$L$34*(Unit!K$170/100)/DB!P$3)*(Unit!J253/100)*1000","v":0},{"$f":"(DmYear!$L$34*(Unit!L$170/100)/DB!Q$3)*(Unit!K253/100)*1000","v":0},{"$f":"(DmYear!$L$34*(Unit!M$170/100)/DB!R$3)*(Unit!L253/100)*1000","v":0},{"$f":"(DmYear!$L$34*(Unit!N$170/100)/DB!S$3)*(Unit!M253/100)*1000","v":0},"-",null,10,{"$f":"(DmYear!$L$34*(Unit!C$171/100)/DB!H$4)*(Unit!P253/100)*1000","v":0},{"$f":"(DmYear!$L$34*(Unit!D$171/100)/DB!I$4)*(Unit!Q253/100)*1000","v":0},{"$f":"(DmYear!$L$34*(Unit!E$171/100)/DB!J$4)*(Unit!R253/100)*1000","v":0},{"$f":"(DmYear!$L$34*(Unit!F$171/100)/DB!K$4)*(Unit!S253/100)*1000","v":0},{"$f":"(DmYear!$L$34*(Unit!G$171/100)/DB!L$4)*(Unit!T253/100)*1000","v":0},{"$f":"(DmYear!$L$34*(Unit!H$171/100)/DB!M$4)*(Unit!U253/100)*1000","v":0},{"$f":"(DmYear!$L$34*(Unit!I$171/100)/DB!N$4)*(Unit!V253/100)*1000","v":0},{"$f":"(DmYear!$L$34*(Unit!J$171/100)/DB!O$4)*(Unit!W253/100)*1000","v":0},{"$f":"(DmYear!$L$34*(Unit!K$171/100)/DB!P$4)*(Unit!X253/100)*1000","v":0},{"$f":"(DmYear!$L$34*(Unit!L$171/100)/DB!Q$4)*(Unit!Y253/100)*1000","v":0},{"$f":"(DmYear!$L$34*(Unit!M$171/100)/DB!R$4)*(Unit!Z253/100)*1000","v":0},{"$f":"(DmYear!$L$34*(Unit!N$171/100)/DB!S$4)*(Unit!AA253/100)*1000","v":0},"-",null,10,{"$f":"(DmYear!$L$34*(Unit!C$172/100)/DB!H$5)*(Unit!AD253/100)*1000","v":0},{"$f":"(DmYear!$L$34*(Unit!D$172/100)/DB!I$5)*(Unit!AE253/100)*1000","v":0},{"$f":"(DmYear!$L$34*(Unit!E$172/100)/DB!J$5)*(Unit!AF253/100)*1000","v":0},{"$f":"(DmYear!$L$34*(Unit!F$172/100)/DB!K$5)*(Unit!AG253/100)*1000","v":0},{"$f":"(DmYear!$L$34*(Unit!G$172/100)/DB!L$5)*(Unit!AH253/100)*1000","v":0},{"$f":"(DmYear!$L$34*(Unit!H$172/100)/DB!M$5)*(Unit!AI253/100)*1000","v":0},{"$f":"(DmYear!$L$34*(Unit!I$172/100)/DB!N$5)*(Unit!AJ253/100)*1000","v":0},{"$f":"(DmYear!$L$34*(Unit!J$172/100)/DB!O$5)*(Unit!AK253/100)*1000","v":0},{"$f":"(DmYear!$L$34*(Unit!K$172/100)/DB!P$5)*(Unit!AL253/100)*1000","v":0},{"$f":"(DmYear!$L$34*(Unit!L$172/100)/DB!Q$5)*(Unit!AM253/100)*1000","v":0},{"$f":"(DmYear!$L$34*(Unit!M$172/100)/DB!R$5)*(Unit!AN253/100)*1000","v":0},{"$f":"(DmYear!$L$34*(Unit!N$172/100)/DB!S$5)*(Unit!AO253/100)*1000","v":0},"-",null,null,10,0,0,0,0,0,0,0,0,0,0,0,0,null,null,10,0,0,0,0,0,0,0,0,0,0,0,0,null,null,10,0,0,0,0,0,0,0,0,0,0,0,0]
[null,13,{"$f":"(DmYear!$L$7*(Unit!C$170/100)/DB!H$3)*(Unit!B256/100)*1000","v":0},{"$f":"(DmYear!$L$7*(Unit!D$170/100)/DB!I$3)*(Unit!C256/100)*1000","v":0},{"$f":"(DmYear!$L$7*(Unit!E$170/100)/DB!J$3)*(Unit!D256/100)*1000","v":0},{"$f":"(DmYear!$L$7*(Unit!F$170/100)/DB!K$3)*(Unit!E256/100)*1000","v":0},{"$f":"(DmYear!$L$7*(Unit!G$170/100)/DB!L$3)*(Unit!F256/100)*1000","v":0},{"$f":"(DmYear!$L$7*(Unit!H$170/100)/DB!M$3)*(Unit!G256/100)*1000","v":0},{"$f":"(DmYear!$L$7*(Unit!I$170/100)/DB!N$3)*(Unit!H256/100)*1000","v":0},{"$f":"(DmYear!$L$7*(Unit!J$170/100)/DB!O$3)*(Unit!I256/100)*1000","v":0},{"$f":"(DmYear!$L$7*(Unit!K$170/100)/DB!P$3)*(Unit!J256/100)*1000","v":0},{"$f":"(DmYear!$L$7*(Unit!L$170/100)/DB!Q$3)*(Unit!K256/100)*1000","v":0},{"$f":"(DmYear!$L$7*(Unit!M$170/100)/DB!R$3)*(Unit!L256/100)*1000","v":0},{"$f":"(DmYear!$L$7*(Unit!N$170/100)/DB!S$3)*(Unit!M256/100)*1000","v":0},"-",null,13,{"$f":"(DmYear!$L$7*(Unit!C$171/100)/DB!H$4)*(Unit!P256/100)*1000","v":0},{"$f":"(DmYear!$L$7*(Unit!D$171/100)/DB!I$4)*(Unit!Q256/100)*1000","v":0},{"$f":"(DmYear!$L$7*(Unit!E$171/100)/DB!J$4)*(Unit!R256/100)*1000","v":0},{"$f":"(DmYear!$L$7*(Unit!F$171/100)/DB!K$4)*(Unit!S256/100)*1000","v":0},{"$f":"(DmYear!$L$7*(Unit!G$171/100)/DB!L$4)*(Unit!T256/100)*1000","v":0},{"$f":"(DmYear!$L$7*(Unit!H$171/100)/DB!M$4)*(Unit!U256/100)*1000","v":0},{"$f":"(DmYear!$L$7*(Unit!I$171/100)/DB!N$4)*(Unit!V256/100)*1000","v":0},{"$f":"(DmYear!$L$7*(Unit!J$171/100)/DB!O$4)*(Unit!W256/100)*1000","v":0},{"$f":"(DmYear!$L$7*(Unit!K$171/100)/DB!P$4)*(Unit!X256/100)*1000","v":0},{"$f":"(DmYear!$L$7*(Unit!L$171/100)/DB!Q$4)*(Unit!Y256/100)*1000","v":0},{"$f":"(DmYear!$L$7*(Unit!M$171/100)/DB!R$4)*(Unit!Z256/100)*1000","v":0},{"$f":"(DmYear!$L$7*(Unit!N$171/100)/DB!S$4)*(Unit!AA256/100)*1000","v":0},"-",null,13,{"$f":"(DmYear!$L$7*(Unit!C$172/100)/DB!H$5)*(Unit!AD256/100)*1000","v":0},{"$f":"(DmYear!$L$7*(Unit!D$172/100)/DB!I$5)*(Unit!AE256/100)*1000","v":0},{"$f":"(DmYear!$L$7*(Unit!E$172/100)/DB!J$5)*(Unit!AF256/100)*1000","v":0},{"$f":"(DmYear!$L$7*(Unit!F$172/100)/DB!K$5)*(Unit!AG256/100)*1000","v":0},{"$f":"(DmYear!$L$7*(Unit!G$172/100)/DB!L$5)*(Unit!AH256/100)*1000","v":0},{"$f":"(DmYear!$L$7*(Unit!H$172/100)/DB!M$5)*(Unit!AI256/100)*1000","v":0},{"$f":"(DmYear!$L$7*(Unit!I$172/100)/DB!N$5)*(Unit!AJ256/100)*1000","v":0},{"$f":"(DmYear!$L$7*(Unit!J$172/100)/DB!O$5)*(Unit!AK256/100)*1000","v":0},{"$f":"(DmYear!$L$7*(Unit!K$172/100)/DB!P$5)*(Unit!AL256/100)*1000","v":0},{"$f":"(DmYear!$L$7*(Unit!L$172/100)/DB!Q$5)*(Unit!AM256/100)*1000","v":0},{"$f":"(DmYear!$L$7*(Unit!M$172/100)/DB!R$5)*(Unit!AN256/100)*1000","v":0},{"$f":"(DmYear!$L$7*(Unit!N$172/100)/DB!S$5)*(Unit!AO256/100)*1000","v":0},"-",null,null,13,0,0,0,0,0,0,0,0,0,0,0,0,null,null,13,0,0,0,0,0,0,0,0,0,0,0,0,null,null,13,0,0,0,0,0,0,0,0,0,0,0,0,null,null,null,null,13,{"$f":"(DmYear!$L$34*(Unit!C$170/100)/DB!H$3)*(Unit!B256/100)*1000","v":0},{"$f":"(DmYear!$L$34*(Unit!D$170/100)/DB!I$3)*(Unit!C256/100)*1000","v":0},{"$f":"(DmYear!$L$34*(Unit!E$170/100)/DB!J$3)*(Unit!D256/100)*1000","v":0},{"$f":"(DmYear!$L$34*(Unit!F$170/100)/DB!K$3)*(Unit!E256/100)*1000","v":0},{"$f":"(DmYear!$L$34*(Unit!G$170/100)/DB!L$3)*(Unit!F256/100)*1000","v":0},{"$f":"(DmYear!$L$34*(Unit!H$170/100)/DB!M$3)*(Unit!G256/100)*1000","v":0},{"$f":"(DmYear!$L$34*(Unit!I$170/100)/DB!N$3)*(Unit!H256/100)*1000","v":0},{"$f":"(DmYear!$L$34*(Unit!J$170/100)/DB!O$3)*(Unit!I256/100)*1000","v":0},{"$f":"(DmYear!$L$34*(Unit!K$170/100)/DB!P$3)*(Unit!J256/100)*1000","v":0},{"$f":"(DmYear!$L$34*(Unit!L$170/100)/DB!Q$3)*(Unit!K256/100)*1000","v":0},{"$f":"(DmYear!$L$34*(Unit!M$170/100)/DB!R$3)*(Unit!L256/100)*1000","v":0},{"$f":"(DmYear!$L$34*(Unit!N$170/100)/DB!S$3)*(Unit!M256/100)*1000","v":0},"-",null,13,{"$f":"(DmYear!$L$34*(Unit!C$171/100)/DB!H$4)*(Unit!P256/100)*1000","v":0},{"$f":"(DmYear!$L$34*(Unit!D$171/100)/DB!I$4)*(Unit!Q256/100)*1000","v":0},{"$f":"(DmYear!$L$34*(Unit!E$171/100)/DB!J$4)*(Unit!R256/100)*1000","v":0},{"$f":"(DmYear!$L$34*(Unit!F$171/100)/DB!K$4)*(Unit!S256/100)*1000","v":0},{"$f":"(DmYear!$L$34*(Unit!G$171/100)/DB!L$4)*(Unit!T256/100)*1000","v":0},{"$f":"(DmYear!$L$34*(Unit!H$171/100)/DB!M$4)*(Unit!U256/100)*1000","v":0},{"$f":"(DmYear!$L$34*(Unit!I$171/100)/DB!N$4)*(Unit!V256/100)*1000","v":0},{"$f":"(DmYear!$L$34*(Unit!J$171/100)/DB!O$4)*(Unit!W256/100)*1000","v":0},{"$f":"(DmYear!$L$34*(Unit!K$171/100)/DB!P$4)*(Unit!X256/100)*1000","v":0},{"$f":"(DmYear!$L$34*(Unit!L$171/100)/DB!Q$4)*(Unit!Y256/100)*1000","v":0},{"$f":"(DmYear!$L$34*(Unit!M$171/100)/DB!R$4)*(Unit!Z256/100)*1000","v":0},{"$f":"(DmYear!$L$34*(Unit!N$171/100)/DB!S$4)*(Unit!AA256/100)*1000","v":0},"-",null,13,{"$f":"(DmYear!$L$34*(Unit!C$172/100)/DB!H$5)*(Unit!AD256/100)*1000","v":0},{"$f":"(DmYear!$L$34*(Unit!D$172/100)/DB!I$5)*(Unit!AE256/100)*1000","v":0},{"$f":"(DmYear!$L$34*(Unit!E$172/100)/DB!J$5)*(Unit!AF256/100)*1000","v":0},{"$f":"(DmYear!$L$34*(Unit!F$172/100)/DB!K$5)*(Unit!AG256/100)*1000","v":0},{"$f":"(DmYear!$L$34*(Unit!G$172/100)/DB!L$5)*(Unit!AH256/100)*1000","v":0},{"$f":"(DmYear!$L$34*(Unit!H$172/100)/DB!M$5)*(Unit!AI256/100)*1000","v":0},{"$f":"(DmYear!$L$34*(Unit!I$172/100)/DB!N$5)*(Unit!AJ256/100)*1000","v":0},{"$f":"(DmYear!$L$34*(Unit!J$172/100)/DB!O$5)*(Unit!AK256/100)*1000","v":0},{"$f":"(DmYear!$L$34*(Unit!K$172/100)/DB!P$5)*(Unit!AL256/100)*1000","v":0},{"$f":"(DmYear!$L$34*(Unit!L$172/100)/DB!Q$5)*(Unit!AM256/100)*1000","v":0},{"$f":"(DmYear!$L$34*(Unit!M$172/100)/DB!R$5)*(Unit!AN256/100)*1000","v":0},{"$f":"(DmYear!$L$34*(Unit!N$172/100)/DB!S$5)*(Unit!AO256/100)*1000","v":0},"-",null,null,13,0,0,0,0,0,0,0,0,0,0,0,0,null,null,13,0,0,0,0,0,0,0,0,0,0,0,0,null,null,13,0,0,0,0,0,0,0,0,0,0,0,0]
[null,15,{"$f":"(DmYear!$L$7*(Unit!C$170/100)/DB!H$3)*(Unit!B258/100)*1000","v":0},{"$f":"(DmYear!$L$7*(Unit!D$170/100)/DB!I$3)*(Unit!C258/100)*1000","v":0},{"$f":"(DmYear!$L$7*(Unit!E$170/100)/DB!J$3)*(Unit!D258/100)*1000","v":0},{"$f":"(DmYear!$L$7*(Unit!F$170/100)/DB!K$3)*(Unit!E258/100)*1000","v":0},{"$f":"(DmYear!$L$7*(Unit!G$170/100)/DB!L$3)*(Unit!F258/100)*1000","v":0},{"$f":"(DmYear!$L$7*(Unit!H$170/100)/DB!M$3)*(Unit!G258/100)*1000","v":0},{"$f":"(DmYear!$L$7*(Unit!I$170/100)/DB!N$3)*(Unit!H258/100)*1000","v":0},{"$f":"(DmYear!$L$7*(Unit!J$170/100)/DB!O$3)*(Unit!I258/100)*1000","v":0},{"$f":"(DmYear!$L$7*(Unit!K$170/100)/DB!P$3)*(Unit!J258/100)*1000","v":0},{"$f":"(DmYear!$L$7*(Unit!L$170/100)/DB!Q$3)*(Unit!K258/100)*1000","v":0},{"$f":"(DmYear!$L$7*(Unit!M$170/100)/DB!R$3)*(Unit!L258/100)*1000","v":0},{"$f":"(DmYear!$L$7*(Unit!N$170/100)/DB!S$3)*(Unit!M258/100)*1000","v":0},"-",null,15,{"$f":"(DmYear!$L$7*(Unit!C$171/100)/DB!H$4)*(Unit!P258/100)*1000","v":0},{"$f":"(DmYear!$L$7*(Unit!D$171/100)/DB!I$4)*(Unit!Q258/100)*1000","v":0},{"$f":"(DmYear!$L$7*(Unit!E$171/100)/DB!J$4)*(Unit!R258/100)*1000","v":0},{"$f":"(DmYear!$L$7*(Unit!F$171/100)/DB!K$4)*(Unit!S258/100)*1000","v":0},{"$f":"(DmYear!$L$7*(Unit!G$171/100)/DB!L$4)*(Unit!T258/100)*1000","v":0},{"$f":"(DmYear!$L$7*(Unit!H$171/100)/DB!M$4)*(Unit!U258/100)*1000","v":0},{"$f":"(DmYear!$L$7*(Unit!I$171/100)/DB!N$4)*(Unit!V258/100)*1000","v":0},{"$f":"(DmYear!$L$7*(Unit!J$171/100)/DB!O$4)*(Unit!W258/100)*1000","v":0},{"$f":"(DmYear!$L$7*(Unit!K$171/100)/DB!P$4)*(Unit!X258/100)*1000","v":0},{"$f":"(DmYear!$L$7*(Unit!L$171/100)/DB!Q$4)*(Unit!Y258/100)*1000","v":0},{"$f":"(DmYear!$L$7*(Unit!M$171/100)/DB!R$4)*(Unit!Z258/100)*1000","v":0},{"$f":"(DmYear!$L$7*(Unit!N$171/100)/DB!S$4)*(Unit!AA258/100)*1000","v":0},"-",null,15,{"$f":"(DmYear!$L$7*(Unit!C$172/100)/DB!H$5)*(Unit!AD258/100)*1000","v":0},{"$f":"(DmYear!$L$7*(Unit!D$172/100)/DB!I$5)*(Unit!AE258/100)*1000","v":0},{"$f":"(DmYear!$L$7*(Unit!E$172/100)/DB!J$5)*(Unit!AF258/100)*1000","v":0},{"$f":"(DmYear!$L$7*(Unit!F$172/100)/DB!K$5)*(Unit!AG258/100)*1000","v":0},{"$f":"(DmYear!$L$7*(Unit!G$172/100)/DB!L$5)*(Unit!AH258/100)*1000","v":0},{"$f":"(DmYear!$L$7*(Unit!H$172/100)/DB!M$5)*(Unit!AI258/100)*1000","v":0},{"$f":"(DmYear!$L$7*(Unit!I$172/100)/DB!N$5)*(Unit!AJ258/100)*1000","v":0},{"$f":"(DmYear!$L$7*(Unit!J$172/100)/DB!O$5)*(Unit!AK258/100)*1000","v":0},{"$f":"(DmYear!$L$7*(Unit!K$172/100)/DB!P$5)*(Unit!AL258/100)*1000","v":0},{"$f":"(DmYear!$L$7*(Unit!L$172/100)/DB!Q$5)*(Unit!AM258/100)*1000","v":0},{"$f":"(DmYear!$L$7*(Unit!M$172/100)/DB!R$5)*(Unit!AN258/100)*1000","v":0},{"$f":"(DmYear!$L$7*(Unit!N$172/100)/DB!S$5)*(Unit!AO258/100)*1000","v":0},"-",null,null,15,0,0,0,0,0,0,0,0,0,0,0,0,null,null,15,0,0,0,0,0,0,0,0,0,0,0,0,null,null,15,0,0,0,0,0,0,0,0,0,0,0,0,null,null,null,null,15,{"$f":"(DmYear!$L$34*(Unit!C$170/100)/DB!H$3)*(Unit!B258/100)*1000","v":0},{"$f":"(DmYear!$L$34*(Unit!D$170/100)/DB!I$3)*(Unit!C258/100)*1000","v":0},{"$f":"(DmYear!$L$34*(Unit!E$170/100)/DB!J$3)*(Unit!D258/100)*1000","v":0},{"$f":"(DmYear!$L$34*(Unit!F$170/100)/DB!K$3)*(Unit!E258/100)*1000","v":0},{"$f":"(DmYear!$L$34*(Unit!G$170/100)/DB!L$3)*(Unit!F258/100)*1000","v":0},{"$f":"(DmYear!$L$34*(Unit!H$170/100)/DB!M$3)*(Unit!G258/100)*1000","v":0},{"$f":"(DmYear!$L$34*(Unit!I$170/100)/DB!N$3)*(Unit!H258/100)*1000","v":0},{"$f":"(DmYear!$L$34*(Unit!J$170/100)/DB!O$3)*(Unit!I258/100)*1000","v":0},{"$f":"(DmYear!$L$34*(Unit!K$170/100)/DB!P$3)*(Unit!J258/100)*1000","v":0},{"$f":"(DmYear!$L$34*(Unit!L$170/100)/DB!Q$3)*(Unit!K258/100)*1000","v":0},{"$f":"(DmYear!$L$34*(Unit!M$170/100)/DB!R$3)*(Unit!L258/100)*1000","v":0},{"$f":"(DmYear!$L$34*(Unit!N$170/100)/DB!S$3)*(Unit!M258/100)*1000","v":0},"-",null,15,{"$f":"(DmYear!$L$34*(Unit!C$171/100)/DB!H$4)*(Unit!P258/100)*1000","v":0},{"$f":"(DmYear!$L$34*(Unit!D$171/100)/DB!I$4)*(Unit!Q258/100)*1000","v":0},{"$f":"(DmYear!$L$34*(Unit!E$171/100)/DB!J$4)*(Unit!R258/100)*1000","v":0},{"$f":"(DmYear!$L$34*(Unit!F$171/100)/DB!K$4)*(Unit!S258/100)*1000","v":0},{"$f":"(DmYear!$L$34*(Unit!G$171/100)/DB!L$4)*(Unit!T258/100)*1000","v":0},{"$f":"(DmYear!$L$34*(Unit!H$171/100)/DB!M$4)*(Unit!U258/100)*1000","v":0},{"$f":"(DmYear!$L$34*(Unit!I$171/100)/DB!N$4)*(Unit!V258/100)*1000","v":0},{"$f":"(DmYear!$L$34*(Unit!J$171/100)/DB!O$4)*(Unit!W258/100)*1000","v":0},{"$f":"(DmYear!$L$34*(Unit!K$171/100)/DB!P$4)*(Unit!X258/100)*1000","v":0},{"$f":"(DmYear!$L$34*(Unit!L$171/100)/DB!Q$4)*(Unit!Y258/100)*1000","v":0},{"$f":"(DmYear!$L$34*(Unit!M$171/100)/DB!R$4)*(Unit!Z258/100)*1000","v":0},{"$f":"(DmYear!$L$34*(Unit!N$171/100)/DB!S$4)*(Unit!AA258/100)*1000","v":0},"-",null,15,{"$f":"(DmYear!$L$34*(Unit!C$172/100)/DB!H$5)*(Unit!AD258/100)*1000","v":0},{"$f":"(DmYear!$L$34*(Unit!D$172/100)/DB!I$5)*(Unit!AE258/100)*1000","v":0},{"$f":"(DmYear!$L$34*(Unit!E$172/100)/DB!J$5)*(Unit!AF258/100)*1000","v":0},{"$f":"(DmYear!$L$34*(Unit!F$172/100)/DB!K$5)*(Unit!AG258/100)*1000","v":0},{"$f":"(DmYear!$L$34*(Unit!G$172/100)/DB!L$5)*(Unit!AH258/100)*1000","v":0},{"$f":"(DmYear!$L$34*(Unit!H$172/100)/DB!M$5)*(Unit!AI258/100)*1000","v":0},{"$f":"(DmYear!$L$34*(Unit!I$172/100)/DB!N$5)*(Unit!AJ258/100)*1000","v":0},{"$f":"(DmYear!$L$34*(Unit!J$172/100)/DB!O$5)*(Unit!AK258/100)*1000","v":0},{"$f":"(DmYear!$L$34*(Unit!K$172/100)/DB!P$5)*(Unit!AL258/100)*1000","v":0},{"$f":"(DmYear!$L$34*(Unit!L$172/100)/DB!Q$5)*(Unit!AM258/100)*1000","v":0},{"$f":"(DmYear!$L$34*(Unit!M$172/100)/DB!R$5)*(Unit!AN258/100)*1000","v":0},{"$f":"(DmYear!$L$34*(Unit!N$172/100)/DB!S$5)*(Unit!AO258/100)*1000","v":0},"-",null,null,15,0,0,0,0,0,0,0,0,0,0,0,0,null,null,15,0,0,0,0,0,0,0,0,0,0,0,0,null,null,15,0,0,0,0,0,0,0,0,0,0,0,0]
[null,18,{"$f":"(DmYear!$L$7*(Unit!C$170/100)/DB!H$3)*(Unit!B261/100)*1000","v":0},{"$f":"(DmYear!$L$7*(Unit!D$170/100)/DB!I$3)*(Unit!C261/100)*1000","v":0},{"$f":"(DmYear!$L$7*(Unit!E$170/100)/DB!J$3)*(Unit!D261/100)*1000","v":0},{"$f":"(DmYear!$L$7*(Unit!F$170/100)/DB!K$3)*(Unit!E261/100)*1000","v":0},{"$f":"(DmYear!$L$7*(Unit!G$170/100)/DB!L$3)*(Unit!F261/100)*1000","v":0},{"$f":"(DmYear!$L$7*(Unit!H$170/100)/DB!M$3)*(Unit!G261/100)*1000","v":0},{"$f":"(DmYear!$L$7*(Unit!I$170/100)/DB!N$3)*(Unit!H261/100)*1000","v":0},{"$f":"(DmYear!$L$7*(Unit!J$170/100)/DB!O$3)*(Unit!I261/100)*1000","v":0},{"$f":"(DmYear!$L$7*(Unit!K$170/100)/DB!P$3)*(Unit!J261/100)*1000","v":0},{"$f":"(DmYear!$L$7*(Unit!L$170/100)/DB!Q$3)*(Unit!K261/100)*1000","v":0},{"$f":"(DmYear!$L$7*(Unit!M$170/100)/DB!R$3)*(Unit!L261/100)*1000","v":0},{"$f":"(DmYear!$L$7*(Unit!N$170/100)/DB!S$3)*(Unit!M261/100)*1000","v":0},"-",null,18,{"$f":"(DmYear!$L$7*(Unit!C$171/100)/DB!H$4)*(Unit!P261/100)*1000","v":0},{"$f":"(DmYear!$L$7*(Unit!D$171/100)/DB!I$4)*(Unit!Q261/100)*1000","v":0},{"$f":"(DmYear!$L$7*(Unit!E$171/100)/DB!J$4)*(Unit!R261/100)*1000","v":0},{"$f":"(DmYear!$L$7*(Unit!F$171/100)/DB!K$4)*(Unit!S261/100)*1000","v":0},{"$f":"(DmYear!$L$7*(Unit!G$171/100)/DB!L$4)*(Unit!T261/100)*1000","v":0},{"$f":"(DmYear!$L$7*(Unit!H$171/100)/DB!M$4)*(Unit!U261/100)*1000","v":0},{"$f":"(DmYear!$L$7*(Unit!I$171/100)/DB!N$4)*(Unit!V261/100)*1000","v":0},{"$f":"(DmYear!$L$7*(Unit!J$171/100)/DB!O$4)*(Unit!W261/100)*1000","v":0},{"$f":"(DmYear!$L$7*(Unit!K$171/100)/DB!P$4)*(Unit!X261/100)*1000","v":0},{"$f":"(DmYear!$L$7*(Unit!L$171/100)/DB!Q$4)*(Unit!Y261/100)*1000","v":0},{"$f":"(DmYear!$L$7*(Unit!M$171/100)/DB!R$4)*(Unit!Z261/100)*1000","v":0},{"$f":"(DmYear!$L$7*(Unit!N$171/100)/DB!S$4)*(Unit!AA261/100)*1000","v":0},"-",null,18,{"$f":"(DmYear!$L$7*(Unit!C$172/100)/DB!H$5)*(Unit!AD261/100)*1000","v":0},{"$f":"(DmYear!$L$7*(Unit!D$172/100)/DB!I$5)*(Unit!AE261/100)*1000","v":0},{"$f":"(DmYear!$L$7*(Unit!E$172/100)/DB!J$5)*(Unit!AF261/100)*1000","v":0},{"$f":"(DmYear!$L$7*(Unit!F$172/100)/DB!K$5)*(Unit!AG261/100)*1000","v":0},{"$f":"(DmYear!$L$7*(Unit!G$172/100)/DB!L$5)*(Unit!AH261/100)*1000","v":0},{"$f":"(DmYear!$L$7*(Unit!H$172/100)/DB!M$5)*(Unit!AI261/100)*1000","v":0},{"$f":"(DmYear!$L$7*(Unit!I$172/100)/DB!N$5)*(Unit!AJ261/100)*1000","v":0},{"$f":"(DmYear!$L$7*(Unit!J$172/100)/DB!O$5)*(Unit!AK261/100)*1000","v":0},{"$f":"(DmYear!$L$7*(Unit!K$172/100)/DB!P$5)*(Unit!AL261/100)*1000","v":0},{"$f":"(DmYear!$L$7*(Unit!L$172/100)/DB!Q$5)*(Unit!AM261/100)*1000","v":0},{"$f":"(DmYear!$L$7*(Unit!M$172/100)/DB!R$5)*(Unit!AN261/100)*1000","v":0},{"$f":"(DmYear!$L$7*(Unit!N$172/100)/DB!S$5)*(Unit!AO261/100)*1000","v":0},"-",null,null,18,0,0,0,0,0,0,0,0,0,0,0,0,null,null,18,0,0,0,0,0,0,0,0,0,0,0,0,null,null,18,0,0,0,0,0,0,0,0,0,0,0,0,null,null,null,null,18,{"$f":"(DmYear!$L$34*(Unit!C$170/100)/DB!H$3)*(Unit!B261/100)*1000","v":0},{"$f":"(DmYear!$L$34*(Unit!D$170/100)/DB!I$3)*(Unit!C261/100)*1000","v":0},{"$f":"(DmYear!$L$34*(Unit!E$170/100)/DB!J$3)*(Unit!D261/100)*1000","v":0},{"$f":"(DmYear!$L$34*(Unit!F$170/100)/DB!K$3)*(Unit!E261/100)*1000","v":0},{"$f":"(DmYear!$L$34*(Unit!G$170/100)/DB!L$3)*(Unit!F261/100)*1000","v":0},{"$f":"(DmYear!$L$34*(Unit!H$170/100)/DB!M$3)*(Unit!G261/100)*1000","v":0},{"$f":"(DmYear!$L$34*(Unit!I$170/100)/DB!N$3)*(Unit!H261/100)*1000","v":0},{"$f":"(DmYear!$L$34*(Unit!J$170/100)/DB!O$3)*(Unit!I261/100)*1000","v":0},{"$f":"(DmYear!$L$34*(Unit!K$170/100)/DB!P$3)*(Unit!J261/100)*1000","v":0},{"$f":"(DmYear!$L$34*(Unit!L$170/100)/DB!Q$3)*(Unit!K261/100)*1000","v":0},{"$f":"(DmYear!$L$34*(Unit!M$170/100)/DB!R$3)*(Unit!L261/100)*1000","v":0},{"$f":"(DmYear!$L$34*(Unit!N$170/100)/DB!S$3)*(Unit!M261/100)*1000","v":0},"-",null,18,{"$f":"(DmYear!$L$34*(Unit!C$171/100)/DB!H$4)*(Unit!P261/100)*1000","v":0},{"$f":"(DmYear!$L$34*(Unit!D$171/100)/DB!I$4)*(Unit!Q261/100)*1000","v":0},{"$f":"(DmYear!$L$34*(Unit!E$171/100)/DB!J$4)*(Unit!R261/100)*1000","v":0},{"$f":"(DmYear!$L$34*(Unit!F$171/100)/DB!K$4)*(Unit!S261/100)*1000","v":0},{"$f":"(DmYear!$L$34*(Unit!G$171/100)/DB!L$4)*(Unit!T261/100)*1000","v":0},{"$f":"(DmYear!$L$34*(Unit!H$171/100)/DB!M$4)*(Unit!U261/100)*1000","v":0},{"$f":"(DmYear!$L$34*(Unit!I$171/100)/DB!N$4)*(Unit!V261/100)*1000","v":0},{"$f":"(DmYear!$L$34*(Unit!J$171/100)/DB!O$4)*(Unit!W261/100)*1000","v":0},{"$f":"(DmYear!$L$34*(Unit!K$171/100)/DB!P$4)*(Unit!X261/100)*1000","v":0},{"$f":"(DmYear!$L$34*(Unit!L$171/100)/DB!Q$4)*(Unit!Y261/100)*1000","v":0},{"$f":"(DmYear!$L$34*(Unit!M$171/100)/DB!R$4)*(Unit!Z261/100)*1000","v":0},{"$f":"(DmYear!$L$34*(Unit!N$171/100)/DB!S$4)*(Unit!AA261/100)*1000","v":0},"-",null,18,{"$f":"(DmYear!$L$34*(Unit!C$172/100)/DB!H$5)*(Unit!AD261/100)*1000","v":0},{"$f":"(DmYear!$L$34*(Unit!D$172/100)/DB!I$5)*(Unit!AE261/100)*1000","v":0},{"$f":"(DmYear!$L$34*(Unit!E$172/100)/DB!J$5)*(Unit!AF261/100)*1000","v":0},{"$f":"(DmYear!$L$34*(Unit!F$172/100)/DB!K$5)*(Unit!AG261/100)*1000","v":0},{"$f":"(DmYear!$L$34*(Unit!G$172/100)/DB!L$5)*(Unit!AH261/100)*1000","v":0},{"$f":"(DmYear!$L$34*(Unit!H$172/100)/DB!M$5)*(Unit!AI261/100)*1000","v":0},{"$f":"(DmYear!$L$34*(Unit!I$172/100)/DB!N$5)*(Unit!AJ261/100)*1000","v":0},{"$f":"(DmYear!$L$34*(Unit!J$172/100)/DB!O$5)*(Unit!AK261/100)*1000","v":0},{"$f":"(DmYear!$L$34*(Unit!K$172/100)/DB!P$5)*(Unit!AL261/100)*1000","v":0},{"$f":"(DmYear!$L$34*(Unit!L$172/100)/DB!Q$5)*(Unit!AM261/100)*1000","v":0},{"$f":"(DmYear!$L$34*(Unit!M$172/100)/DB!R$5)*(Unit!AN261/100)*1000","v":0},{"$f":"(DmYear!$L$34*(Unit!N$172/100)/DB!S$5)*(Unit!AO261/100)*1000","v":0},"-",null,null,18,0,0,0,0,0,0,0,0,0,0,0,0,null,null,18,0,0,0,0,0,0,0,0,0,0,0,0,null,null,18,0,0,0,0,0,0,0,0,0,0,0,0]
[null,21,{"$f":"(DmYear!$L$7*(Unit!C$170/100)/DB!H$3)*(Unit!B264/100)*1000","v":0},{"$f":"(DmYear!$L$7*(Unit!D$170/100)/DB!I$3)*(Unit!C264/100)*1000","v":0},{"$f":"(DmYear!$L$7*(Unit!E$170/100)/DB!J$3)*(Unit!D264/100)*1000","v":0},{"$f":"(DmYear!$L$7*(Unit!F$170/100)/DB!K$3)*(Unit!E264/100)*1000","v":0},{"$f":"(DmYear!$L$7*(Unit!G$170/100)/DB!L$3)*(Unit!F264/100)*1000","v":0},{"$f":"(DmYear!$L$7*(Unit!H$170/100)/DB!M$3)*(Unit!G264/100)*1000","v":0},{"$f":"(DmYear!$L$7*(Unit!I$170/100)/DB!N$3)*(Unit!H264/100)*1000","v":0},{"$f":"(DmYear!$L$7*(Unit!J$170/100)/DB!O$3)*(Unit!I264/100)*1000","v":0},{"$f":"(DmYear!$L$7*(Unit!K$170/100)/DB!P$3)*(Unit!J264/100)*1000","v":0},{"$f":"(DmYear!$L$7*(Unit!L$170/100)/DB!Q$3)*(Unit!K264/100)*1000","v":0},{"$f":"(DmYear!$L$7*(Unit!M$170/100)/DB!R$3)*(Unit!L264/100)*1000","v":0},{"$f":"(DmYear!$L$7*(Unit!N$170/100)/DB!S$3)*(Unit!M264/100)*1000","v":0},"-",null,21,{"$f":"(DmYear!$L$7*(Unit!C$171/100)/DB!H$4)*(Unit!P264/100)*1000","v":0},{"$f":"(DmYear!$L$7*(Unit!D$171/100)/DB!I$4)*(Unit!Q264/100)*1000","v":0},{"$f":"(DmYear!$L$7*(Unit!E$171/100)/DB!J$4)*(Unit!R264/100)*1000","v":0},{"$f":"(DmYear!$L$7*(Unit!F$171/100)/DB!K$4)*(Unit!S264/100)*1000","v":0},{"$f":"(DmYear!$L$7*(Unit!G$171/100)/DB!L$4)*(Unit!T264/100)*1000","v":0},{"$f":"(DmYear!$L$7*(Unit!H$171/100)/DB!M$4)*(Unit!U264/100)*1000","v":0},{"$f":"(DmYear!$L$7*(Unit!I$171/100)/DB!N$4)*(Unit!V264/100)*1000","v":0},{"$f":"(DmYear!$L$7*(Unit!J$171/100)/DB!O$4)*(Unit!W264/100)*1000","v":0},{"$f":"(DmYear!$L$7*(Unit!K$171/100)/DB!P$4)*(Unit!X264/100)*1000","v":0},{"$f":"(DmYear!$L$7*(Unit!L$171/100)/DB!Q$4)*(Unit!Y264/100)*1000","v":0},{"$f":"(DmYear!$L$7*(Unit!M$171/100)/DB!R$4)*(Unit!Z264/100)*1000","v":0},{"$f":"(DmYear!$L$7*(Unit!N$171/100)/DB!S$4)*(Unit!AA264/100)*1000","v":0},"-",null,21,{"$f":"(DmYear!$L$7*(Unit!C$172/100)/DB!H$5)*(Unit!AD264/100)*1000","v":0},{"$f":"(DmYear!$L$7*(Unit!D$172/100)/DB!I$5)*(Unit!AE264/100)*1000","v":0},{"$f":"(DmYear!$L$7*(Unit!E$172/100)/DB!J$5)*(Unit!AF264/100)*1000","v":0},{"$f":"(DmYear!$L$7*(Unit!F$172/100)/DB!K$5)*(Unit!AG264/100)*1000","v":0},{"$f":"(DmYear!$L$7*(Unit!G$172/100)/DB!L$5)*(Unit!AH264/100)*1000","v":0},{"$f":"(DmYear!$L$7*(Unit!H$172/100)/DB!M$5)*(Unit!AI264/100)*1000","v":0},{"$f":"(DmYear!$L$7*(Unit!I$172/100)/DB!N$5)*(Unit!AJ264/100)*1000","v":0},{"$f":"(DmYear!$L$7*(Unit!J$172/100)/DB!O$5)*(Unit!AK264/100)*1000","v":0},{"$f":"(DmYear!$L$7*(Unit!K$172/100)/DB!P$5)*(Unit!AL264/100)*1000","v":0},{"$f":"(DmYear!$L$7*(Unit!L$172/100)/DB!Q$5)*(Unit!AM264/100)*1000","v":0},{"$f":"(DmYear!$L$7*(Unit!M$172/100)/DB!R$5)*(Unit!AN264/100)*1000","v":0},{"$f":"(DmYear!$L$7*(Unit!N$172/100)/DB!S$5)*(Unit!AO264/100)*1000","v":0},"-",null,null,21,0,0,0,0,0,0,0,0,0,0,0,0,null,null,21,0,0,0,0,0,0,0,0,0,0,0,0,null,null,21,0,0,0,0,0,0,0,0,0,0,0,0,null,null,null,null,21,{"$f":"(DmYear!$L$34*(Unit!C$170/100)/DB!H$3)*(Unit!B264/100)*1000","v":0},{"$f":"(DmYear!$L$34*(Unit!D$170/100)/DB!I$3)*(Unit!C264/100)*1000","v":0},{"$f":"(DmYear!$L$34*(Unit!E$170/100)/DB!J$3)*(Unit!D264/100)*1000","v":0},{"$f":"(DmYear!$L$34*(Unit!F$170/100)/DB!K$3)*(Unit!E264/100)*1000","v":0},{"$f":"(DmYear!$L$34*(Unit!G$170/100)/DB!L$3)*(Unit!F264/100)*1000","v":0},{"$f":"(DmYear!$L$34*(Unit!H$170/100)/DB!M$3)*(Unit!G264/100)*1000","v":0},{"$f":"(DmYear!$L$34*(Unit!I$170/100)/DB!N$3)*(Unit!H264/100)*1000","v":0},{"$f":"(DmYear!$L$34*(Unit!J$170/100)/DB!O$3)*(Unit!I264/100)*1000","v":0},{"$f":"(DmYear!$L$34*(Unit!K$170/100)/DB!P$3)*(Unit!J264/100)*1000","v":0},{"$f":"(DmYear!$L$34*(Unit!L$170/100)/DB!Q$3)*(Unit!K264/100)*1000","v":0},{"$f":"(DmYear!$L$34*(Unit!M$170/100)/DB!R$3)*(Unit!L264/100)*1000","v":0},{"$f":"(DmYear!$L$34*(Unit!N$170/100)/DB!S$3)*(Unit!M264/100)*1000","v":0},"-",null,21,{"$f":"(DmYear!$L$34*(Unit!C$171/100)/DB!H$4)*(Unit!P264/100)*1000","v":0},{"$f":"(DmYear!$L$34*(Unit!D$171/100)/DB!I$4)*(Unit!Q264/100)*1000","v":0},{"$f":"(DmYear!$L$34*(Unit!E$171/100)/DB!J$4)*(Unit!R264/100)*1000","v":0},{"$f":"(DmYear!$L$34*(Unit!F$171/100)/DB!K$4)*(Unit!S264/100)*1000","v":0},{"$f":"(DmYear!$L$34*(Unit!G$171/100)/DB!L$4)*(Unit!T264/100)*1000","v":0},{"$f":"(DmYear!$L$34*(Unit!H$171/100)/DB!M$4)*(Unit!U264/100)*1000","v":0},{"$f":"(DmYear!$L$34*(Unit!I$171/100)/DB!N$4)*(Unit!V264/100)*1000","v":0},{"$f":"(DmYear!$L$34*(Unit!J$171/100)/DB!O$4)*(Unit!W264/100)*1000","v":0},{"$f":"(DmYear!$L$34*(Unit!K$171/100)/DB!P$4)*(Unit!X264/100)*1000","v":0},{"$f":"(DmYear!$L$34*(Unit!L$171/100)/DB!Q$4)*(Unit!Y264/100)*1000","v":0},{"$f":"(DmYear!$L$34*(Unit!M$171/100)/DB!R$4)*(Unit!Z264/100)*1000","v":0},{"$f":"(DmYear!$L$34*(Unit!N$171/100)/DB!S$4)*(Unit!AA264/100)*1000","v":0},"-",null,21,{"$f":"(DmYear!$L$34*(Unit!C$172/100)/DB!H$5)*(Unit!AD264/100)*1000","v":0},{"$f":"(DmYear!$L$34*(Unit!D$172/100)/DB!I$5)*(Unit!AE264/100)*1000","v":0},{"$f":"(DmYear!$L$34*(Unit!E$172/100)/DB!J$5)*(Unit!AF264/100)*1000","v":0},{"$f":"(DmYear!$L$34*(Unit!F$172/100)/DB!K$5)*(Unit!AG264/100)*1000","v":0},{"$f":"(DmYear!$L$34*(Unit!G$172/100)/DB!L$5)*(Unit!AH264/100)*1000","v":0},{"$f":"(DmYear!$L$34*(Unit!H$172/100)/DB!M$5)*(Unit!AI264/100)*1000","v":0},{"$f":"(DmYear!$L$34*(Unit!I$172/100)/DB!N$5)*(Unit!AJ264/100)*1000","v":0},{"$f":"(DmYear!$L$34*(Unit!J$172/100)/DB!O$5)*(Unit!AK264/100)*1000","v":0},{"$f":"(DmYear!$L$34*(Unit!K$172/100)/DB!P$5)*(Unit!AL264/100)*1000","v":0},{"$f":"(DmYear!$L$34*(Unit!L$172/100)/DB!Q$5)*(Unit!AM264/100)*1000","v":0},{"$f":"(DmYear!$L$34*(Unit!M$172/100)/DB!R$5)*(Unit!AN264/100)*1000","v":0},{"$f":"(DmYear!$L$34*(Unit!N$172/100)/DB!S$5)*(Unit!AO264/100)*1000","v":0},"-",null,null,21,0,0,0,0,0,0,0,0,0,0,0,0,null,null,21,0,0,0,0,0,0,0,0,0,0,0,0,null,null,21,0,0,0,0,0,0,0,0,0,0,0,0]
[null,23,{"$f":"(DmYear!$L$7*(Unit!C$170/100)/DB!H$3)*(Unit!B266/100)*1000","v":0},{"$f":"(DmYear!$L$7*(Unit!D$170/100)/DB!I$3)*(Unit!C266/100)*1000","v":0},{"$f":"(DmYear!$L$7*(Unit!E$170/100)/DB!J$3)*(Unit!D266/100)*1000","v":0},{"$f":"(DmYear!$L$7*(Unit!F$170/100)/DB!K$3)*(Unit!E266/100)*1000","v":0},{"$f":"(DmYear!$L$7*(Unit!G$170/100)/DB!L$3)*(Unit!F266/100)*1000","v":0},{"$f":"(DmYear!$L$7*(Unit!H$170/100)/DB!M$3)*(Unit!G266/100)*1000","v":0},{"$f":"(DmYear!$L$7*(Unit!I$170/100)/DB!N$3)*(Unit!H266/100)*1000","v":0},{"$f":"(DmYear!$L$7*(Unit!J$170/100)/DB!O$3)*(Unit!I266/100)*1000","v":0},{"$f":"(DmYear!$L$7*(Unit!K$170/100)/DB!P$3)*(Unit!J266/100)*1000","v":0},{"$f":"(DmYear!$L$7*(Unit!L$170/100)/DB!Q$3)*(Unit!K266/100)*1000","v":0},{"$f":"(DmYear!$L$7*(Unit!M$170/100)/DB!R$3)*(Unit!L266/100)*1000","v":0},{"$f":"(DmYear!$L$7*(Unit!N$170/100)/DB!S$3)*(Unit!M266/100)*1000","v":0},"-",null,23,{"$f":"(DmYear!$L$7*(Unit!C$171/100)/DB!H$4)*(Unit!P266/100)*1000","v":0},{"$f":"(DmYear!$L$7*(Unit!D$171/100)/DB!I$4)*(Unit!Q266/100)*1000","v":0},{"$f":"(DmYear!$L$7*(Unit!E$171/100)/DB!J$4)*(Unit!R266/100)*1000","v":0},{"$f":"(DmYear!$L$7*(Unit!F$171/100)/DB!K$4)*(Unit!S266/100)*1000","v":0},{"$f":"(DmYear!$L$7*(Unit!G$171/100)/DB!L$4)*(Unit!T266/100)*1000","v":0},{"$f":"(DmYear!$L$7*(Unit!H$171/100)/DB!M$4)*(Unit!U266/100)*1000","v":0},{"$f":"(DmYear!$L$7*(Unit!I$171/100)/DB!N$4)*(Unit!V266/100)*1000","v":0},{"$f":"(DmYear!$L$7*(Unit!J$171/100)/DB!O$4)*(Unit!W266/100)*1000","v":0},{"$f":"(DmYear!$L$7*(Unit!K$171/100)/DB!P$4)*(Unit!X266/100)*1000","v":0},{"$f":"(DmYear!$L$7*(Unit!L$171/100)/DB!Q$4)*(Unit!Y266/100)*1000","v":0},{"$f":"(DmYear!$L$7*(Unit!M$171/100)/DB!R$4)*(Unit!Z266/100)*1000","v":0},{"$f":"(DmYear!$L$7*(Unit!N$171/100)/DB!S$4)*(Unit!AA266/100)*1000","v":0},"-",null,23,{"$f":"(DmYear!$L$7*(Unit!C$172/100)/DB!H$5)*(Unit!AD266/100)*1000","v":0},{"$f":"(DmYear!$L$7*(Unit!D$172/100)/DB!I$5)*(Unit!AE266/100)*1000","v":0},{"$f":"(DmYear!$L$7*(Unit!E$172/100)/DB!J$5)*(Unit!AF266/100)*1000","v":0},{"$f":"(DmYear!$L$7*(Unit!F$172/100)/DB!K$5)*(Unit!AG266/100)*1000","v":0},{"$f":"(DmYear!$L$7*(Unit!G$172/100)/DB!L$5)*(Unit!AH266/100)*1000","v":0},{"$f":"(DmYear!$L$7*(Unit!H$172/100)/DB!M$5)*(Unit!AI266/100)*1000","v":0},{"$f":"(DmYear!$L$7*(Unit!I$172/100)/DB!N$5)*(Unit!AJ266/100)*1000","v":0},{"$f":"(DmYear!$L$7*(Unit!J$172/100)/DB!O$5)*(Unit!AK266/100)*1000","v":0},{"$f":"(DmYear!$L$7*(Unit!K$172/100)/DB!P$5)*(Unit!AL266/100)*1000","v":0},{"$f":"(DmYear!$L$7*(Unit!L$172/100)/DB!Q$5)*(Unit!AM266/100)*1000","v":0},{"$f":"(DmYear!$L$7*(Unit!M$172/100)/DB!R$5)*(Unit!AN266/100)*1000","v":0},{"$f":"(DmYear!$L$7*(Unit!N$172/100)/DB!S$5)*(Unit!AO266/100)*1000","v":0},"-",null,null,23,0,0,0,0,0,0,0,0,0,0,0,0,null,null,23,0,0,0,0,0,0,0,0,0,0,0,0,null,null,23,0,0,0,0,0,0,0,0,0,0,0,0,null,null,null,null,23,{"$f":"(DmYear!$L$34*(Unit!C$170/100)/DB!H$3)*(Unit!B266/100)*1000","v":0},{"$f":"(DmYear!$L$34*(Unit!D$170/100)/DB!I$3)*(Unit!C266/100)*1000","v":0},{"$f":"(DmYear!$L$34*(Unit!E$170/100)/DB!J$3)*(Unit!D266/100)*1000","v":0},{"$f":"(DmYear!$L$34*(Unit!F$170/100)/DB!K$3)*(Unit!E266/100)*1000","v":0},{"$f":"(DmYear!$L$34*(Unit!G$170/100)/DB!L$3)*(Unit!F266/100)*1000","v":0},{"$f":"(DmYear!$L$34*(Unit!H$170/100)/DB!M$3)*(Unit!G266/100)*1000","v":0},{"$f":"(DmYear!$L$34*(Unit!I$170/100)/DB!N$3)*(Unit!H266/100)*1000","v":0},{"$f":"(DmYear!$L$34*(Unit!J$170/100)/DB!O$3)*(Unit!I266/100)*1000","v":0},{"$f":"(DmYear!$L$34*(Unit!K$170/100)/DB!P$3)*(Unit!J266/100)*1000","v":0},{"$f":"(DmYear!$L$34*(Unit!L$170/100)/DB!Q$3)*(Unit!K266/100)*1000","v":0},{"$f":"(DmYear!$L$34*(Unit!M$170/100)/DB!R$3)*(Unit!L266/100)*1000","v":0},{"$f":"(DmYear!$L$34*(Unit!N$170/100)/DB!S$3)*(Unit!M266/100)*1000","v":0},"-",null,23,{"$f":"(DmYear!$L$34*(Unit!C$171/100)/DB!H$4)*(Unit!P266/100)*1000","v":0},{"$f":"(DmYear!$L$34*(Unit!D$171/100)/DB!I$4)*(Unit!Q266/100)*1000","v":0},{"$f":"(DmYear!$L$34*(Unit!E$171/100)/DB!J$4)*(Unit!R266/100)*1000","v":0},{"$f":"(DmYear!$L$34*(Unit!F$171/100)/DB!K$4)*(Unit!S266/100)*1000","v":0},{"$f":"(DmYear!$L$34*(Unit!G$171/100)/DB!L$4)*(Unit!T266/100)*1000","v":0},{"$f":"(DmYear!$L$34*(Unit!H$171/100)/DB!M$4)*(Unit!U266/100)*1000","v":0},{"$f":"(DmYear!$L$34*(Unit!I$171/100)/DB!N$4)*(Unit!V266/100)*1000","v":0},{"$f":"(DmYear!$L$34*(Unit!J$171/100)/DB!O$4)*(Unit!W266/100)*1000","v":0},{"$f":"(DmYear!$L$34*(Unit!K$171/100)/DB!P$4)*(Unit!X266/100)*1000","v":0},{"$f":"(DmYear!$L$34*(Unit!L$171/100)/DB!Q$4)*(Unit!Y266/100)*1000","v":0},{"$f":"(DmYear!$L$34*(Unit!M$171/100)/DB!R$4)*(Unit!Z266/100)*1000","v":0},{"$f":"(DmYear!$L$34*(Unit!N$171/100)/DB!S$4)*(Unit!AA266/100)*1000","v":0},"-",null,23,{"$f":"(DmYear!$L$34*(Unit!C$172/100)/DB!H$5)*(Unit!AD266/100)*1000","v":0},{"$f":"(DmYear!$L$34*(Unit!D$172/100)/DB!I$5)*(Unit!AE266/100)*1000","v":0},{"$f":"(DmYear!$L$34*(Unit!E$172/100)/DB!J$5)*(Unit!AF266/100)*1000","v":0},{"$f":"(DmYear!$L$34*(Unit!F$172/100)/DB!K$5)*(Unit!AG266/100)*1000","v":0},{"$f":"(DmYear!$L$34*(Unit!G$172/100)/DB!L$5)*(Unit!AH266/100)*1000","v":0},{"$f":"(DmYear!$L$34*(Unit!H$172/100)/DB!M$5)*(Unit!AI266/100)*1000","v":0},{"$f":"(DmYear!$L$34*(Unit!I$172/100)/DB!N$5)*(Unit!AJ266/100)*1000","v":0},{"$f":"(DmYear!$L$34*(Unit!J$172/100)/DB!O$5)*(Unit!AK266/100)*1000","v":0},{"$f":"(DmYear!$L$34*(Unit!K$172/100)/DB!P$5)*(Unit!AL266/100)*1000","v":0},{"$f":"(DmYear!$L$34*(Unit!L$172/100)/DB!Q$5)*(Unit!AM266/100)*1000","v":0},{"$f":"(DmYear!$L$34*(Unit!M$172/100)/DB!R$5)*(Unit!AN266/100)*1000","v":0},{"$f":"(DmYear!$L$34*(Unit!N$172/100)/DB!S$5)*(Unit!AO266/100)*1000","v":0},"-",null,null,23,0,0,0,0,0,0,0,0,0,0,0,0,null,null,23,0,0,0,0,0,0,0,0,0,0,0,0,null,null,23,0,0,0,0,0,0,0,0,0,0,0,0]
[null,"MJ/日",{"$f":"DmYear!$L$7*(Unit!C$170/100)/DB!H$3*1000","v":0},{"$f":"DmYear!$L$7*(Unit!D$170/100)/DB!I$3*1000","v":0},{"$f":"DmYear!$L$7*(Unit!E$170/100)/DB!J$3*1000","v":0},{"$f":"DmYear!$L$7*(Unit!F$170/100)/DB!K$3*1000","v":0},{"$f":"DmYear!$L$7*(Unit!G$170/100)/DB!L$3*1000","v":0},{"$f":"DmYear!$L$7*(Unit!H$170/100)/DB!M$3*1000","v":0},{"$f":"DmYear!$L$7*(Unit!I$170/100)/DB!N$3*1000","v":0},{"$f":"DmYear!$L$7*(Unit!J$170/100)/DB!O$3*1000","v":0},{"$f":"DmYear!$L$7*(Unit!K$170/100)/DB!P$3*1000","v":0},{"$f":"DmYear!$L$7*(Unit!L$170/100)/DB!Q$3*1000","v":0},{"$f":"DmYear!$L$7*(Unit!M$170/100)/DB!R$3*1000","v":0},{"$f":"DmYear!$L$7*(Unit!N$170/100)/DB!S$3*1000","v":0},"-",null,"MJ/日",{"$f":"DmYear!$L$7*(Unit!C$171/100)/DB!H$4*1000","v":0},{"$f":"DmYear!$L$7*(Unit!D$171/100)/DB!I$4*1000","v":0},{"$f":"DmYear!$L$7*(Unit!E$171/100)/DB!J$4*1000","v":0},{"$f":"DmYear!$L$7*(Unit!F$171/100)/DB!K$4*1000","v":0},{"$f":"DmYear!$L$7*(Unit!G$171/100)/DB!L$4*1000","v":0},{"$f":"DmYear!$L$7*(Unit!H$171/100)/DB!M$4*1000","v":0},{"$f":"DmYear!$L$7*(Unit!I$171/100)/DB!N$4*1000","v":0},{"$f":"DmYear!$L$7*(Unit!J$171/100)/DB!O$4*1000","v":0},{"$f":"DmYear!$L$7*(Unit!K$171/100)/DB!P$4*1000","v":0},{"$f":"DmYear!$L$7*(Unit!L$171/100)/DB!Q$4*1000","v":0},{"$f":"DmYear!$L$7*(Unit!M$171/100)/DB!R$4*1000","v":0},{"$f":"DmYear!$L$7*(Unit!N$171/100)/DB!S$4*1000","v":0},"-",null,"MJ/日",{"$f":"DmYear!$K$7*(Unit!C$21/100)/DB!H$5*1000","v":0},{"$f":"DmYear!$K$7*(Unit!D$21/100)/DB!I$5*1000","v":0},{"$f":"DmYear!$K$7*(Unit!E$21/100)/DB!J$5*1000","v":0},{"$f":"DmYear!$K$7*(Unit!F$21/100)/DB!K$5*1000","v":0},{"$f":"DmYear!$K$7*(Unit!G$21/100)/DB!L$5*1000","v":0},{"$f":"DmYear!$K$7*(Unit!H$21/100)/DB!M$5*1000","v":0},{"$f":"DmYear!$K$7*(Unit!I$21/100)/DB!N$5*1000","v":0},{"$f":"DmYear!$K$7*(Unit!J$21/100)/DB!O$5*1000","v":0},{"$f":"DmYear!$K$7*(Unit!K$21/100)/DB!P$5*1000","v":0},{"$f":"DmYear!$K$7*(Unit!L$21/100)/DB!Q$5*1000","v":0},{"$f":"DmYear!$K$7*(Unit!M$21/100)/DB!R$5*1000","v":0},{"$f":"DmYear!$K$7*(Unit!N$21/100)/DB!S$5*1000","v":0},"-",null,null,"MJ/日",{"$f":"SUM(AW243:AW266)","v":0},{"$f":"SUM(AX243:AX266)","v":0},{"$f":"SUM(AY243:AY266)","v":0},{"$f":"SUM(AZ243:AZ266)","v":0},{"$f":"SUM(BA243:BA266)","v":0},{"$f":"SUM(BB243:BB266)","v":0},{"$f":"SUM(BC243:BC266)","v":0},{"$f":"SUM(BD243:BD266)","v":0},{"$f":"SUM(BE243:BE266)","v":0},{"$f":"SUM(BF243:BF266)","v":0},{"$f":"SUM(BG243:BG266)","v":0},{"$f":"SUM(BH243:BH266)","v":0},null,null,"MJ/日",{"$f":"SUM(BL243:BL266)","v":0},{"$f":"SUM(BM243:BM266)","v":0},{"$f":"SUM(BN243:BN266)","v":0},{"$f":"SUM(BO243:BO266)","v":0},{"$f":"SUM(BP243:BP266)","v":0},{"$f":"SUM(BQ243:BQ266)","v":0},{"$f":"SUM(BR243:BR266)","v":0},{"$f":"SUM(BS243:BS266)","v":0},{"$f":"SUM(BT243:BT266)","v":0},{"$f":"SUM(BU243:BU266)","v":0},{"$f":"SUM(BV243:BV266)","v":0},{"$f":"SUM(BW243:BW266)","v":0},null,null,"MJ/日",{"$f":"SUM(CA243:CA266)","v":0},{"$f":"SUM(CB243:CB266)","v":0},{"$f":"SUM(CC243:CC266)","v":0},{"$f":"SUM(CD243:CD266)","v":0},{"$f":"SUM(CE243:CE266)","v":0},{"$f":"SUM(CF243:CF266)","v":0},{"$f":"SUM(CG243:CG266)","v":0},{"$f":"SUM(CH243:CH266)","v":0},{"$f":"SUM(CI243:CI266)","v":0},{"$f":"SUM(CJ243:CJ266)","v":0},{"$f":"SUM(CK243:CK266)","v":0},{"$f":"SUM(CL243:CL266)","v":0},null,null,null,null,"MJ/日",{"$f":"DmYear!$L$34*(Unit!C$170/100)/DB!H$3*1000","v":0},{"$f":"DmYear!$L$34*(Unit!D$170/100)/DB!I$3*1000","v":0},{"$f":"DmYear!$L$34*(Unit!E$170/100)/DB!J$3*1000","v":0},{"$f":"DmYear!$L$34*(Unit!F$170/100)/DB!K$3*1000","v":0},{"$f":"DmYear!$L$34*(Unit!G$170/100)/DB!L$3*1000","v":0},{"$f":"DmYear!$L$34*(Unit!H$170/100)/DB!M$3*1000","v":0},{"$f":"DmYear!$L$34*(Unit!I$170/100)/DB!N$3*1000","v":0},{"$f":"DmYear!$L$34*(Unit!J$170/100)/DB!O$3*1000","v":0},{"$f":"DmYear!$L$34*(Unit!K$170/100)/DB!P$3*1000","v":0},{"$f":"DmYear!$L$34*(Unit!L$170/100)/DB!Q$3*1000","v":0},{"$f":"DmYear!$L$34*(Unit!M$170/100)/DB!R$3*1000","v":0},{"$f":"DmYear!$L$34*(Unit!N$170/100)/DB!S$3*1000","v":0},"-",null,"MJ/日",{"$f":"DmYear!$L$34*(Unit!C$171/100)/DB!H$4*1000","v":0},{"$f":"DmYear!$L$34*(Unit!D$171/100)/DB!I$4*1000","v":0},{"$f":"DmYear!$L$34*(Unit!E$171/100)/DB!J$4*1000","v":0},{"$f":"DmYear!$L$34*(Unit!F$171/100)/DB!K$4*1000","v":0},{"$f":"DmYear!$L$34*(Unit!G$171/100)/DB!L$4*1000","v":0},{"$f":"DmYear!$L$34*(Unit!H$171/100)/DB!M$4*1000","v":0},{"$f":"DmYear!$L$34*(Unit!I$171/100)/DB!N$4*1000","v":0},{"$f":"DmYear!$L$34*(Unit!J$171/100)/DB!O$4*1000","v":0},{"$f":"DmYear!$L$34*(Unit!K$171/100)/DB!P$4*1000","v":0},{"$f":"DmYear!$L$34*(Unit!L$171/100)/DB!Q$4*1000","v":0},{"$f":"DmYear!$L$34*(Unit!M$171/100)/DB!R$4*1000","v":0},{"$f":"DmYear!$L$34*(Unit!N$171/100)/DB!S$4*1000","v":0},"-",null,"MJ/日",{"$f":"DmYear!$L$34*(Unit!C$172/100)/DB!H$5*1000","v":0},{"$f":"DmYear!$L$34*(Unit!D$172/100)/DB!I$5*1000","v":0},{"$f":"DmYear!$L$34*(Unit!E$172/100)/DB!J$5*1000","v":0},{"$f":"DmYear!$L$34*(Unit!F$172/100)/DB!K$5*1000","v":0},{"$f":"DmYear!$L$34*(Unit!G$172/100)/DB!L$5*1000","v":0},{"$f":"DmYear!$L$34*(Unit!H$172/100)/DB!M$5*1000","v":0},{"$f":"DmYear!$L$34*(Unit!I$172/100)/DB!N$5*1000","v":0},{"$f":"DmYear!$L$34*(Unit!J$172/100)/DB!O$5*1000","v":0},{"$f":"DmYear!$L$34*(Unit!K$172/100)/DB!P$5*1000","v":0},{"$f":"DmYear!$L$34*(Unit!L$172/100)/DB!Q$5*1000","v":0},{"$f":"DmYear!$L$34*(Unit!M$172/100)/DB!R$5*1000","v":0},{"$f":"DmYear!$L$34*(Unit!N$172/100)/DB!S$5*1000","v":0},"-",null,null,"MJ/日",{"$f":"SUM(EL243:EL266)","v":0},{"$f":"SUM(EM243:EM266)","v":0},{"$f":"SUM(EN243:EN266)","v":0},{"$f":"SUM(EO243:EO266)","v":0},{"$f":"SUM(EP243:EP266)","v":0},{"$f":"SUM(EQ243:EQ266)","v":0},{"$f":"SUM(ER243:ER266)","v":0},{"$f":"SUM(ES243:ES266)","v":0},{"$f":"SUM(ET243:ET266)","v":0},{"$f":"SUM(EU243:EU266)","v":0},{"$f":"SUM(EV243:EV266)","v":0},{"$f":"SUM(EW243:EW266)","v":0},null,null,"MJ/日",{"$f":"SUM(FA243:FA266)","v":0},{"$f":"SUM(FB243:FB266)","v":0},{"$f":"SUM(FC243:FC266)","v":0},{"$f":"SUM(FD243:FD266)","v":0},{"$f":"SUM(FE243:FE266)","v":0},{"$f":"SUM(FF243:FF266)","v":0},{"$f":"SUM(FG243:FG266)","v":0},{"$f":"SUM(FH243:FH266)","v":0},{"$f":"SUM(FI243:FI266)","v":0},{"$f":"SUM(FJ243:FJ266)","v":0},{"$f":"SUM(FK243:FK266)","v":0},{"$f":"SUM(FL243:FL266)","v":0},null,null,"MJ/日",{"$f":"SUM(FP243:FP266)","v":0},{"$f":"SUM(FQ243:FQ266)","v":0},{"$f":"SUM(FR243:FR266)","v":0},{"$f":"SUM(FS243:FS266)","v":0},{"$f":"SUM(FT243:FT266)","v":0},{"$f":"SUM(FU243:FU266)","v":0},{"$f":"SUM(FV243:FV266)","v":0},{"$f":"SUM(FW243:FW266)","v":0},{"$f":"SUM(FX243:FX266)","v":0},{"$f":"SUM(FY243:FY266)","v":0},{"$f":"SUM(FZ243:FZ266)","v":0},{"$f":"SUM(GA243:GA266)","v":0}]
[null,"max",{"$f":"MAX(C273:N296)","v":0},null,"文献値",{"$f":"DmYear!D8","v":0},null,"比率",{"$f":"IF(C270=0,0,F270/C270)","v":0},null,null,null,null,null,null,null,"max",{"$f":"MAX(R273:AC296)","v":0},null,"文献値",{"$f":"DmYear!D8","v":0},null,"比率",{"$f":"IF(R270=0,0,U270/R270)","v":0},null,null,null,null,null,null,null,"max",{"$f":"MAX(AG273:AR296)","v":0},null,"文献値",{"$f":"DmYear!D8","v":0},null,"比率",{"$f":"IF(AG270=0,0,AJ270/AG270)","v":0},null,null,null,null,null,null,null,null,null,null,null,null,null,null,null,null,null,null,null,null,null,null,null,null,null,null,null,null,null,null,null,null,null,null,null,null,null,null,null,null,null,null,null,null,null,null,null,null,null,null,null,null,null,null,null,"max",{"$f":"MAX(CR273:DC296)","v":0},null,"文献値",{"$f":"DmYear!$D35","v":0},null,"比率",{"$f":"IF(CR270=0,0,CU270/CR270)","v":0},null,null,null,null,null,null,null,"max",{"$f":"MAX(DG273:DR296)","v":0},null,"文献値",{"$f":"DmYear!$D35","v":0},null,"比率",{"$f":"IF(DG270=0,0,DJ270/DG270)","v":0},null,null,null,null,null,null,null,"max",{"$f":"MAX(DV273:EG296)","v":0},null,"文献値",{"$f":"DmYear!$D35","v":0},null,"比率",{"$f":"IF(DV270=0,0,DY270/DV270)","v":0}]
[null,"MJ/h","1月","2月","3月","4月","5月","6月","7月","8月","9月","10月","11月","12月","計",null,"MJ/h","1月","2月","3月","4月","5月","6月","7月","8月","9月","10月","11月","12月","計",null,"MJ/h","1月","2月","3月","4月","5月","6月","7月","8月","9月","10月","11月","12月","計",null,null,"MJ/h","1月","2月","3月","4月","5月","6月","7月","8月","9月","10月","11月","12月",null,null,"MJ/h","1月","2月","3月","4月","5月","6月","7月","8月","9月","10月","11月","12月",null,null,"MJ/h","1月","2月","3月","4月","5月","6月","7月","8月","9月","10月","11月","12月",null,null,null,null,"MJ/h","1月","2月","3月","4月","5月","6月","7月","8月","9月","10月","11月","12月","計",null,"MJ/h","1月","2月","3月","4月","5月","6月","7月","8月","9月","10月","11月","12月","計",null,"MJ/h","1月","2月","3月","4月","5月","6月","7月","8月","9月","10月","11月","12月","計",null,null,"MJ/h","1月","2月","3月","4月","5月","6月","7月","8月","9月","10月","11月","12月",null,null,"MJ/h","1月","2月","3月","4月","5月","6月","7月","8月","9月","10月","11月","12月",null,null,"MJ/h","1月","2月","3月","4月","5月","6月","7月","8月","9月","10月","11月","12月"]
[null,2,{"$f":"(DmYear!$L$8*(Unit!C$174/100)/DB!H$3)*(Unit!B275/100)*1000","v":0},{"$f":"(DmYear!$L$8*(Unit!D$174/100)/DB!I$3)*(Unit!C275/100)*1000","v":0},{"$f":"(DmYear!$L$8*(Unit!E$174/100)/DB!J$3)*(Unit!D275/100)*1000","v":0},{"$f":"(DmYear!$L$8*(Unit!F$174/100)/DB!K$3)*(Unit!E275/100)*1000","v":0},{"$f":"(DmYear!$L$8*(Unit!G$174/100)/DB!L$3)*(Unit!F275/100)*1000","v":0},{"$f":"(DmYear!$L$8*(Unit!H$174/100)/DB!M$3)*(Unit!G275/100)*1000","v":0},{"$f":"(DmYear!$L$8*(Unit!I$174/100)/DB!N$3)*(Unit!H275/100)*1000","v":0},{"$f":"(DmYear!$L$8*(Unit!J$174/100)/DB!O$3)*(Unit!I275/100)*1000","v":0},{"$f":"(DmYear!$L$8*(Unit!K$174/100)/DB!P$3)*(Unit!J275/100)*1000","v":0},{"$f":"(DmYear!$L$8*(Unit!L$174/100)/DB!Q$3)*(Unit!K275/100)*1000","v":0},{"$f":"(DmYear!$L$8*(Unit!M$174/100)/DB!R$3)*(Unit!L275/100)*1000","v":0},{"$f":"(DmYear!$L$8*(Unit!N$174/100)/DB!S$3)*(Unit!M275/100)*1000","v":0},"-",null,2,{"$f":"(DmYear!$L$8*(Unit!C$175/100)/DB!H$4)*(Unit!P275/100)*1000","v":0},{"$f":"(DmYear!$L$8*(Unit!D$175/100)/DB!I$4)*(Unit!Q275/100)*1000","v":0},{"$f":"(DmYear!$L$8*(Unit!E$175/100)/DB!J$4)*(Unit!R275/100)*1000","v":0},{"$f":"(DmYear!$L$8*(Unit!F$175/100)/DB!K$4)*(Unit!S275/100)*1000","v":0},{"$f":"(DmYear!$L$8*(Unit!G$175/100)/DB!L$4)*(Unit!T275/100)*1000","v":0},{"$f":"(DmYear!$L$8*(Unit!H$175/100)/DB!M$4)*(Unit!U275/100)*1000","v":0},{"$f":"(DmYear!$L$8*(Unit!I$175/100)/DB!N$4)*(Unit!V275/100)*1000","v":0},{"$f":"(DmYear!$L$8*(Unit!J$175/100)/DB!O$4)*(Unit!W275/100)*1000","v":0},{"$f":"(DmYear!$L$8*(Unit!K$175/100)/DB!P$4)*(Unit!X275/100)*1000","v":0},{"$f":"(DmYear!$L$8*(Unit!L$175/100)/DB!Q$4)*(Unit!Y275/100)*1000","v":0},{"$f":"(DmYear!$L$8*(Unit!M$175/100)/DB!R$4)*(Unit!Z275/100)*1000","v":0},{"$f":"(DmYear!$L$8*(Unit!N$175/100)/DB!S$4)*(Unit!AA275/100)*1000","v":0},"-",null,2,{"$f":"(DmYear!$L$8*(Unit!C$176/100)/DB!H$5)*(Unit!AD275/100)*1000","v":0},{"$f":"(DmYear!$L$8*(Unit!D$176/100)/DB!I$5)*(Unit!AE275/100)*1000","v":0},{"$f":"(DmYear!$L$8*(Unit!E$176/100)/DB!J$5)*(Unit!AF275/100)*1000","v":0},{"$f":"(DmYear!$L$8*(Unit!F$176/100)/DB!K$5)*(Unit!AG275/100)*1000","v":0},{"$f":"(DmYear!$L$8*(Unit!G$176/100)/DB!L$5)*(Unit!AH275/100)*1000","v":0},{"$f":"(DmYear!$L$8*(Unit!H$176/100)/DB!M$5)*(Unit!AI275/100)*1000","v":0},{"$f":"(DmYear!$L$8*(Unit!I$176/100)/DB!N$5)*(Unit!AJ275/100)*1000","v":0},{"$f":"(DmYear!$L$8*(Unit!J$176/100)/DB!O$5)*(Unit!AK275/100)*1000","v":0},{"$f":"(DmYear!$L$8*(Unit!K$176/100)/DB!P$5)*(Unit!AL275/100)*1000","v":0},{"$f":"(DmYear!$L$8*(Unit!L$176/100)/DB!Q$5)*(Unit!AM275/100)*1000","v":0},{"$f":"(DmYear!$L$8*(Unit!M$176/100)/DB!R$5)*(Unit!AN275/100)*1000","v":0},{"$f":"(DmYear!$L$8*(Unit!N$176/100)/DB!S$5)*(Unit!AO275/100)*1000","v":0},"-",null,null,2,0,0,0,0,0,0,0,0,0,0,0,0,null,null,2,0,0,0,0,0,0,0,0,0,0,0,0,null,null,2,0,0,0,0,0,0,0,0,0,0,0,0,null,null,null,null,2,{"$f":"(DmYear!$L$35*(Unit!C$174/100)/DB!H$3)*(Unit!B275/100)*1000","v":0},{"$f":"(DmYear!$L$35*(Unit!D$174/100)/DB!I$3)*(Unit!C275/100)*1000","v":0},{"$f":"(DmYear!$L$35*(Unit!E$174/100)/DB!J$3)*(Unit!D275/100)*1000","v":0},{"$f":"(DmYear!$L$35*(Unit!F$174/100)/DB!K$3)*(Unit!E275/100)*1000","v":0},{"$f":"(DmYear!$L$35*(Unit!G$174/100)/DB!L$3)*(Unit!F275/100)*1000","v":0},{"$f":"(DmYear!$L$35*(Unit!H$174/100)/DB!M$3)*(Unit!G275/100)*1000","v":0},{"$f":"(DmYear!$L$35*(Unit!I$174/100)/DB!N$3)*(Unit!H275/100)*1000","v":0},{"$f":"(DmYear!$L$35*(Unit!J$174/100)/DB!O$3)*(Unit!I275/100)*1000","v":0},{"$f":"(DmYear!$L$35*(Unit!K$174/100)/DB!P$3)*(Unit!J275/100)*1000","v":0},{"$f":"(DmYear!$L$35*(Unit!L$174/100)/DB!Q$3)*(Unit!K275/100)*1000","v":0},{"$f":"(DmYear!$L$35*(Unit!M$174/100)/DB!R$3)*(Unit!L275/100)*1000","v":0},{"$f":"(DmYear!$L$35*(Unit!N$174/100)/DB!S$3)*(Unit!M275/100)*1000","v":0},"-",null,2,{"$f":"(DmYear!$L$35*(Unit!C$175/100)/DB!H$4)*(Unit!P275/100)*1000","v":0},{"$f":"(DmYear!$L$35*(Unit!D$175/100)/DB!I$4)*(Unit!Q275/100)*1000","v":0},{"$f":"(DmYear!$L$35*(Unit!E$175/100)/DB!J$4)*(Unit!R275/100)*1000","v":0},{"$f":"(DmYear!$L$35*(Unit!F$175/100)/DB!K$4)*(Unit!S275/100)*1000","v":0},{"$f":"(DmYear!$L$35*(Unit!G$175/100)/DB!L$4)*(Unit!T275/100)*1000","v":0},{"$f":"(DmYear!$L$35*(Unit!H$175/100)/DB!M$4)*(Unit!U275/100)*1000","v":0},{"$f":"(DmYear!$L$35*(Unit!I$175/100)/DB!N$4)*(Unit!V275/100)*1000","v":0},{"$f":"(DmYear!$L$35*(Unit!J$175/100)/DB!O$4)*(Unit!W275/100)*1000","v":0},{"$f":"(DmYear!$L$35*(Unit!K$175/100)/DB!P$4)*(Unit!X275/100)*1000","v":0},{"$f":"(DmYear!$L$35*(Unit!L$175/100)/DB!Q$4)*(Unit!Y275/100)*1000","v":0},{"$f":"(DmYear!$L$35*(Unit!M$175/100)/DB!R$4)*(Unit!Z275/100)*1000","v":0},{"$f":"(DmYear!$L$35*(Unit!N$175/100)/DB!S$4)*(Unit!AA275/100)*1000","v":0},"-",null,2,{"$f":"(DmYear!$L$35*(Unit!C$176/100)/DB!H$5)*(Unit!AD275/100)*1000","v":0},{"$f":"(DmYear!$L$35*(Unit!D$176/100)/DB!I$5)*(Unit!AE275/100)*1000","v":0},{"$f":"(DmYear!$L$35*(Unit!E$176/100)/DB!J$5)*(Unit!AF275/100)*1000","v":0},{"$f":"(DmYear!$L$35*(Unit!F$176/100)/DB!K$5)*(Unit!AG275/100)*1000","v":0},{"$f":"(DmYear!$L$35*(Unit!G$176/100)/DB!L$5)*(Unit!AH275/100)*1000","v":0},{"$f":"(DmYear!$L$35*(Unit!H$176/100)/DB!M$5)*(Unit!AI275/100)*1000","v":0},{"$f":"(DmYear!$L$35*(Unit!I$176/100)/DB!N$5)*(Unit!AJ275/100)*1000","v":0},{"$f":"(DmYear!$L$35*(Unit!J$176/100)/DB!O$5)*(Unit!AK275/100)*1000","v":0},{"$f":"(DmYear!$L$35*(Unit!K$176/100)/DB!P$5)*(Unit!AL275/100)*1000","v":0},{"$f":"(DmYear!$L$35*(Unit!L$176/100)/DB!Q$5)*(Unit!AM275/100)*1000","v":0},{"$f":"(DmYear!$L$35*(Unit!M$176/100)/DB!R$5)*(Unit!AN275/100)*1000","v":0},{"$f":"(DmYear!$L$35*(Unit!N$176/100)/DB!S$5)*(Unit!AO275/100)*1000","v":0},"-",null,null,2,0,0,0,0,0,0,0,0,0,0,0,0,null,null,2,0,0,0,0,0,0,0,0,0,0,0,0,null,null,2,0,0,0,0,0,0,0,0,0,0,0,0]
[null,5,{"$f":"(DmYear!$L$8*(Unit!C$174/100)/DB!H$3)*(Unit!B278/100)*1000","v":0},{"$f":"(DmYear!$L$8*(Unit!D$174/100)/DB!I$3)*(Unit!C278/100)*1000","v":0},{"$f":"(DmYear!$L$8*(Unit!E$174/100)/DB!J$3)*(Unit!D278/100)*1000","v":0},{"$f":"(DmYear!$L$8*(Unit!F$174/100)/DB!K$3)*(Unit!E278/100)*1000","v":0},{"$f":"(DmYear!$L$8*(Unit!G$174/100)/DB!L$3)*(Unit!F278/100)*1000","v":0},{"$f":"(DmYear!$L$8*(Unit!H$174/100)/DB!M$3)*(Unit!G278/100)*1000","v":0},{"$f":"(DmYear!$L$8*(Unit!I$174/100)/DB!N$3)*(Unit!H278/100)*1000","v":0},{"$f":"(DmYear!$L$8*(Unit!J$174/100)/DB!O$3)*(Unit!I278/100)*1000","v":0},{"$f":"(DmYear!$L$8*(Unit!K$174/100)/DB!P$3)*(Unit!J278/100)*1000","v":0},{"$f":"(DmYear!$L$8*(Unit!L$174/100)/DB!Q$3)*(Unit!K278/100)*1000","v":0},{"$f":"(DmYear!$L$8*(Unit!M$174/100)/DB!R$3)*(Unit!L278/100)*1000","v":0},{"$f":"(DmYear!$L$8*(Unit!N$174/100)/DB!S$3)*(Unit!M278/100)*1000","v":0},"-",null,5,{"$f":"(DmYear!$L$8*(Unit!C$175/100)/DB!H$4)*(Unit!P278/100)*1000","v":0},{"$f":"(DmYear!$L$8*(Unit!D$175/100)/DB!I$4)*(Unit!Q278/100)*1000","v":0},{"$f":"(DmYear!$L$8*(Unit!E$175/100)/DB!J$4)*(Unit!R278/100)*1000","v":0},{"$f":"(DmYear!$L$8*(Unit!F$175/100)/DB!K$4)*(Unit!S278/100)*1000","v":0},{"$f":"(DmYear!$L$8*(Unit!G$175/100)/DB!L$4)*(Unit!T278/100)*1000","v":0},{"$f":"(DmYear!$L$8*(Unit!H$175/100)/DB!M$4)*(Unit!U278/100)*1000","v":0},{"$f":"(DmYear!$L$8*(Unit!I$175/100)/DB!N$4)*(Unit!V278/100)*1000","v":0},{"$f":"(DmYear!$L$8*(Unit!J$175/100)/DB!O$4)*(Unit!W278/100)*1000","v":0},{"$f":"(DmYear!$L$8*(Unit!K$175/100)/DB!P$4)*(Unit!X278/100)*1000","v":0},{"$f":"(DmYear!$L$8*(Unit!L$175/100)/DB!Q$4)*(Unit!Y278/100)*1000","v":0},{"$f":"(DmYear!$L$8*(Unit!M$175/100)/DB!R$4)*(Unit!Z278/100)*1000","v":0},{"$f":"(DmYear!$L$8*(Unit!N$175/100)/DB!S$4)*(Unit!AA278/100)*1000","v":0},"-",null,5,{"$f":"(DmYear!$L$8*(Unit!C$176/100)/DB!H$5)*(Unit!AD278/100)*1000","v":0},{"$f":"(DmYear!$L$8*(Unit!D$176/100)/DB!I$5)*(Unit!AE278/100)*1000","v":0},{"$f":"(DmYear!$L$8*(Unit!E$176/100)/DB!J$5)*(Unit!AF278/100)*1000","v":0},{"$f":"(DmYear!$L$8*(Unit!F$176/100)/DB!K$5)*(Unit!AG278/100)*1000","v":0},{"$f":"(DmYear!$L$8*(Unit!G$176/100)/DB!L$5)*(Unit!AH278/100)*1000","v":0},{"$f":"(DmYear!$L$8*(Unit!H$176/100)/DB!M$5)*(Unit!AI278/100)*1000","v":0},{"$f":"(DmYear!$L$8*(Unit!I$176/100)/DB!N$5)*(Unit!AJ278/100)*1000","v":0},{"$f":"(DmYear!$L$8*(Unit!J$176/100)/DB!O$5)*(Unit!AK278/100)*1000","v":0},{"$f":"(DmYear!$L$8*(Unit!K$176/100)/DB!P$5)*(Unit!AL278/100)*1000","v":0},{"$f":"(DmYear!$L$8*(Unit!L$176/100)/DB!Q$5)*(Unit!AM278/100)*1000","v":0},{"$f":"(DmYear!$L$8*(Unit!M$176/100)/DB!R$5)*(Unit!AN278/100)*1000","v":0},{"$f":"(DmYear!$L$8*(Unit!N$176/100)/DB!S$5)*(Unit!AO278/100)*1000","v":0},"-",null,null,5,0,0,0,0,0,0,0,0,0,0,0,0,null,null,5,0,0,0,0,0,0,0,0,0,0,0,0,null,null,5,0,0,0,0,0,0,0,0,0,0,0,0,null,null,null,null,5,{"$f":"(DmYear!$L$35*(Unit!C$174/100)/DB!H$3)*(Unit!B278/100)*1000","v":0},{"$f":"(DmYear!$L$35*(Unit!D$174/100)/DB!I$3)*(Unit!C278/100)*1000","v":0},{"$f":"(DmYear!$L$35*(Unit!E$174/100)/DB!J$3)*(Unit!D278/100)*1000","v":0},{"$f":"(DmYear!$L$35*(Unit!F$174/100)/DB!K$3)*(Unit!E278/100)*1000","v":0},{"$f":"(DmYear!$L$35*(Unit!G$174/100)/DB!L$3)*(Unit!F278/100)*1000","v":0},{"$f":"(DmYear!$L$35*(Unit!H$174/100)/DB!M$3)*(Unit!G278/100)*1000","v":0},{"$f":"(DmYear!$L$35*(Unit!I$174/100)/DB!N$3)*(Unit!H278/100)*1000","v":0},{"$f":"(DmYear!$L$35*(Unit!J$174/100)/DB!O$3)*(Unit!I278/100)*1000","v":0},{"$f":"(DmYear!$L$35*(Unit!K$174/100)/DB!P$3)*(Unit!J278/100)*1000","v":0},{"$f":"(DmYear!$L$35*(Unit!L$174/100)/DB!Q$3)*(Unit!K278/100)*1000","v":0},{"$f":"(DmYear!$L$35*(Unit!M$174/100)/DB!R$3)*(Unit!L278/100)*1000","v":0},{"$f":"(DmYear!$L$35*(Unit!N$174/100)/DB!S$3)*(Unit!M278/100)*1000","v":0},"-",null,5,{"$f":"(DmYear!$L$35*(Unit!C$175/100)/DB!H$4)*(Unit!P278/100)*1000","v":0},{"$f":"(DmYear!$L$35*(Unit!D$175/100)/DB!I$4)*(Unit!Q278/100)*1000","v":0},{"$f":"(DmYear!$L$35*(Unit!E$175/100)/DB!J$4)*(Unit!R278/100)*1000","v":0},{"$f":"(DmYear!$L$35*(Unit!F$175/100)/DB!K$4)*(Unit!S278/100)*1000","v":0},{"$f":"(DmYear!$L$35*(Unit!G$175/100)/DB!L$4)*(Unit!T278/100)*1000","v":0},{"$f":"(DmYear!$L$35*(Unit!H$175/100)/DB!M$4)*(Unit!U278/100)*1000","v":0},{"$f":"(DmYear!$L$35*(Unit!I$175/100)/DB!N$4)*(Unit!V278/100)*1000","v":0},{"$f":"(DmYear!$L$35*(Unit!J$175/100)/DB!O$4)*(Unit!W278/100)*1000","v":0},{"$f":"(DmYear!$L$35*(Unit!K$175/100)/DB!P$4)*(Unit!X278/100)*1000","v":0},{"$f":"(DmYear!$L$35*(Unit!L$175/100)/DB!Q$4)*(Unit!Y278/100)*1000","v":0},{"$f":"(DmYear!$L$35*(Unit!M$175/100)/DB!R$4)*(Unit!Z278/100)*1000","v":0},{"$f":"(DmYear!$L$35*(Unit!N$175/100)/DB!S$4)*(Unit!AA278/100)*1000","v":0},"-",null,5,{"$f":"(DmYear!$L$35*(Unit!C$176/100)/DB!H$5)*(Unit!AD278/100)*1000","v":0},{"$f":"(DmYear!$L$35*(Unit!D$176/100)/DB!I$5)*(Unit!AE278/100)*1000","v":0},{"$f":"(DmYear!$L$35*(Unit!E$176/100)/DB!J$5)*(Unit!AF278/100)*1000","v":0},{"$f":"(DmYear!$L$35*(Unit!F$176/100)/DB!K$5)*(Unit!AG278/100)*1000","v":0},{"$f":"(DmYear!$L$35*(Unit!G$176/100)/DB!L$5)*(Unit!AH278/100)*1000","v":0},{"$f":"(DmYear!$L$35*(Unit!H$176/100)/DB!M$5)*(Unit!AI278/100)*1000","v":0},{"$f":"(DmYear!$L$35*(Unit!I$176/100)/DB!N$5)*(Unit!AJ278/100)*1000","v":0},{"$f":"(DmYear!$L$35*(Unit!J$176/100)/DB!O$5)*(Unit!AK278/100)*1000","v":0},{"$f":"(DmYear!$L$35*(Unit!K$176/100)/DB!P$5)*(Unit!AL278/100)*1000","v":0},{"$f":"(DmYear!$L$35*(Unit!L$176/100)/DB!Q$5)*(Unit!AM278/100)*1000","v":0},{"$f":"(DmYear!$L$35*(Unit!M$176/100)/DB!R$5)*(Unit!AN278/100)*1000","v":0},{"$f":"(DmYear!$L$35*(Unit!N$176/100)/DB!S$5)*(Unit!AO278/100)*1000","v":0},"-",null,null,5,0,0,0,0,0,0,0,0,0,0,0,0,null,null,5,0,0,0,0,0,0,0,0,0,0,0,0,null,null,5,0,0,0,0,0,0,0,0,0,0,0,0]
[null,7,{"$f":"(DmYear!$L$8*(Unit!C$174/100)/DB!H$3)*(Unit!B280/100)*1000","v":0},{"$f":"(DmYear!$L$8*(Unit!D$174/100)/DB!I$3)*(Unit!C280/100)*1000","v":0},{"$f":"(DmYear!$L$8*(Unit!E$174/100)/DB!J$3)*(Unit!D280/100)*1000","v":0},{"$f":"(DmYear!$L$8*(Unit!F$174/100)/DB!K$3)*(Unit!E280/100)*1000","v":0},{"$f":"(DmYear!$L$8*(Unit!G$174/100)/DB!L$3)*(Unit!F280/100)*1000","v":0},{"$f":"(DmYear!$L$8*(Unit!H$174/100)/DB!M$3)*(Unit!G280/100)*1000","v":0},{"$f":"(DmYear!$L$8*(Unit!I$174/100)/DB!N$3)*(Unit!H280/100)*1000","v":0},{"$f":"(DmYear!$L$8*(Unit!J$174/100)/DB!O$3)*(Unit!I280/100)*1000","v":0},{"$f":"(DmYear!$L$8*(Unit!K$174/100)/DB!P$3)*(Unit!J280/100)*1000","v":0},{"$f":"(DmYear!$L$8*(Unit!L$174/100)/DB!Q$3)*(Unit!K280/100)*1000","v":0},{"$f":"(DmYear!$L$8*(Unit!M$174/100)/DB!R$3)*(Unit!L280/100)*1000","v":0},{"$f":"(DmYear!$L$8*(Unit!N$174/100)/DB!S$3)*(Unit!M280/100)*1000","v":0},"-",null,7,{"$f":"(DmYear!$L$8*(Unit!C$175/100)/DB!H$4)*(Unit!P280/100)*1000","v":0},{"$f":"(DmYear!$L$8*(Unit!D$175/100)/DB!I$4)*(Unit!Q280/100)*1000","v":0},{"$f":"(DmYear!$L$8*(Unit!E$175/100)/DB!J$4)*(Unit!R280/100)*1000","v":0},{"$f":"(DmYear!$L$8*(Unit!F$175/100)/DB!K$4)*(Unit!S280/100)*1000","v":0},{"$f":"(DmYear!$L$8*(Unit!G$175/100)/DB!L$4)*(Unit!T280/100)*1000","v":0},{"$f":"(DmYear!$L$8*(Unit!H$175/100)/DB!M$4)*(Unit!U280/100)*1000","v":0},{"$f":"(DmYear!$L$8*(Unit!I$175/100)/DB!N$4)*(Unit!V280/100)*1000","v":0},{"$f":"(DmYear!$L$8*(Unit!J$175/100)/DB!O$4)*(Unit!W280/100)*1000","v":0},{"$f":"(DmYear!$L$8*(Unit!K$175/100)/DB!P$4)*(Unit!X280/100)*1000","v":0},{"$f":"(DmYear!$L$8*(Unit!L$175/100)/DB!Q$4)*(Unit!Y280/100)*1000","v":0},{"$f":"(DmYear!$L$8*(Unit!M$175/100)/DB!R$4)*(Unit!Z280/100)*1000","v":0},{"$f":"(DmYear!$L$8*(Unit!N$175/100)/DB!S$4)*(Unit!AA280/100)*1000","v":0},"-",null,7,{"$f":"(DmYear!$L$8*(Unit!C$176/100)/DB!H$5)*(Unit!AD280/100)*1000","v":0},{"$f":"(DmYear!$L$8*(Unit!D$176/100)/DB!I$5)*(Unit!AE280/100)*1000","v":0},{"$f":"(DmYear!$L$8*(Unit!E$176/100)/DB!J$5)*(Unit!AF280/100)*1000","v":0},{"$f":"(DmYear!$L$8*(Unit!F$176/100)/DB!K$5)*(Unit!AG280/100)*1000","v":0},{"$f":"(DmYear!$L$8*(Unit!G$176/100)/DB!L$5)*(Unit!AH280/100)*1000","v":0},{"$f":"(DmYear!$L$8*(Unit!H$176/100)/DB!M$5)*(Unit!AI280/100)*1000","v":0},{"$f":"(DmYear!$L$8*(Unit!I$176/100)/DB!N$5)*(Unit!AJ280/100)*1000","v":0},{"$f":"(DmYear!$L$8*(Unit!J$176/100)/DB!O$5)*(Unit!AK280/100)*1000","v":0},{"$f":"(DmYear!$L$8*(Unit!K$176/100)/DB!P$5)*(Unit!AL280/100)*1000","v":0},{"$f":"(DmYear!$L$8*(Unit!L$176/100)/DB!Q$5)*(Unit!AM280/100)*1000","v":0},{"$f":"(DmYear!$L$8*(Unit!M$176/100)/DB!R$5)*(Unit!AN280/100)*1000","v":0},{"$f":"(DmYear!$L$8*(Unit!N$176/100)/DB!S$5)*(Unit!AO280/100)*1000","v":0},"-",null,null,7,0,0,0,0,0,0,0,0,0,0,0,0,null,null,7,0,0,0,0,0,0,0,0,0,0,0,0,null,null,7,0,0,0,0,0,0,0,0,0,0,0,0,null,null,null,null,7,{"$f":"(DmYear!$L$35*(Unit!C$174/100)/DB!H$3)*(Unit!B280/100)*1000","v":0},{"$f":"(DmYear!$L$35*(Unit!D$174/100)/DB!I$3)*(Unit!C280/100)*1000","v":0},{"$f":"(DmYear!$L$35*(Unit!E$174/100)/DB!J$3)*(Unit!D280/100)*1000","v":0},{"$f":"(DmYear!$L$35*(Unit!F$174/100)/DB!K$3)*(Unit!E280/100)*1000","v":0},{"$f":"(DmYear!$L$35*(Unit!G$174/100)/DB!L$3)*(Unit!F280/100)*1000","v":0},{"$f":"(DmYear!$L$35*(Unit!H$174/100)/DB!M$3)*(Unit!G280/100)*1000","v":0},{"$f":"(DmYear!$L$35*(Unit!I$174/100)/DB!N$3)*(Unit!H280/100)*1000","v":0},{"$f":"(DmYear!$L$35*(Unit!J$174/100)/DB!O$3)*(Unit!I280/100)*1000","v":0},{"$f":"(DmYear!$L$35*(Unit!K$174/100)/DB!P$3)*(Unit!J280/100)*1000","v":0},{"$f":"(DmYear!$L$35*(Unit!L$174/100)/DB!Q$3)*(Unit!K280/100)*1000","v":0},{"$f":"(DmYear!$L$35*(Unit!M$174/100)/DB!R$3)*(Unit!L280/100)*1000","v":0},{"$f":"(DmYear!$L$35*(Unit!N$174/100)/DB!S$3)*(Unit!M280/100)*1000","v":0},"-",null,7,{"$f":"(DmYear!$L$35*(Unit!C$175/100)/DB!H$4)*(Unit!P280/100)*1000","v":0},{"$f":"(DmYear!$L$35*(Unit!D$175/100)/DB!I$4)*(Unit!Q280/100)*1000","v":0},{"$f":"(DmYear!$L$35*(Unit!E$175/100)/DB!J$4)*(Unit!R280/100)*1000","v":0},{"$f":"(DmYear!$L$35*(Unit!F$175/100)/DB!K$4)*(Unit!S280/100)*1000","v":0},{"$f":"(DmYear!$L$35*(Unit!G$175/100)/DB!L$4)*(Unit!T280/100)*1000","v":0},{"$f":"(DmYear!$L$35*(Unit!H$175/100)/DB!M$4)*(Unit!U280/100)*1000","v":0},{"$f":"(DmYear!$L$35*(Unit!I$175/100)/DB!N$4)*(Unit!V280/100)*1000","v":0},{"$f":"(DmYear!$L$35*(Unit!J$175/100)/DB!O$4)*(Unit!W280/100)*1000","v":0},{"$f":"(DmYear!$L$35*(Unit!K$175/100)/DB!P$4)*(Unit!X280/100)*1000","v":0},{"$f":"(DmYear!$L$35*(Unit!L$175/100)/DB!Q$4)*(Unit!Y280/100)*1000","v":0},{"$f":"(DmYear!$L$35*(Unit!M$175/100)/DB!R$4)*(Unit!Z280/100)*1000","v":0},{"$f":"(DmYear!$L$35*(Unit!N$175/100)/DB!S$4)*(Unit!AA280/100)*1000","v":0},"-",null,7,{"$f":"(DmYear!$L$35*(Unit!C$176/100)/DB!H$5)*(Unit!AD280/100)*1000","v":0},{"$f":"(DmYear!$L$35*(Unit!D$176/100)/DB!I$5)*(Unit!AE280/100)*1000","v":0},{"$f":"(DmYear!$L$35*(Unit!E$176/100)/DB!J$5)*(Unit!AF280/100)*1000","v":0},{"$f":"(DmYear!$L$35*(Unit!F$176/100)/DB!K$5)*(Unit!AG280/100)*1000","v":0},{"$f":"(DmYear!$L$35*(Unit!G$176/100)/DB!L$5)*(Unit!AH280/100)*1000","v":0},{"$f":"(DmYear!$L$35*(Unit!H$176/100)/DB!M$5)*(Unit!AI280/100)*1000","v":0},{"$f":"(DmYear!$L$35*(Unit!I$176/100)/DB!N$5)*(Unit!AJ280/100)*1000","v":0},{"$f":"(DmYear!$L$35*(Unit!J$176/100)/DB!O$5)*(Unit!AK280/100)*1000","v":0},{"$f":"(DmYear!$L$35*(Unit!K$176/100)/DB!P$5)*(Unit!AL280/100)*1000","v":0},{"$f":"(DmYear!$L$35*(Unit!L$176/100)/DB!Q$5)*(Unit!AM280/100)*1000","v":0},{"$f":"(DmYear!$L$35*(Unit!M$176/100)/DB!R$5)*(Unit!AN280/100)*1000","v":0},{"$f":"(DmYear!$L$35*(Unit!N$176/100)/DB!S$5)*(Unit!AO280/100)*1000","v":0},"-",null,null,7,0,0,0,0,0,0,0,0,0,0,0,0,null,null,7,0,0,0,0,0,0,0,0,0,0,0,0,null,null,7,0,0,0,0,0,0,0,0,0,0,0,0]
[null,8,{"$f":"(DmYear!$L$8*(Unit!C$174/100)/DB!H$3)*(Unit!B281/100)*1000","v":0},{"$f":"(DmYear!$L$8*(Unit!D$174/100)/DB!I$3)*(Unit!C281/100)*1000","v":0},{"$f":"(DmYear!$L$8*(Unit!E$174/100)/DB!J$3)*(Unit!D281/100)*1000","v":0},{"$f":"(DmYear!$L$8*(Unit!F$174/100)/DB!K$3)*(Unit!E281/100)*1000","v":0},{"$f":"(DmYear!$L$8*(Unit!G$174/100)/DB!L$3)*(Unit!F281/100)*1000","v":0},{"$f":"(DmYear!$L$8*(Unit!H$174/100)/DB!M$3)*(Unit!G281/100)*1000","v":0},{"$f":"(DmYear!$L$8*(Unit!I$174/100)/DB!N$3)*(Unit!H281/100)*1000","v":0},{"$f":"(DmYear!$L$8*(Unit!J$174/100)/DB!O$3)*(Unit!I281/100)*1000","v":0},{"$f":"(DmYear!$L$8*(Unit!K$174/100)/DB!P$3)*(Unit!J281/100)*1000","v":0},{"$f":"(DmYear!$L$8*(Unit!L$174/100)/DB!Q$3)*(Unit!K281/100)*1000","v":0},{"$f":"(DmYear!$L$8*(Unit!M$174/100)/DB!R$3)*(Unit!L281/100)*1000","v":0},{"$f":"(DmYear!$L$8*(Unit!N$174/100)/DB!S$3)*(Unit!M281/100)*1000","v":0},"-",null,8,{"$f":"(DmYear!$L$8*(Unit!C$175/100)/DB!H$4)*(Unit!P281/100)*1000","v":0},{"$f":"(DmYear!$L$8*(Unit!D$175/100)/DB!I$4)*(Unit!Q281/100)*1000","v":0},{"$f":"(DmYear!$L$8*(Unit!E$175/100)/DB!J$4)*(Unit!R281/100)*1000","v":0},{"$f":"(DmYear!$L$8*(Unit!F$175/100)/DB!K$4)*(Unit!S281/100)*1000","v":0},{"$f":"(DmYear!$L$8*(Unit!G$175/100)/DB!L$4)*(Unit!T281/100)*1000","v":0},{"$f":"(DmYear!$L$8*(Unit!H$175/100)/DB!M$4)*(Unit!U281/100)*1000","v":0},{"$f":"(DmYear!$L$8*(Unit!I$175/100)/DB!N$4)*(Unit!V281/100)*1000","v":0},{"$f":"(DmYear!$L$8*(Unit!J$175/100)/DB!O$4)*(Unit!W281/100)*1000","v":0},{"$f":"(DmYear!$L$8*(Unit!K$175/100)/DB!P$4)*(Unit!X281/100)*1000","v":0},{"$f":"(DmYear!$L$8*(Unit!L$175/100)/DB!Q$4)*(Unit!Y281/100)*1000","v":0},{"$f":"(DmYear!$L$8*(Unit!M$175/100)/DB!R$4)*(Unit!Z281/100)*1000","v":0},{"$f":"(DmYear!$L$8*(Unit!N$175/100)/DB!S$4)*(Unit!AA281/100)*1000","v":0},"-",null,8,{"$f":"(DmYear!$L$8*(Unit!C$176/100)/DB!H$5)*(Unit!AD281/100)*1000","v":0},{"$f":"(DmYear!$L$8*(Unit!D$176/100)/DB!I$5)*(Unit!AE281/100)*1000","v":0},{"$f":"(DmYear!$L$8*(Unit!E$176/100)/DB!J$5)*(Unit!AF281/100)*1000","v":0},{"$f":"(DmYear!$L$8*(Unit!F$176/100)/DB!K$5)*(Unit!AG281/100)*1000","v":0},{"$f":"(DmYear!$L$8*(Unit!G$176/100)/DB!L$5)*(Unit!AH281/100)*1000","v":0},{"$f":"(DmYear!$L$8*(Unit!H$176/100)/DB!M$5)*(Unit!AI281/100)*1000","v":0},{"$f":"(DmYear!$L$8*(Unit!I$176/100)/DB!N$5)*(Unit!AJ281/100)*1000","v":0},{"$f":"(DmYear!$L$8*(Unit!J$176/100)/DB!O$5)*(Unit!AK281/100)*1000","v":0},{"$f":"(DmYear!$L$8*(Unit!K$176/100)/DB!P$5)*(Unit!AL281/100)*1000","v":0},{"$f":"(DmYear!$L$8*(Unit!L$176/100)/DB!Q$5)*(Unit!AM281/100)*1000","v":0},{"$f":"(DmYear!$L$8*(Unit!M$176/100)/DB!R$5)*(Unit!AN281/100)*1000","v":0},{"$f":"(DmYear!$L$8*(Unit!N$176/100)/DB!S$5)*(Unit!AO281/100)*1000","v":0},"-",null,null,8,0,0,0,0,0,0,0,0,0,0,0,0,null,null,8,0,0,0,0,0,0,0,0,0,0,0,0,null,null,8,0,0,0,0,0,0,0,0,0,0,0,0,null,null,null,null,8,{"$f":"(DmYear!$L$35*(Unit!C$174/100)/DB!H$3)*(Unit!B281/100)*1000","v":0},{"$f":"(DmYear!$L$35*(Unit!D$174/100)/DB!I$3)*(Unit!C281/100)*1000","v":0},{"$f":"(DmYear!$L$35*(Unit!E$174/100)/DB!J$3)*(Unit!D281/100)*1000","v":0},{"$f":"(DmYear!$L$35*(Unit!F$174/100)/DB!K$3)*(Unit!E281/100)*1000","v":0},{"$f":"(DmYear!$L$35*(Unit!G$174/100)/DB!L$3)*(Unit!F281/100)*1000","v":0},{"$f":"(DmYear!$L$35*(Unit!H$174/100)/DB!M$3)*(Unit!G281/100)*1000","v":0},{"$f":"(DmYear!$L$35*(Unit!I$174/100)/DB!N$3)*(Unit!H281/100)*1000","v":0},{"$f":"(DmYear!$L$35*(Unit!J$174/100)/DB!O$3)*(Unit!I281/100)*1000","v":0},{"$f":"(DmYear!$L$35*(Unit!K$174/100)/DB!P$3)*(Unit!J281/100)*1000","v":0},{"$f":"(DmYear!$L$35*(Unit!L$174/100)/DB!Q$3)*(Unit!K281/100)*1000","v":0},{"$f":"(DmYear!$L$35*(Unit!M$174/100)/DB!R$3)*(Unit!L281/100)*1000","v":0},{"$f":"(DmYear!$L$35*(Unit!N$174/100)/DB!S$3)*(Unit!M281/100)*1000","v":0},"-",null,8,{"$f":"(DmYear!$L$35*(Unit!C$175/100)/DB!H$4)*(Unit!P281/100)*1000","v":0},{"$f":"(DmYear!$L$35*(Unit!D$175/100)/DB!I$4)*(Unit!Q281/100)*1000","v":0},{"$f":"(DmYear!$L$35*(Unit!E$175/100)/DB!J$4)*(Unit!R281/100)*1000","v":0},{"$f":"(DmYear!$L$35*(Unit!F$175/100)/DB!K$4)*(Unit!S281/100)*1000","v":0},{"$f":"(DmYear!$L$35*(Unit!G$175/100)/DB!L$4)*(Unit!T281/100)*1000","v":0},{"$f":"(DmYear!$L$35*(Unit!H$175/100)/DB!M$4)*(Unit!U281/100)*1000","v":0},{"$f":"(DmYear!$L$35*(Unit!I$175/100)/DB!N$4)*(Unit!V281/100)*1000","v":0},{"$f":"(DmYear!$L$35*(Unit!J$175/100)/DB!O$4)*(Unit!W281/100)*1000","v":0},{"$f":"(DmYear!$L$35*(Unit!K$175/100)/DB!P$4)*(Unit!X281/100)*1000","v":0},{"$f":"(DmYear!$L$35*(Unit!L$175/100)/DB!Q$4)*(Unit!Y281/100)*1000","v":0},{"$f":"(DmYear!$L$35*(Unit!M$175/100)/DB!R$4)*(Unit!Z281/100)*1000","v":0},{"$f":"(DmYear!$L$35*(Unit!N$175/100)/DB!S$4)*(Unit!AA281/100)*1000","v":0},"-",null,8,{"$f":"(DmYear!$L$35*(Unit!C$176/100)/DB!H$5)*(Unit!AD281/100)*1000","v":0},{"$f":"(DmYear!$L$35*(Unit!D$176/100)/DB!I$5)*(Unit!AE281/100)*1000","v":0},{"$f":"(DmYear!$L$35*(Unit!E$176/100)/DB!J$5)*(Unit!AF281/100)*1000","v":0},{"$f":"(DmYear!$L$35*(Unit!F$176/100)/DB!K$5)*(Unit!AG281/100)*1000","v":0},{"$f":"(DmYear!$L$35*(Unit!G$176/100)/DB!L$5)*(Unit!AH281/100)*1000","v":0},{"$f":"(DmYear!$L$35*(Unit!H$176/100)/DB!M$5)*(Unit!AI281/100)*1000","v":0},{"$f":"(DmYear!$L$35*(Unit!I$176/100)/DB!N$5)*(Unit!AJ281/100)*1000","v":0},{"$f":"(DmYear!$L$35*(Unit!J$176/100)/DB!O$5)*(Unit!AK281/100)*1000","v":0},{"$f":"(DmYear!$L$35*(Unit!K$176/100)/DB!P$5)*(Unit!AL281/100)*1000","v":0},{"$f":"(DmYear!$L$35*(Unit!L$176/100)/DB!Q$5)*(Unit!AM281/100)*1000","v":0},{"$f":"(DmYear!$L$35*(Unit!M$176/100)/DB!R$5)*(Unit!AN281/100)*1000","v":0},{"$f":"(DmYear!$L$35*(Unit!N$176/100)/DB!S$5)*(Unit!AO281/100)*1000","v":0},"-",null,null,8,0,0,0,0,0,0,0,0,0,0,0,0,null,null,8,0,0,0,0,0,0,0,0,0,0,0,0,null,null,8,0,0,0,0,0,0,0,0,0,0,0,0]
[null,10,{"$f":"(DmYear!$L$8*(Unit!C$174/100)/DB!H$3)*(Unit!B283/100)*1000","v":0},{"$f":"(DmYear!$L$8*(Unit!D$174/100)/DB!I$3)*(Unit!C283/100)*1000","v":0},{"$f":"(DmYear!$L$8*(Unit!E$174/100)/DB!J$3)*(Unit!D283/100)*1000","v":0},{"$f":"(DmYear!$L$8*(Unit!F$174/100)/DB!K$3)*(Unit!E283/100)*1000","v":0},{"$f":"(DmYear!$L$8*(Unit!G$174/100)/DB!L$3)*(Unit!F283/100)*1000","v":0},{"$f":"(DmYear!$L$8*(Unit!H$174/100)/DB!M$3)*(Unit!G283/100)*1000","v":0},{"$f":"(DmYear!$L$8*(Unit!I$174/100)/DB!N$3)*(Unit!H283/100)*1000","v":0},{"$f":"(DmYear!$L$8*(Unit!J$174/100)/DB!O$3)*(Unit!I283/100)*1000","v":0},{"$f":"(DmYear!$L$8*(Unit!K$174/100)/DB!P$3)*(Unit!J283/100)*1000","v":0},{"$f":"(DmYear!$L$8*(Unit!L$174/100)/DB!Q$3)*(Unit!K283/100)*1000","v":0},{"$f":"(DmYear!$L$8*(Unit!M$174/100)/DB!R$3)*(Unit!L283/100)*1000","v":0},{"$f":"(DmYear!$L$8*(Unit!N$174/100)/DB!S$3)*(Unit!M283/100)*1000","v":0},"-",null,10,{"$f":"(DmYear!$L$8*(Unit!C$175/100)/DB!H$4)*(Unit!P283/100)*1000","v":0},{"$f":"(DmYear!$L$8*(Unit!D$175/100)/DB!I$4)*(Unit!Q283/100)*1000","v":0},{"$f":"(DmYear!$L$8*(Unit!E$175/100)/DB!J$4)*(Unit!R283/100)*1000","v":0},{"$f":"(DmYear!$L$8*(Unit!F$175/100)/DB!K$4)*(Unit!S283/100)*1000","v":0},{"$f":"(DmYear!$L$8*(Unit!G$175/100)/DB!L$4)*(Unit!T283/100)*1000","v":0},{"$f":"(DmYear!$L$8*(Unit!H$175/100)/DB!M$4)*(Unit!U283/100)*1000","v":0},{"$f":"(DmYear!$L$8*(Unit!I$175/100)/DB!N$4)*(Unit!V283/100)*1000","v":0},{"$f":"(DmYear!$L$8*(Unit!J$175/100)/DB!O$4)*(Unit!W283/100)*1000","v":0},{"$f":"(DmYear!$L$8*(Unit!K$175/100)/DB!P$4)*(Unit!X283/100)*1000","v":0},{"$f":"(DmYear!$L$8*(Unit!L$175/100)/DB!Q$4)*(Unit!Y283/100)*1000","v":0},{"$f":"(DmYear!$L$8*(Unit!M$175/100)/DB!R$4)*(Unit!Z283/100)*1000","v":0},{"$f":"(DmYear!$L$8*(Unit!N$175/100)/DB!S$4)*(Unit!AA283/100)*1000","v":0},"-",null,10,{"$f":"(DmYear!$L$8*(Unit!C$176/100)/DB!H$5)*(Unit!AD283/100)*1000","v":0},{"$f":"(DmYear!$L$8*(Unit!D$176/100)/DB!I$5)*(Unit!AE283/100)*1000","v":0},{"$f":"(DmYear!$L$8*(Unit!E$176/100)/DB!J$5)*(Unit!AF283/100)*1000","v":0},{"$f":"(DmYear!$L$8*(Unit!F$176/100)/DB!K$5)*(Unit!AG283/100)*1000","v":0},{"$f":"(DmYear!$L$8*(Unit!G$176/100)/DB!L$5)*(Unit!AH283/100)*1000","v":0},{"$f":"(DmYear!$L$8*(Unit!H$176/100)/DB!M$5)*(Unit!AI283/100)*1000","v":0},{"$f":"(DmYear!$L$8*(Unit!I$176/100)/DB!N$5)*(Unit!AJ283/100)*1000","v":0},{"$f":"(DmYear!$L$8*(Unit!J$176/100)/DB!O$5)*(Unit!AK283/100)*1000","v":0},{"$f":"(DmYear!$L$8*(Unit!K$176/100)/DB!P$5)*(Unit!AL283/100)*1000","v":0},{"$f":"(DmYear!$L$8*(Unit!L$176/100)/DB!Q$5)*(Unit!AM283/100)*1000","v":0},{"$f":"(DmYear!$L$8*(Unit!M$176/100)/DB!R$5)*(Unit!AN283/100)*1000","v":0},{"$f":"(DmYear!$L$8*(Unit!N$176/100)/DB!S$5)*(Unit!AO283/100)*1000","v":0},"-",null,null,10,0,0,0,0,0,0,0,0,0,0,0,0,null,null,10,0,0,0,0,0,0,0,0,0,0,0,0,null,null,10,0,0,0,0,0,0,0,0,0,0,0,0,null,null,null,null,10,{"$f":"(DmYear!$L$35*(Unit!C$174/100)/DB!H$3)*(Unit!B283/100)*1000","v":0},{"$f":"(DmYear!$L$35*(Unit!D$174/100)/DB!I$3)*(Unit!C283/100)*1000","v":0},{"$f":"(DmYear!$L$35*(Unit!E$174/100)/DB!J$3)*(Unit!D283/100)*1000","v":0},{"$f":"(DmYear!$L$35*(Unit!F$174/100)/DB!K$3)*(Unit!E283/100)*1000","v":0},{"$f":"(DmYear!$L$35*(Unit!G$174/100)/DB!L$3)*(Unit!F283/100)*1000","v":0},{"$f":"(DmYear!$L$35*(Unit!H$174/100)/DB!M$3)*(Unit!G283/100)*1000","v":0},{"$f":"(DmYear!$L$35*(Unit!I$174/100)/DB!N$3)*(Unit!H283/100)*1000","v":0},{"$f":"(DmYear!$L$35*(Unit!J$174/100)/DB!O$3)*(Unit!I283/100)*1000","v":0},{"$f":"(DmYear!$L$35*(Unit!K$174/100)/DB!P$3)*(Unit!J283/100)*1000","v":0},{"$f":"(DmYear!$L$35*(Unit!L$174/100)/DB!Q$3)*(Unit!K283/100)*1000","v":0},{"$f":"(DmYear!$L$35*(Unit!M$174/100)/DB!R$3)*(Unit!L283/100)*1000","v":0},{"$f":"(DmYear!$L$35*(Unit!N$174/100)/DB!S$3)*(Unit!M283/100)*1000","v":0},"-",null,10,{"$f":"(DmYear!$L$35*(Unit!C$175/100)/DB!H$4)*(Unit!P283/100)*1000","v":0},{"$f":"(DmYear!$L$35*(Unit!D$175/100)/DB!I$4)*(Unit!Q283/100)*1000","v":0},{"$f":"(DmYear!$L$35*(Unit!E$175/100)/DB!J$4)*(Unit!R283/100)*1000","v":0},{"$f":"(DmYear!$L$35*(Unit!F$175/100)/DB!K$4)*(Unit!S283/100)*1000","v":0},{"$f":"(DmYear!$L$35*(Unit!G$175/100)/DB!L$4)*(Unit!T283/100)*1000","v":0},{"$f":"(DmYear!$L$35*(Unit!H$175/100)/DB!M$4)*(Unit!U283/100)*1000","v":0},{"$f":"(DmYear!$L$35*(Unit!I$175/100)/DB!N$4)*(Unit!V283/100)*1000","v":0},{"$f":"(DmYear!$L$35*(Unit!J$175/100)/DB!O$4)*(Unit!W283/100)*1000","v":0},{"$f":"(DmYear!$L$35*(Unit!K$175/100)/DB!P$4)*(Unit!X283/100)*1000","v":0},{"$f":"(DmYear!$L$35*(Unit!L$175/100)/DB!Q$4)*(Unit!Y283/100)*1000","v":0},{"$f":"(DmYear!$L$35*(Unit!M$175/100)/DB!R$4)*(Unit!Z283/100)*1000","v":0},{"$f":"(DmYear!$L$35*(Unit!N$175/100)/DB!S$4)*(Unit!AA283/100)*1000","v":0},"-",null,10,{"$f":"(DmYear!$L$35*(Unit!C$176/100)/DB!H$5)*(Unit!AD283/100)*1000","v":0},{"$f":"(DmYear!$L$35*(Unit!D$176/100)/DB!I$5)*(Unit!AE283/100)*1000","v":0},{"$f":"(DmYear!$L$35*(Unit!E$176/100)/DB!J$5)*(Unit!AF283/100)*1000","v":0},{"$f":"(DmYear!$L$35*(Unit!F$176/100)/DB!K$5)*(Unit!AG283/100)*1000","v":0},{"$f":"(DmYear!$L$35*(Unit!G$176/100)/DB!L$5)*(Unit!AH283/100)*1000","v":0},{"$f":"(DmYear!$L$35*(Unit!H$176/100)/DB!M$5)*(Unit!AI283/100)*1000","v":0},{"$f":"(DmYear!$L$35*(Unit!I$176/100)/DB!N$5)*(Unit!AJ283/100)*1000","v":0},{"$f":"(DmYear!$L$35*(Unit!J$176/100)/DB!O$5)*(Unit!AK283/100)*1000","v":0},{"$f":"(DmYear!$L$35*(Unit!K$176/100)/DB!P$5)*(Unit!AL283/100)*1000","v":0},{"$f":"(DmYear!$L$35*(Unit!L$176/100)/DB!Q$5)*(Unit!AM283/100)*1000","v":0},{"$f":"(DmYear!$L$35*(Unit!M$176/100)/DB!R$5)*(Unit!AN283/100)*1000","v":0},{"$f":"(DmYear!$L$35*(Unit!N$176/100)/DB!S$5)*(Unit!AO283/100)*1000","v":0},"-",null,null,10,0,0,0,0,0,0,0,0,0,0,0,0,null,null,10,0,0,0,0,0,0,0,0,0,0,0,0,null,null,10,0,0,0,0,0,0,0,0,0,0,0,0]
[null,13,{"$f":"(DmYear!$L$8*(Unit!C$174/100)/DB!H$3)*(Unit!B286/100)*1000","v":0},{"$f":"(DmYear!$L$8*(Unit!D$174/100)/DB!I$3)*(Unit!C286/100)*1000","v":0},{"$f":"(DmYear!$L$8*(Unit!E$174/100)/DB!J$3)*(Unit!D286/100)*1000","v":0},{"$f":"(DmYear!$L$8*(Unit!F$174/100)/DB!K$3)*(Unit!E286/100)*1000","v":0},{"$f":"(DmYear!$L$8*(Unit!G$174/100)/DB!L$3)*(Unit!F286/100)*1000","v":0},{"$f":"(DmYear!$L$8*(Unit!H$174/100)/DB!M$3)*(Unit!G286/100)*1000","v":0},{"$f":"(DmYear!$L$8*(Unit!I$174/100)/DB!N$3)*(Unit!H286/100)*1000","v":0},{"$f":"(DmYear!$L$8*(Unit!J$174/100)/DB!O$3)*(Unit!I286/100)*1000","v":0},{"$f":"(DmYear!$L$8*(Unit!K$174/100)/DB!P$3)*(Unit!J286/100)*1000","v":0},{"$f":"(DmYear!$L$8*(Unit!L$174/100)/DB!Q$3)*(Unit!K286/100)*1000","v":0},{"$f":"(DmYear!$L$8*(Unit!M$174/100)/DB!R$3)*(Unit!L286/100)*1000","v":0},{"$f":"(DmYear!$L$8*(Unit!N$174/100)/DB!S$3)*(Unit!M286/100)*1000","v":0},"-",null,13,{"$f":"(DmYear!$L$8*(Unit!C$175/100)/DB!H$4)*(Unit!P286/100)*1000","v":0},{"$f":"(DmYear!$L$8*(Unit!D$175/100)/DB!I$4)*(Unit!Q286/100)*1000","v":0},{"$f":"(DmYear!$L$8*(Unit!E$175/100)/DB!J$4)*(Unit!R286/100)*1000","v":0},{"$f":"(DmYear!$L$8*(Unit!F$175/100)/DB!K$4)*(Unit!S286/100)*1000","v":0},{"$f":"(DmYear!$L$8*(Unit!G$175/100)/DB!L$4)*(Unit!T286/100)*1000","v":0},{"$f":"(DmYear!$L$8*(Unit!H$175/100)/DB!M$4)*(Unit!U286/100)*1000","v":0},{"$f":"(DmYear!$L$8*(Unit!I$175/100)/DB!N$4)*(Unit!V286/100)*1000","v":0},{"$f":"(DmYear!$L$8*(Unit!J$175/100)/DB!O$4)*(Unit!W286/100)*1000","v":0},{"$f":"(DmYear!$L$8*(Unit!K$175/100)/DB!P$4)*(Unit!X286/100)*1000","v":0},{"$f":"(DmYear!$L$8*(Unit!L$175/100)/DB!Q$4)*(Unit!Y286/100)*1000","v":0},{"$f":"(DmYear!$L$8*(Unit!M$175/100)/DB!R$4)*(Unit!Z286/100)*1000","v":0},{"$f":"(DmYear!$L$8*(Unit!N$175/100)/DB!S$4)*(Unit!AA286/100)*1000","v":0},"-",null,13,{"$f":"(DmYear!$L$8*(Unit!C$176/100)/DB!H$5)*(Unit!AD286/100)*1000","v":0},{"$f":"(DmYear!$L$8*(Unit!D$176/100)/DB!I$5)*(Unit!AE286/100)*1000","v":0},{"$f":"(DmYear!$L$8*(Unit!E$176/100)/DB!J$5)*(Unit!AF286/100)*1000","v":0},{"$f":"(DmYear!$L$8*(Unit!F$176/100)/DB!K$5)*(Unit!AG286/100)*1000","v":0},{"$f":"(DmYear!$L$8*(Unit!G$176/100)/DB!L$5)*(Unit!AH286/100)*1000","v":0},{"$f":"(DmYear!$L$8*(Unit!H$176/100)/DB!M$5)*(Unit!AI286/100)*1000","v":0},{"$f":"(DmYear!$L$8*(Unit!I$176/100)/DB!N$5)*(Unit!AJ286/100)*1000","v":0},{"$f":"(DmYear!$L$8*(Unit!J$176/100)/DB!O$5)*(Unit!AK286/100)*1000","v":0},{"$f":"(DmYear!$L$8*(Unit!K$176/100)/DB!P$5)*(Unit!AL286/100)*1000","v":0},{"$f":"(DmYear!$L$8*(Unit!L$176/100)/DB!Q$5)*(Unit!AM286/100)*1000","v":0},{"$f":"(DmYear!$L$8*(Unit!M$176/100)/DB!R$5)*(Unit!AN286/100)*1000","v":0},{"$f":"(DmYear!$L$8*(Unit!N$176/100)/DB!S$5)*(Unit!AO286/100)*1000","v":0},"-",null,null,13,0,0,0,0,0,0,0,0,0,0,0,0,null,null,13,0,0,0,0,0,0,0,0,0,0,0,0,null,null,13,0,0,0,0,0,0,0,0,0,0,0,0,null,null,null,null,13,{"$f":"(DmYear!$L$35*(Unit!C$174/100)/DB!H$3)*(Unit!B286/100)*1000","v":0},{"$f":"(DmYear!$L$35*(Unit!D$174/100)/DB!I$3)*(Unit!C286/100)*1000","v":0},{"$f":"(DmYear!$L$35*(Unit!E$174/100)/DB!J$3)*(Unit!D286/100)*1000","v":0},{"$f":"(DmYear!$L$35*(Unit!F$174/100)/DB!K$3)*(Unit!E286/100)*1000","v":0},{"$f":"(DmYear!$L$35*(Unit!G$174/100)/DB!L$3)*(Unit!F286/100)*1000","v":0},{"$f":"(DmYear!$L$35*(Unit!H$174/100)/DB!M$3)*(Unit!G286/100)*1000","v":0},{"$f":"(DmYear!$L$35*(Unit!I$174/100)/DB!N$3)*(Unit!H286/100)*1000","v":0},{"$f":"(DmYear!$L$35*(Unit!J$174/100)/DB!O$3)*(Unit!I286/100)*1000","v":0},{"$f":"(DmYear!$L$35*(Unit!K$174/100)/DB!P$3)*(Unit!J286/100)*1000","v":0},{"$f":"(DmYear!$L$35*(Unit!L$174/100)/DB!Q$3)*(Unit!K286/100)*1000","v":0},{"$f":"(DmYear!$L$35*(Unit!M$174/100)/DB!R$3)*(Unit!L286/100)*1000","v":0},{"$f":"(DmYear!$L$35*(Unit!N$174/100)/DB!S$3)*(Unit!M286/100)*1000","v":0},"-",null,13,{"$f":"(DmYear!$L$35*(Unit!C$175/100)/DB!H$4)*(Unit!P286/100)*1000","v":0},{"$f":"(DmYear!$L$35*(Unit!D$175/100)/DB!I$4)*(Unit!Q286/100)*1000","v":0},{"$f":"(DmYear!$L$35*(Unit!E$175/100)/DB!J$4)*(Unit!R286/100)*1000","v":0},{"$f":"(DmYear!$L$35*(Unit!F$175/100)/DB!K$4)*(Unit!S286/100)*1000","v":0},{"$f":"(DmYear!$L$35*(Unit!G$175/100)/DB!L$4)*(Unit!T286/100)*1000","v":0},{"$f":"(DmYear!$L$35*(Unit!H$175/100)/DB!M$4)*(Unit!U286/100)*1000","v":0},{"$f":"(DmYear!$L$35*(Unit!I$175/100)/DB!N$4)*(Unit!V286/100)*1000","v":0},{"$f":"(DmYear!$L$35*(Unit!J$175/100)/DB!O$4)*(Unit!W286/100)*1000","v":0},{"$f":"(DmYear!$L$35*(Unit!K$175/100)/DB!P$4)*(Unit!X286/100)*1000","v":0},{"$f":"(DmYear!$L$35*(Unit!L$175/100)/DB!Q$4)*(Unit!Y286/100)*1000","v":0},{"$f":"(DmYear!$L$35*(Unit!M$175/100)/DB!R$4)*(Unit!Z286/100)*1000","v":0},{"$f":"(DmYear!$L$35*(Unit!N$175/100)/DB!S$4)*(Unit!AA286/100)*1000","v":0},"-",null,13,{"$f":"(DmYear!$L$35*(Unit!C$176/100)/DB!H$5)*(Unit!AD286/100)*1000","v":0},{"$f":"(DmYear!$L$35*(Unit!D$176/100)/DB!I$5)*(Unit!AE286/100)*1000","v":0},{"$f":"(DmYear!$L$35*(Unit!E$176/100)/DB!J$5)*(Unit!AF286/100)*1000","v":0},{"$f":"(DmYear!$L$35*(Unit!F$176/100)/DB!K$5)*(Unit!AG286/100)*1000","v":0},{"$f":"(DmYear!$L$35*(Unit!G$176/100)/DB!L$5)*(Unit!AH286/100)*1000","v":0},{"$f":"(DmYear!$L$35*(Unit!H$176/100)/DB!M$5)*(Unit!AI286/100)*1000","v":0},{"$f":"(DmYear!$L$35*(Unit!I$176/100)/DB!N$5)*(Unit!AJ286/100)*1000","v":0},{"$f":"(DmYear!$L$35*(Unit!J$176/100)/DB!O$5)*(Unit!AK286/100)*1000","v":0},{"$f":"(DmYear!$L$35*(Unit!K$176/100)/DB!P$5)*(Unit!AL286/100)*1000","v":0},{"$f":"(DmYear!$L$35*(Unit!L$176/100)/DB!Q$5)*(Unit!AM286/100)*1000","v":0},{"$f":"(DmYear!$L$35*(Unit!M$176/100)/DB!R$5)*(Unit!AN286/100)*1000","v":0},{"$f":"(DmYear!$L$35*(Unit!N$176/100)/DB!S$5)*(Unit!AO286/100)*1000","v":0},"-",null,null,13,0,0,0,0,0,0,0,0,0,0,0,0,null,null,13,0,0,0,0,0,0,0,0,0,0,0,0,null,null,13,0,0,0,0,0,0,0,0,0,0,0,0]
[null,16,{"$f":"(DmYear!$L$8*(Unit!C$174/100)/DB!H$3)*(Unit!B289/100)*1000","v":0},{"$f":"(DmYear!$L$8*(Unit!D$174/100)/DB!I$3)*(Unit!C289/100)*1000","v":0},{"$f":"(DmYear!$L$8*(Unit!E$174/100)/DB!J$3)*(Unit!D289/100)*1000","v":0},{"$f":"(DmYear!$L$8*(Unit!F$174/100)/DB!K$3)*(Unit!E289/100)*1000","v":0},{"$f":"(DmYear!$L$8*(Unit!G$174/100)/DB!L$3)*(Unit!F289/100)*1000","v":0},{"$f":"(DmYear!$L$8*(Unit!H$174/100)/DB!M$3)*(Unit!G289/100)*1000","v":0},{"$f":"(DmYear!$L$8*(Unit!I$174/100)/DB!N$3)*(Unit!H289/100)*1000","v":0},{"$f":"(DmYear!$L$8*(Unit!J$174/100)/DB!O$3)*(Unit!I289/100)*1000","v":0},{"$f":"(DmYear!$L$8*(Unit!K$174/100)/DB!P$3)*(Unit!J289/100)*1000","v":0},{"$f":"(DmYear!$L$8*(Unit!L$174/100)/DB!Q$3)*(Unit!K289/100)*1000","v":0},{"$f":"(DmYear!$L$8*(Unit!M$174/100)/DB!R$3)*(Unit!L289/100)*1000","v":0},{"$f":"(DmYear!$L$8*(Unit!N$174/100)/DB!S$3)*(Unit!M289/100)*1000","v":0},"-",null,16,{"$f":"(DmYear!$L$8*(Unit!C$175/100)/DB!H$4)*(Unit!P289/100)*1000","v":0},{"$f":"(DmYear!$L$8*(Unit!D$175/100)/DB!I$4)*(Unit!Q289/100)*1000","v":0},{"$f":"(DmYear!$L$8*(Unit!E$175/100)/DB!J$4)*(Unit!R289/100)*1000","v":0},{"$f":"(DmYear!$L$8*(Unit!F$175/100)/DB!K$4)*(Unit!S289/100)*1000","v":0},{"$f":"(DmYear!$L$8*(Unit!G$175/100)/DB!L$4)*(Unit!T289/100)*1000","v":0},{"$f":"(DmYear!$L$8*(Unit!H$175/100)/DB!M$4)*(Unit!U289/100)*1000","v":0},{"$f":"(DmYear!$L$8*(Unit!I$175/100)/DB!N$4)*(Unit!V289/100)*1000","v":0},{"$f":"(DmYear!$L$8*(Unit!J$175/100)/DB!O$4)*(Unit!W289/100)*1000","v":0},{"$f":"(DmYear!$L$8*(Unit!K$175/100)/DB!P$4)*(Unit!X289/100)*1000","v":0},{"$f":"(DmYear!$L$8*(Unit!L$175/100)/DB!Q$4)*(Unit!Y289/100)*1000","v":0},{"$f":"(DmYear!$L$8*(Unit!M$175/100)/DB!R$4)*(Unit!Z289/100)*1000","v":0},{"$f":"(DmYear!$L$8*(Unit!N$175/100)/DB!S$4)*(Unit!AA289/100)*1000","v":0},"-",null,16,{"$f":"(DmYear!$L$8*(Unit!C$176/100)/DB!H$5)*(Unit!AD289/100)*1000","v":0},{"$f":"(DmYear!$L$8*(Unit!D$176/100)/DB!I$5)*(Unit!AE289/100)*1000","v":0},{"$f":"(DmYear!$L$8*(Unit!E$176/100)/DB!J$5)*(Unit!AF289/100)*1000","v":0},{"$f":"(DmYear!$L$8*(Unit!F$176/100)/DB!K$5)*(Unit!AG289/100)*1000","v":0},{"$f":"(DmYear!$L$8*(Unit!G$176/100)/DB!L$5)*(Unit!AH289/100)*1000","v":0},{"$f":"(DmYear!$L$8*(Unit!H$176/100)/DB!M$5)*(Unit!AI289/100)*1000","v":0},{"$f":"(DmYear!$L$8*(Unit!I$176/100)/DB!N$5)*(Unit!AJ289/100)*1000","v":0},{"$f":"(DmYear!$L$8*(Unit!J$176/100)/DB!O$5)*(Unit!AK289/100)*1000","v":0},{"$f":"(DmYear!$L$8*(Unit!K$176/100)/DB!P$5)*(Unit!AL289/100)*1000","v":0},{"$f":"(DmYear!$L$8*(Unit!L$176/100)/DB!Q$5)*(Unit!AM289/100)*1000","v":0},{"$f":"(DmYear!$L$8*(Unit!M$176/100)/DB!R$5)*(Unit!AN289/100)*1000","v":0},{"$f":"(DmYear!$L$8*(Unit!N$176/100)/DB!S$5)*(Unit!AO289/100)*1000","v":0},"-",null,null,16,0,0,0,0,0,0,0,0,0,0,0,0,null,null,16,0,0,0,0,0,0,0,0,0,0,0,0,null,null,16,0,0,0,0,0,0,0,0,0,0,0,0,null,null,null,null,16,{"$f":"(DmYear!$L$35*(Unit!C$174/100)/DB!H$3)*(Unit!B289/100)*1000","v":0},{"$f":"(DmYear!$L$35*(Unit!D$174/100)/DB!I$3)*(Unit!C289/100)*1000","v":0},{"$f":"(DmYear!$L$35*(Unit!E$174/100)/DB!J$3)*(Unit!D289/100)*1000","v":0},{"$f":"(DmYear!$L$35*(Unit!F$174/100)/DB!K$3)*(Unit!E289/100)*1000","v":0},{"$f":"(DmYear!$L$35*(Unit!G$174/100)/DB!L$3)*(Unit!F289/100)*1000","v":0},{"$f":"(DmYear!$L$35*(Unit!H$174/100)/DB!M$3)*(Unit!G289/100)*1000","v":0},{"$f":"(DmYear!$L$35*(Unit!I$174/100)/DB!N$3)*(Unit!H289/100)*1000","v":0},{"$f":"(DmYear!$L$35*(Unit!J$174/100)/DB!O$3)*(Unit!I289/100)*1000","v":0},{"$f":"(DmYear!$L$35*(Unit!K$174/100)/DB!P$3)*(Unit!J289/100)*1000","v":0},{"$f":"(DmYear!$L$35*(Unit!L$174/100)/DB!Q$3)*(Unit!K289/100)*1000","v":0},{"$f":"(DmYear!$L$35*(Unit!M$174/100)/DB!R$3)*(Unit!L289/100)*1000","v":0},{"$f":"(DmYear!$L$35*(Unit!N$174/100)/DB!S$3)*(Unit!M289/100)*1000","v":0},"-",null,16,{"$f":"(DmYear!$L$35*(Unit!C$175/100)/DB!H$4)*(Unit!P289/100)*1000","v":0},{"$f":"(DmYear!$L$35*(Unit!D$175/100)/DB!I$4)*(Unit!Q289/100)*1000","v":0},{"$f":"(DmYear!$L$35*(Unit!E$175/100)/DB!J$4)*(Unit!R289/100)*1000","v":0},{"$f":"(DmYear!$L$35*(Unit!F$175/100)/DB!K$4)*(Unit!S289/100)*1000","v":0},{"$f":"(DmYear!$L$35*(Unit!G$175/100)/DB!L$4)*(Unit!T289/100)*1000","v":0},{"$f":"(DmYear!$L$35*(Unit!H$175/100)/DB!M$4)*(Unit!U289/100)*1000","v":0},{"$f":"(DmYear!$L$35*(Unit!I$175/100)/DB!N$4)*(Unit!V289/100)*1000","v":0},{"$f":"(DmYear!$L$35*(Unit!J$175/100)/DB!O$4)*(Unit!W289/100)*1000","v":0},{"$f":"(DmYear!$L$35*(Unit!K$175/100)/DB!P$4)*(Unit!X289/100)*1000","v":0},{"$f":"(DmYear!$L$35*(Unit!L$175/100)/DB!Q$4)*(Unit!Y289/100)*1000","v":0},{"$f":"(DmYear!$L$35*(Unit!M$175/100)/DB!R$4)*(Unit!Z289/100)*1000","v":0},{"$f":"(DmYear!$L$35*(Unit!N$175/100)/DB!S$4)*(Unit!AA289/100)*1000","v":0},"-",null,16,{"$f":"(DmYear!$L$35*(Unit!C$176/100)/DB!H$5)*(Unit!AD289/100)*1000","v":0},{"$f":"(DmYear!$L$35*(Unit!D$176/100)/DB!I$5)*(Unit!AE289/100)*1000","v":0},{"$f":"(DmYear!$L$35*(Unit!E$176/100)/DB!J$5)*(Unit!AF289/100)*1000","v":0},{"$f":"(DmYear!$L$35*(Unit!F$176/100)/DB!K$5)*(Unit!AG289/100)*1000","v":0},{"$f":"(DmYear!$L$35*(Unit!G$176/100)/DB!L$5)*(Unit!AH289/100)*1000","v":0},{"$f":"(DmYear!$L$35*(Unit!H$176/100)/DB!M$5)*(Unit!AI289/100)*1000","v":0},{"$f":"(DmYear!$L$35*(Unit!I$176/100)/DB!N$5)*(Unit!AJ289/100)*1000","v":0},{"$f":"(DmYear!$L$35*(Unit!J$176/100)/DB!O$5)*(Unit!AK289/100)*1000","v":0},{"$f":"(DmYear!$L$35*(Unit!K$176/100)/DB!P$5)*(Unit!AL289/100)*1000","v":0},{"$f":"(DmYear!$L$35*(Unit!L$176/100)/DB!Q$5)*(Unit!AM289/100)*1000","v":0},{"$f":"(DmYear!$L$35*(Unit!M$176/100)/DB!R$5)*(Unit!AN289/100)*1000","v":0},{"$f":"(DmYear!$L$35*(Unit!N$176/100)/DB!S$5)*(Unit!AO289/100)*1000","v":0},"-",null,null,16,0,0,0,0,0,0,0,0,0,0,0,0,null,null,16,0,0,0,0,0,0,0,0,0,0,0,0,null,null,16,0,0,0,0,0,0,0,0,0,0,0,0]
[null,18,{"$f":"(DmYear!$L$8*(Unit!C$174/100)/DB!H$3)*(Unit!B291/100)*1000","v":0},{"$f":"(DmYear!$L$8*(Unit!D$174/100)/DB!I$3)*(Unit!C291/100)*1000","v":0},{"$f":"(DmYear!$L$8*(Unit!E$174/100)/DB!J$3)*(Unit!D291/100)*1000","v":0},{"$f":"(DmYear!$L$8*(Unit!F$174/100)/DB!K$3)*(Unit!E291/100)*1000","v":0},{"$f":"(DmYear!$L$8*(Unit!G$174/100)/DB!L$3)*(Unit!F291/100)*1000","v":0},{"$f":"(DmYear!$L$8*(Unit!H$174/100)/DB!M$3)*(Unit!G291/100)*1000","v":0},{"$f":"(DmYear!$L$8*(Unit!I$174/100)/DB!N$3)*(Unit!H291/100)*1000","v":0},{"$f":"(DmYear!$L$8*(Unit!J$174/100)/DB!O$3)*(Unit!I291/100)*1000","v":0},{"$f":"(DmYear!$L$8*(Unit!K$174/100)/DB!P$3)*(Unit!J291/100)*1000","v":0},{"$f":"(DmYear!$L$8*(Unit!L$174/100)/DB!Q$3)*(Unit!K291/100)*1000","v":0},{"$f":"(DmYear!$L$8*(Unit!M$174/100)/DB!R$3)*(Unit!L291/100)*1000","v":0},{"$f":"(DmYear!$L$8*(Unit!N$174/100)/DB!S$3)*(Unit!M291/100)*1000","v":0},"-",null,18,{"$f":"(DmYear!$L$8*(Unit!C$175/100)/DB!H$4)*(Unit!P291/100)*1000","v":0},{"$f":"(DmYear!$L$8*(Unit!D$175/100)/DB!I$4)*(Unit!Q291/100)*1000","v":0},{"$f":"(DmYear!$L$8*(Unit!E$175/100)/DB!J$4)*(Unit!R291/100)*1000","v":0},{"$f":"(DmYear!$L$8*(Unit!F$175/100)/DB!K$4)*(Unit!S291/100)*1000","v":0},{"$f":"(DmYear!$L$8*(Unit!G$175/100)/DB!L$4)*(Unit!T291/100)*1000","v":0},{"$f":"(DmYear!$L$8*(Unit!H$175/100)/DB!M$4)*(Unit!U291/100)*1000","v":0},{"$f":"(DmYear!$L$8*(Unit!I$175/100)/DB!N$4)*(Unit!V291/100)*1000","v":0},{"$f":"(DmYear!$L$8*(Unit!J$175/100)/DB!O$4)*(Unit!W291/100)*1000","v":0},{"$f":"(DmYear!$L$8*(Unit!K$175/100)/DB!P$4)*(Unit!X291/100)*1000","v":0},{"$f":"(DmYear!$L$8*(Unit!L$175/100)/DB!Q$4)*(Unit!Y291/100)*1000","v":0},{"$f":"(DmYear!$L$8*(Unit!M$175/100)/DB!R$4)*(Unit!Z291/100)*1000","v":0},{"$f":"(DmYear!$L$8*(Unit!N$175/100)/DB!S$4)*(Unit!AA291/100)*1000","v":0},"-",null,18,{"$f":"(DmYear!$L$8*(Unit!C$176/100)/DB!H$5)*(Unit!AD291/100)*1000","v":0},{"$f":"(DmYear!$L$8*(Unit!D$176/100)/DB!I$5)*(Unit!AE291/100)*1000","v":0},{"$f":"(DmYear!$L$8*(Unit!E$176/100)/DB!J$5)*(Unit!AF291/100)*1000","v":0},{"$f":"(DmYear!$L$8*(Unit!F$176/100)/DB!K$5)*(Unit!AG291/100)*1000","v":0},{"$f":"(DmYear!$L$8*(Unit!G$176/100)/DB!L$5)*(Unit!AH291/100)*1000","v":0},{"$f":"(DmYear!$L$8*(Unit!H$176/100)/DB!M$5)*(Unit!AI291/100)*1000","v":0},{"$f":"(DmYear!$L$8*(Unit!I$176/100)/DB!N$5)*(Unit!AJ291/100)*1000","v":0},{"$f":"(DmYear!$L$8*(Unit!J$176/100)/DB!O$5)*(Unit!AK291/100)*1000","v":0},{"$f":"(DmYear!$L$8*(Unit!K$176/100)/DB!P$5)*(Unit!AL291/100)*1000","v":0},{"$f":"(DmYear!$L$8*(Unit!L$176/100)/DB!Q$5)*(Unit!AM291/100)*1000","v":0},{"$f":"(DmYear!$L$8*(Unit!M$176/100)/DB!R$5)*(Unit!AN291/100)*1000","v":0},{"$f":"(DmYear!$L$8*(Unit!N$176/100)/DB!S$5)*(Unit!AO291/100)*1000","v":0},"-",null,null,18,0,0,0,0,0,0,0,0,0,0,0,0,null,null,18,0,0,0,0,0,0,0,0,0,0,0,0,null,null,18,0,0,0,0,0,0,0,0,0,0,0,0,null,null,null,null,18,{"$f":"(DmYear!$L$35*(Unit!C$174/100)/DB!H$3)*(Unit!B291/100)*1000","v":0},{"$f":"(DmYear!$L$35*(Unit!D$174/100)/DB!I$3)*(Unit!C291/100)*1000","v":0},{"$f":"(DmYear!$L$35*(Unit!E$174/100)/DB!J$3)*(Unit!D291/100)*1000","v":0},{"$f":"(DmYear!$L$35*(Unit!F$174/100)/DB!K$3)*(Unit!E291/100)*1000","v":0},{"$f":"(DmYear!$L$35*(Unit!G$174/100)/DB!L$3)*(Unit!F291/100)*1000","v":0},{"$f":"(DmYear!$L$35*(Unit!H$174/100)/DB!M$3)*(Unit!G291/100)*1000","v":0},{"$f":"(DmYear!$L$35*(Unit!I$174/100)/DB!N$3)*(Unit!H291/100)*1000","v":0},{"$f":"(DmYear!$L$35*(Unit!J$174/100)/DB!O$3)*(Unit!I291/100)*1000","v":0},{"$f":"(DmYear!$L$35*(Unit!K$174/100)/DB!P$3)*(Unit!J291/100)*1000","v":0},{"$f":"(DmYear!$L$35*(Unit!L$174/100)/DB!Q$3)*(Unit!K291/100)*1000","v":0},{"$f":"(DmYear!$L$35*(Unit!M$174/100)/DB!R$3)*(Unit!L291/100)*1000","v":0},{"$f":"(DmYear!$L$35*(Unit!N$174/100)/DB!S$3)*(Unit!M291/100)*1000","v":0},"-",null,18,{"$f":"(DmYear!$L$35*(Unit!C$175/100)/DB!H$4)*(Unit!P291/100)*1000","v":0},{"$f":"(DmYear!$L$35*(Unit!D$175/100)/DB!I$4)*(Unit!Q291/100)*1000","v":0},{"$f":"(DmYear!$L$35*(Unit!E$175/100)/DB!J$4)*(Unit!R291/100)*1000","v":0},{"$f":"(DmYear!$L$35*(Unit!F$175/100)/DB!K$4)*(Unit!S291/100)*1000","v":0},{"$f":"(DmYear!$L$35*(Unit!G$175/100)/DB!L$4)*(Unit!T291/100)*1000","v":0},{"$f":"(DmYear!$L$35*(Unit!H$175/100)/DB!M$4)*(Unit!U291/100)*1000","v":0},{"$f":"(DmYear!$L$35*(Unit!I$175/100)/DB!N$4)*(Unit!V291/100)*1000","v":0},{"$f":"(DmYear!$L$35*(Unit!J$175/100)/DB!O$4)*(Unit!W291/100)*1000","v":0},{"$f":"(DmYear!$L$35*(Unit!K$175/100)/DB!P$4)*(Unit!X291/100)*1000","v":0},{"$f":"(DmYear!$L$35*(Unit!L$175/100)/DB!Q$4)*(Unit!Y291/100)*1000","v":0},{"$f":"(DmYear!$L$35*(Unit!M$175/100)/DB!R$4)*(Unit!Z291/100)*1000","v":0},{"$f":"(DmYear!$L$35*(Unit!N$175/100)/DB!S$4)*(Unit!AA291/100)*1000","v":0},"-",null,18,{"$f":"(DmYear!$L$35*(Unit!C$176/100)/DB!H$5)*(Unit!AD291/100)*1000","v":0},{"$f":"(DmYear!$L$35*(Unit!D$176/100)/DB!I$5)*(Unit!AE291/100)*1000","v":0},{"$f":"(DmYear!$L$35*(Unit!E$176/100)/DB!J$5)*(Unit!AF291/100)*1000","v":0},{"$f":"(DmYear!$L$35*(Unit!F$176/100)/DB!K$5)*(Unit!AG291/100)*1000","v":0},{"$f":"(DmYear!$L$35*(Unit!G$176/100)/DB!L$5)*(Unit!AH291/100)*1000","v":0},{"$f":"(DmYear!$L$35*(Unit!H$176/100)/DB!M$5)*(Unit!AI291/100)*1000","v":0},{"$f":"(DmYear!$L$35*(Unit!I$176/100)/DB!N$5)*(Unit!AJ291/100)*1000","v":0},{"$f":"(DmYear!$L$35*(Unit!J$176/100)/DB!O$5)*(Unit!AK291/100)*1000","v":0},{"$f":"(DmYear!$L$35*(Unit!K$176/100)/DB!P$5)*(Unit!AL291/100)*1000","v":0},{"$f":"(DmYear!$L$35*(Unit!L$176/100)/DB!Q$5)*(Unit!AM291/100)*1000","v":0},{"$f":"(DmYear!$L$35*(Unit!M$176/100)/DB!R$5)*(Unit!AN291/100)*1000","v":0},{"$f":"(DmYear!$L$35*(Unit!N$176/100)/DB!S$5)*(Unit!AO291/100)*1000","v":0},"-",null,null,18,0,0,0,0,0,0,0,0,0,0,0,0,null,null,18,0,0,0,0,0,0,0,0,0,0,0,0,null,null,18,0,0,0,0,0,0,0,0,0,0,0,0]
[null,21,{"$f":"(DmYear!$L$8*(Unit!C$174/100)/DB!H$3)*(Unit!B294/100)*1000","v":0},{"$f":"(DmYear!$L$8*(Unit!D$174/100)/DB!I$3)*(Unit!C294/100)*1000","v":0},{"$f":"(DmYear!$L$8*(Unit!E$174/100)/DB!J$3)*(Unit!D294/100)*1000","v":0},{"$f":"(DmYear!$L$8*(Unit!F$174/100)/DB!K$3)*(Unit!E294/100)*1000","v":0},{"$f":"(DmYear!$L$8*(Unit!G$174/100)/DB!L$3)*(Unit!F294/100)*1000","v":0},{"$f":"(DmYear!$L$8*(Unit!H$174/100)/DB!M$3)*(Unit!G294/100)*1000","v":0},{"$f":"(DmYear!$L$8*(Unit!I$174/100)/DB!N$3)*(Unit!H294/100)*1000","v":0},{"$f":"(DmYear!$L$8*(Unit!J$174/100)/DB!O$3)*(Unit!I294/100)*1000","v":0},{"$f":"(DmYear!$L$8*(Unit!K$174/100)/DB!P$3)*(Unit!J294/100)*1000","v":0},{"$f":"(DmYear!$L$8*(Unit!L$174/100)/DB!Q$3)*(Unit!K294/100)*1000","v":0},{"$f":"(DmYear!$L$8*(Unit!M$174/100)/DB!R$3)*(Unit!L294/100)*1000","v":0},{"$f":"(DmYear!$L$8*(Unit!N$174/100)/DB!S$3)*(Unit!M294/100)*1000","v":0},"-",null,21,{"$f":"(DmYear!$L$8*(Unit!C$175/100)/DB!H$4)*(Unit!P294/100)*1000","v":0},{"$f":"(DmYear!$L$8*(Unit!D$175/100)/DB!I$4)*(Unit!Q294/100)*1000","v":0},{"$f":"(DmYear!$L$8*(Unit!E$175/100)/DB!J$4)*(Unit!R294/100)*1000","v":0},{"$f":"(DmYear!$L$8*(Unit!F$175/100)/DB!K$4)*(Unit!S294/100)*1000","v":0},{"$f":"(DmYear!$L$8*(Unit!G$175/100)/DB!L$4)*(Unit!T294/100)*1000","v":0},{"$f":"(DmYear!$L$8*(Unit!H$175/100)/DB!M$4)*(Unit!U294/100)*1000","v":0},{"$f":"(DmYear!$L$8*(Unit!I$175/100)/DB!N$4)*(Unit!V294/100)*1000","v":0},{"$f":"(DmYear!$L$8*(Unit!J$175/100)/DB!O$4)*(Unit!W294/100)*1000","v":0},{"$f":"(DmYear!$L$8*(Unit!K$175/100)/DB!P$4)*(Unit!X294/100)*1000","v":0},{"$f":"(DmYear!$L$8*(Unit!L$175/100)/DB!Q$4)*(Unit!Y294/100)*1000","v":0},{"$f":"(DmYear!$L$8*(Unit!M$175/100)/DB!R$4)*(Unit!Z294/100)*1000","v":0},{"$f":"(DmYear!$L$8*(Unit!N$175/100)/DB!S$4)*(Unit!AA294/100)*1000","v":0},"-",null,21,{"$f":"(DmYear!$L$8*(Unit!C$176/100)/DB!H$5)*(Unit!AD294/100)*1000","v":0},{"$f":"(DmYear!$L$8*(Unit!D$176/100)/DB!I$5)*(Unit!AE294/100)*1000","v":0},{"$f":"(DmYear!$L$8*(Unit!E$176/100)/DB!J$5)*(Unit!AF294/100)*1000","v":0},{"$f":"(DmYear!$L$8*(Unit!F$176/100)/DB!K$5)*(Unit!AG294/100)*1000","v":0},{"$f":"(DmYear!$L$8*(Unit!G$176/100)/DB!L$5)*(Unit!AH294/100)*1000","v":0},{"$f":"(DmYear!$L$8*(Unit!H$176/100)/DB!M$5)*(Unit!AI294/100)*1000","v":0},{"$f":"(DmYear!$L$8*(Unit!I$176/100)/DB!N$5)*(Unit!AJ294/100)*1000","v":0},{"$f":"(DmYear!$L$8*(Unit!J$176/100)/DB!O$5)*(Unit!AK294/100)*1000","v":0},{"$f":"(DmYear!$L$8*(Unit!K$176/100)/DB!P$5)*(Unit!AL294/100)*1000","v":0},{"$f":"(DmYear!$L$8*(Unit!L$176/100)/DB!Q$5)*(Unit!AM294/100)*1000","v":0},{"$f":"(DmYear!$L$8*(Unit!M$176/100)/DB!R$5)*(Unit!AN294/100)*1000","v":0},{"$f":"(DmYear!$L$8*(Unit!N$176/100)/DB!S$5)*(Unit!AO294/100)*1000","v":0},"-",null,null,21,0,0,0,0,0,0,0,0,0,0,0,0,null,null,21,0,0,0,0,0,0,0,0,0,0,0,0,null,null,21,0,0,0,0,0,0,0,0,0,0,0,0,null,null,null,null,21,{"$f":"(DmYear!$L$35*(Unit!C$174/100)/DB!H$3)*(Unit!B294/100)*1000","v":0},{"$f":"(DmYear!$L$35*(Unit!D$174/100)/DB!I$3)*(Unit!C294/100)*1000","v":0},{"$f":"(DmYear!$L$35*(Unit!E$174/100)/DB!J$3)*(Unit!D294/100)*1000","v":0},{"$f":"(DmYear!$L$35*(Unit!F$174/100)/DB!K$3)*(Unit!E294/100)*1000","v":0},{"$f":"(DmYear!$L$35*(Unit!G$174/100)/DB!L$3)*(Unit!F294/100)*1000","v":0},{"$f":"(DmYear!$L$35*(Unit!H$174/100)/DB!M$3)*(Unit!G294/100)*1000","v":0},{"$f":"(DmYear!$L$35*(Unit!I$174/100)/DB!N$3)*(Unit!H294/100)*1000","v":0},{"$f":"(DmYear!$L$35*(Unit!J$174/100)/DB!O$3)*(Unit!I294/100)*1000","v":0},{"$f":"(DmYear!$L$35*(Unit!K$174/100)/DB!P$3)*(Unit!J294/100)*1000","v":0},{"$f":"(DmYear!$L$35*(Unit!L$174/100)/DB!Q$3)*(Unit!K294/100)*1000","v":0},{"$f":"(DmYear!$L$35*(Unit!M$174/100)/DB!R$3)*(Unit!L294/100)*1000","v":0},{"$f":"(DmYear!$L$35*(Unit!N$174/100)/DB!S$3)*(Unit!M294/100)*1000","v":0},"-",null,21,{"$f":"(DmYear!$L$35*(Unit!C$175/100)/DB!H$4)*(Unit!P294/100)*1000","v":0},{"$f":"(DmYear!$L$35*(Unit!D$175/100)/DB!I$4)*(Unit!Q294/100)*1000","v":0},{"$f":"(DmYear!$L$35*(Unit!E$175/100)/DB!J$4)*(Unit!R294/100)*1000","v":0},{"$f":"(DmYear!$L$35*(Unit!F$175/100)/DB!K$4)*(Unit!S294/100)*1000","v":0},{"$f":"(DmYear!$L$35*(Unit!G$175/100)/DB!L$4)*(Unit!T294/100)*1000","v":0},{"$f":"(DmYear!$L$35*(Unit!H$175/100)/DB!M$4)*(Unit!U294/100)*1000","v":0},{"$f":"(DmYear!$L$35*(Unit!I$175/100)/DB!N$4)*(Unit!V294/100)*1000","v":0},{"$f":"(DmYear!$L$35*(Unit!J$175/100)/DB!O$4)*(Unit!W294/100)*1000","v":0},{"$f":"(DmYear!$L$35*(Unit!K$175/100)/DB!P$4)*(Unit!X294/100)*1000","v":0},{"$f":"(DmYear!$L$35*(Unit!L$175/100)/DB!Q$4)*(Unit!Y294/100)*1000","v":0},{"$f":"(DmYear!$L$35*(Unit!M$175/100)/DB!R$4)*(Unit!Z294/100)*1000","v":0},{"$f":"(DmYear!$L$35*(Unit!N$175/100)/DB!S$4)*(Unit!AA294/100)*1000","v":0},"-",null,21,{"$f":"(DmYear!$L$35*(Unit!C$176/100)/DB!H$5)*(Unit!AD294/100)*1000","v":0},{"$f":"(DmYear!$L$35*(Unit!D$176/100)/DB!I$5)*(Unit!AE294/100)*1000","v":0},{"$f":"(DmYear!$L$35*(Unit!E$176/100)/DB!J$5)*(Unit!AF294/100)*1000","v":0},{"$f":"(DmYear!$L$35*(Unit!F$176/100)/DB!K$5)*(Unit!AG294/100)*1000","v":0},{"$f":"(DmYear!$L$35*(Unit!G$176/100)/DB!L$5)*(Unit!AH294/100)*1000","v":0},{"$f":"(DmYear!$L$35*(Unit!H$176/100)/DB!M$5)*(Unit!AI294/100)*1000","v":0},{"$f":"(DmYear!$L$35*(Unit!I$176/100)/DB!N$5)*(Unit!AJ294/100)*1000","v":0},{"$f":"(DmYear!$L$35*(Unit!J$176/100)/DB!O$5)*(Unit!AK294/100)*1000","v":0},{"$f":"(DmYear!$L$35*(Unit!K$176/100)/DB!P$5)*(Unit!AL294/100)*1000","v":0},{"$f":"(DmYear!$L$35*(Unit!L$176/100)/DB!Q$5)*(Unit!AM294/100)*1000","v":0},{"$f":"(DmYear!$L$35*(Unit!M$176/100)/DB!R$5)*(Unit!AN294/100)*1000","v":0},{"$f":"(DmYear!$L$35*(Unit!N$176/100)/DB!S$5)*(Unit!AO294/100)*1000","v":0},"-",null,null,21,0,0,0,0,0,0,0,0,0,0,0,0,null,null,21,0,0,0,0,0,0,0,0,0,0,0,0,null,null,21,0,0,0,0,0,0,0,0,0,0,0,0]
[null,22,{"$f":"(DmYear!$L$8*(Unit!C$174/100)/DB!H$3)*(Unit!B295/100)*1000","v":0},{"$f":"(DmYear!$L$8*(Unit!D$174/100)/DB!I$3)*(Unit!C295/100)*1000","v":0},{"$f":"(DmYear!$L$8*(Unit!E$174/100)/DB!J$3)*(Unit!D295/100)*1000","v":0},{"$f":"(DmYear!$L$8*(Unit!F$174/100)/DB!K$3)*(Unit!E295/100)*1000","v":0},{"$f":"(DmYear!$L$8*(Unit!G$174/100)/DB!L$3)*(Unit!F295/100)*1000","v":0},{"$f":"(DmYear!$L$8*(Unit!H$174/100)/DB!M$3)*(Unit!G295/100)*1000","v":0},{"$f":"(DmYear!$L$8*(Unit!I$174/100)/DB!N$3)*(Unit!H295/100)*1000","v":0},{"$f":"(DmYear!$L$8*(Unit!J$174/100)/DB!O$3)*(Unit!I295/100)*1000","v":0},{"$f":"(DmYear!$L$8*(Unit!K$174/100)/DB!P$3)*(Unit!J295/100)*1000","v":0},{"$f":"(DmYear!$L$8*(Unit!L$174/100)/DB!Q$3)*(Unit!K295/100)*1000","v":0},{"$f":"(DmYear!$L$8*(Unit!M$174/100)/DB!R$3)*(Unit!L295/100)*1000","v":0},{"$f":"(DmYear!$L$8*(Unit!N$174/100)/DB!S$3)*(Unit!M295/100)*1000","v":0},"-",null,22,{"$f":"(DmYear!$L$8*(Unit!C$175/100)/DB!H$4)*(Unit!P295/100)*1000","v":0},{"$f":"(DmYear!$L$8*(Unit!D$175/100)/DB!I$4)*(Unit!Q295/100)*1000","v":0},{"$f":"(DmYear!$L$8*(Unit!E$175/100)/DB!J$4)*(Unit!R295/100)*1000","v":0},{"$f":"(DmYear!$L$8*(Unit!F$175/100)/DB!K$4)*(Unit!S295/100)*1000","v":0},{"$f":"(DmYear!$L$8*(Unit!G$175/100)/DB!L$4)*(Unit!T295/100)*1000","v":0},{"$f":"(DmYear!$L$8*(Unit!H$175/100)/DB!M$4)*(Unit!U295/100)*1000","v":0},{"$f":"(DmYear!$L$8*(Unit!I$175/100)/DB!N$4)*(Unit!V295/100)*1000","v":0},{"$f":"(DmYear!$L$8*(Unit!J$175/100)/DB!O$4)*(Unit!W295/100)*1000","v":0},{"$f":"(DmYear!$L$8*(Unit!K$175/100)/DB!P$4)*(Unit!X295/100)*1000","v":0},{"$f":"(DmYear!$L$8*(Unit!L$175/100)/DB!Q$4)*(Unit!Y295/100)*1000","v":0},{"$f":"(DmYear!$L$8*(Unit!M$175/100)/DB!R$4)*(Unit!Z295/100)*1000","v":0},{"$f":"(DmYear!$L$8*(Unit!N$175/100)/DB!S$4)*(Unit!AA295/100)*1000","v":0},"-",null,22,{"$f":"(DmYear!$L$8*(Unit!C$176/100)/DB!H$5)*(Unit!AD295/100)*1000","v":0},{"$f":"(DmYear!$L$8*(Unit!D$176/100)/DB!I$5)*(Unit!AE295/100)*1000","v":0},{"$f":"(DmYear!$L$8*(Unit!E$176/100)/DB!J$5)*(Unit!AF295/100)*1000","v":0},{"$f":"(DmYear!$L$8*(Unit!F$176/100)/DB!K$5)*(Unit!AG295/100)*1000","v":0},{"$f":"(DmYear!$L$8*(Unit!G$176/100)/DB!L$5)*(Unit!AH295/100)*1000","v":0},{"$f":"(DmYear!$L$8*(Unit!H$176/100)/DB!M$5)*(Unit!AI295/100)*1000","v":0},{"$f":"(DmYear!$L$8*(Unit!I$176/100)/DB!N$5)*(Unit!AJ295/100)*1000","v":0},{"$f":"(DmYear!$L$8*(Unit!J$176/100)/DB!O$5)*(Unit!AK295/100)*1000","v":0},{"$f":"(DmYear!$L$8*(Unit!K$176/100)/DB!P$5)*(Unit!AL295/100)*1000","v":0},{"$f":"(DmYear!$L$8*(Unit!L$176/100)/DB!Q$5)*(Unit!AM295/100)*1000","v":0},{"$f":"(DmYear!$L$8*(Unit!M$176/100)/DB!R$5)*(Unit!AN295/100)*1000","v":0},{"$f":"(DmYear!$L$8*(Unit!N$176/100)/DB!S$5)*(Unit!AO295/100)*1000","v":0},"-",null,null,22,0,0,0,0,0,0,0,0,0,0,0,0,null,null,22,0,0,0,0,0,0,0,0,0,0,0,0,null,null,22,0,0,0,0,0,0,0,0,0,0,0,0,null,null,null,null,22,{"$f":"(DmYear!$L$35*(Unit!C$174/100)/DB!H$3)*(Unit!B295/100)*1000","v":0},{"$f":"(DmYear!$L$35*(Unit!D$174/100)/DB!I$3)*(Unit!C295/100)*1000","v":0},{"$f":"(DmYear!$L$35*(Unit!E$174/100)/DB!J$3)*(Unit!D295/100)*1000","v":0},{"$f":"(DmYear!$L$35*(Unit!F$174/100)/DB!K$3)*(Unit!E295/100)*1000","v":0},{"$f":"(DmYear!$L$35*(Unit!G$174/100)/DB!L$3)*(Unit!F295/100)*1000","v":0},{"$f":"(DmYear!$L$35*(Unit!H$174/100)/DB!M$3)*(Unit!G295/100)*1000","v":0},{"$f":"(DmYear!$L$35*(Unit!I$174/100)/DB!N$3)*(Unit!H295/100)*1000","v":0},{"$f":"(DmYear!$L$35*(Unit!J$174/100)/DB!O$3)*(Unit!I295/100)*1000","v":0},{"$f":"(DmYear!$L$35*(Unit!K$174/100)/DB!P$3)*(Unit!J295/100)*1000","v":0},{"$f":"(DmYear!$L$35*(Unit!L$174/100)/DB!Q$3)*(Unit!K295/100)*1000","v":0},{"$f":"(DmYear!$L$35*(Unit!M$174/100)/DB!R$3)*(Unit!L295/100)*1000","v":0},{"$f":"(DmYear!$L$35*(Unit!N$174/100)/DB!S$3)*(Unit!M295/100)*1000","v":0},"-",null,22,{"$f":"(DmYear!$L$35*(Unit!C$175/100)/DB!H$4)*(Unit!P295/100)*1000","v":0},{"$f":"(DmYear!$L$35*(Unit!D$175/100)/DB!I$4)*(Unit!Q295/100)*1000","v":0},{"$f":"(DmYear!$L$35*(Unit!E$175/100)/DB!J$4)*(Unit!R295/100)*1000","v":0},{"$f":"(DmYear!$L$35*(Unit!F$175/100)/DB!K$4)*(Unit!S295/100)*1000","v":0},{"$f":"(DmYear!$L$35*(Unit!G$175/100)/DB!L$4)*(Unit!T295/100)*1000","v":0},{"$f":"(DmYear!$L$35*(Unit!H$175/100)/DB!M$4)*(Unit!U295/100)*1000","v":0},{"$f":"(DmYear!$L$35*(Unit!I$175/100)/DB!N$4)*(Unit!V295/100)*1000","v":0},{"$f":"(DmYear!$L$35*(Unit!J$175/100)/DB!O$4)*(Unit!W295/100)*1000","v":0},{"$f":"(DmYear!$L$35*(Unit!K$175/100)/DB!P$4)*(Unit!X295/100)*1000","v":0},{"$f":"(DmYear!$L$35*(Unit!L$175/100)/DB!Q$4)*(Unit!Y295/100)*1000","v":0},{"$f":"(DmYear!$L$35*(Unit!M$175/100)/DB!R$4)*(Unit!Z295/100)*1000","v":0},{"$f":"(DmYear!$L$35*(Unit!N$175/100)/DB!S$4)*(Unit!AA295/100)*1000","v":0},"-",null,22,{"$f":"(DmYear!$L$35*(Unit!C$176/100)/DB!H$5)*(Unit!AD295/100)*1000","v":0},{"$f":"(DmYear!$L$35*(Unit!D$176/100)/DB!I$5)*(Unit!AE295/100)*1000","v":0},{"$f":"(DmYear!$L$35*(Unit!E$176/100)/DB!J$5)*(Unit!AF295/100)*1000","v":0},{"$f":"(DmYear!$L$35*(Unit!F$176/100)/DB!K$5)*(Unit!AG295/100)*1000","v":0},{"$f":"(DmYear!$L$35*(Unit!G$176/100)/DB!L$5)*(Unit!AH295/100)*1000","v":0},{"$f":"(DmYear!$L$35*(Unit!H$176/100)/DB!M$5)*(Unit!AI295/100)*1000","v":0},{"$f":"(DmYear!$L$35*(Unit!I$176/100)/DB!N$5)*(Unit!AJ295/100)*1000","v":0},{"$f":"(DmYear!$L$35*(Unit!J$176/100)/DB!O$5)*(Unit!AK295/100)*1000","v":0},{"$f":"(DmYear!$L$35*(Unit!K$176/100)/DB!P$5)*(Unit!AL295/100)*1000","v":0},{"$f":"(DmYear!$L$35*(Unit!L$176/100)/DB!Q$5)*(Unit!AM295/100)*1000","v":0},{"$f":"(DmYear!$L$35*(Unit!M$176/100)/DB!R$5)*(Unit!AN295/100)*1000","v":0},{"$f":"(DmYear!$L$35*(Unit!N$176/100)/DB!S$5)*(Unit!AO295/100)*1000","v":0},"-",null,null,22,0,0,0,0,0,0,0,0,0,0,0,0,null,null,22,0,0,0,0,0,0,0,0,0,0,0,0,null,null,22,0,0,0,0,0,0,0,0,0,0,0,0]
[null,"GJ/月",{"$f":"C297*C298","v":0},{"$f":"D297*D298","v":0},{"$f":"E297*E298","v":0},{"$f":"F297*F298","v":0},{"$f":"G297*G298","v":0},{"$f":"H297*H298","v":0},{"$f":"I297*I298","v":0},{"$f":"J297*J298","v":0},{"$f":"K297*K298","v":0},{"$f":"L297*L298","v":0},{"$f":"M297*M298","v":0},{"$f":"N297*N298","v":0},{"$f":"SUM(C299:N299)","v":0},null,"GJ/月",{"$f":"R297*R298","v":0},{"$f":"S297*S298","v":0},{"$f":"T297*T298","v":0},{"$f":"U297*U298","v":0},{"$f":"V297*V298","v":0},{"$f":"W297*W298","v":0},{"$f":"X297*X298","v":0},{"$f":"Y297*Y298","v":0},{"$f":"Z297*Z298","v":0},{"$f":"AA297*AA298","v":0},{"$f":"AB297*AB298","v":0},{"$f":"AC297*AC298","v":0},{"$f":"SUM(R299:AC299)","v":0},null,"GJ/月",{"$f":"AG297*AG298","v":0},{"$f":"AH297*AH298","v":0},{"$f":"AI297*AI298","v":0},{"$f":"AJ297*AJ298","v":0},{"$f":"AK297*AK298","v":0},{"$f":"AL297*AL298","v":0},{"$f":"AM297*AM298","v":0},{"$f":"AN297*AN298","v":0},{"$f":"AO297*AO298","v":0},{"$f":"AP297*AP298","v":0},{"$f":"AQ297*AQ298","v":0},{"$f":"AR297*AR298","v":0},{"$f":"SUM(AG299:AR299)","v":0},null,null,"GJ/月",null,null,null,null,null,null,null,null,null,null,null,null,null,null,"GJ/月",null,null,null,null,null,null,null,null,null,null,null,null,null,null,"GJ/月",null,null,null,null,null,null,null,null,null,null,null,null,null,null,null,null,"GJ/月",{"$f":"CR297*CR298","v":0},{"$f":"CS297*CS298","v":0},{"$f":"CT297*CT298","v":0},{"$f":"CU297*CU298","v":0},{"$f":"CV297*CV298","v":0},{"$f":"CW297*CW298","v":0},{"$f":"CX297*CX298","v":0},{"$f":"CY297*CY298","v":0},{"$f":"CZ297*CZ298","v":0},{"$f":"DA297*DA298","v":0},{"$f":"DB297*DB298","v":0},{"$f":"DC297*DC298","v":0},{"$f":"SUM(CR299:DC299)","v":0},null,"GJ/月",{"$f":"DG297*DG298","v":0},{"$f":"DH297*DH298","v":0},{"$f":"DI297*DI298","v":0},{"$f":"DJ297*DJ298","v":0},{"$f":"DK297*DK298","v":0},{"$f":"DL297*DL298","v":0},{"$f":"DM297*DM298","v":0},{"$f":"DN297*DN298","v":0},{"$f":"DO297*DO298","v":0},{"$f":"DP297*DP298","v":0},{"$f":"DQ297*DQ298","v":0},{"$f":"DR297*DR298","v":0},{"$f":"SUM(DG299:DR299)","v":0},null,"GJ/月",{"$f":"DV297*DV298","v":0},{"$f":"DW297*DW298","v":0},{"$f":"DX297*DX298","v":0},{"$f":"DY297*DY298","v":0},{"$f":"DZ297*DZ298","v":0},{"$f":"EA297*EA298","v":0},{"$f":"EB297*EB298","v":0},{"$f":"EC297*EC298","v":0},{"$f":"ED297*ED298","v":0},{"$f":"EE297*EE298","v":0},{"$f":"EF297*EF298","v":0},{"$f":"EG297*EG298","v":0},{"$f":"SUM(DV299:EG299)","v":0},null,null,"GJ/月",null,null,null,null,null,null,null,null,null,null,null,null,null,null,"GJ/月",null,null,null,null,null,null,null,null,null,null,null,null,null,null,"GJ/月"]
[]
[]
[]
[]
[]
[]
[]
[]
[]
[]
[]
["新設建物（電力・熱融通エリア）（事務所）",null,null,null,null,null,null,null,null,null,null,null,null,null,null,null,null,null,null,null,null,null,null,null,null,null,null,null,null,null,null,null,null,null,null,null,null,null,null,null,null,null,null,null,null,null,null,null,null,null,null,null,null,null,null,null,null,null,null,null,null,null,null,null,null,null,null,null,null,null,null,null,null,null,null,null,null,null,null,null,null,null,null,null,null,null,null,null,null,null,null,null,null,"既設建物（熱融通エリア）（事務所）"]
[null,"平日",null,null,null,null,null,null,null,null,null,null,null,null,null,null,"土曜",null,null,null,null,null,null,null,null,null,null,null,null,null,null,"休日",null,null,null,null,null,null,null,null,null,null,null,null,null,null,null,"ピーク需要（平日）",null,null,null,null,null,null,null,null,null,null,null,null,null,null,"ピーク需要（土曜）",null,null,null,null,null,null,null,null,null,null,null,null,null,null,"ピーク需要（休日）",null,null,null,null,null,null,null,null,null,null,null,null,null,null,null,null,"平日",null,null,null,null,null,null,null,null,null,null,null,null,null,null,"土曜",null,null,null,null,null,null,null,null,null,null,null,null,null,null,"休日",null,null,null,null,null,null,null,null,null,null,null,null,null,null,null,"ピーク需要（平日）",null,null,null,null,null,null,null,null,null,null,null,null,null,null,"ピーク需要（土曜）",null,null,null,null,null,null,null,null,null,null,null,null,null,null,"ピーク需要（休日）"]
[null,"電力",{"$f":"SUM(C333:C356)-C357","v":0},{"$f":"SUM(D333:D356)-D357","v":0},0,0,0,0,0,{"$f":"SUM(J333:J356)-J357","v":0},{"$f":"SUM(K333:K356)-K357","v":0},0,0,0,"←検算用",null,"電力",{"$f":"SUM(R333:R356)-R357","v":0},{"$f":"SUM(S333:S356)-S357","v":0},0,0,0,0,0,0,0,0,0,{"$f":"SUM(AC333:AC356)-AC357","v":0},"←検算用",null,"電力",{"$f":"SUM(AG333:AG356)-AG357","v":0},{"$f":"SUM(AH333:AH356)-AH357","v":0},0,0,0,0,0,0,0,0,0,0,null,null,null,"電力・平日・ピーク",null,null,null,null,null,null,null,null,null,null,null,null,null,null,"電力・土曜・ピーク",null,null,null,null,null,null,null,null,null,null,null,null,null,null,"電力・休日・ピーク",null,null,null,null,null,null,null,null,null,null,null,null,null,null,null,null,"電力",{"$f":"SUM(CR333:CR356)-CR357","v":0},{"$f":"SUM(CS333:CS356)-CS357","v":0},0,0,0,0,0,{"$f":"SUM(CY333:CY356)-CY357","v":0},{"$f":"SUM(CZ333:CZ356)-CZ357","v":0},0,0,0,"←検算用",null,"電力",{"$f":"SUM(DG333:DG356)-DG357","v":0},{"$f":"SUM(DH333:DH356)-DH357","v":0},0,0,0,0,0,0,0,0,0,{"$f":"SUM(DR333:DR356)-DR357","v":0},"←検算用",null,"電力",{"$f":"SUM(DV333:DV356)-DV357","v":0},{"$f":"SUM(DW333:DW356)-DW357","v":0},0,0,0,0,0,0,0,0,0,0,null,null,null,"電力・平日・ピーク",null,null,null,null,null,null,null,null,null,null,null,null,null,null,"電力・土曜・ピーク",null,null,null,null,null,null,null,null,null,null,null,null,null,null,"電力・休日・ピーク"]
[null,0,{"$f":"(DmYear!$M$5*(Unit!C$312/100)/DB!H$3)*(Unit!B333/100)*1000","v":0},{"$f":"(DmYear!$M$5*(Unit!D$312/100)/DB!I$3)*(Unit!C333/100)*1000","v":0},{"$f":"(DmYear!$M$5*(Unit!E$312/100)/DB!J$3)*(Unit!D333/100)*1000","v":0},{"$f":"(DmYear!$M$5*(Unit!F$312/100)/DB!K$3)*(Unit!E333/100)*1000","v":0},{"$f":"(DmYear!$M$5*(Unit!G$312/100)/DB!L$3)*(Unit!F333/100)*1000","v":0},{"$f":"(DmYear!$M$5*(Unit!H$312/100)/DB!M$3)*(Unit!G333/100)*1000","v":0},{"$f":"(DmYear!$M$5*(Unit!I$312/100)/DB!N$3)*(Unit!H333/100)*1000","v":0},{"$f":"(DmYear!$M$5*(Unit!J$312/100)/DB!O$3)*(Unit!I333/100)*1000","v":0},{"$f":"(DmYear!$M$5*(Unit!K$312/100)/DB!P$3)*(Unit!J333/100)*1000","v":0},{"$f":"(DmYear!$M$5*(Unit!L$312/100)/DB!Q$3)*(Unit!K333/100)*1000","v":0},{"$f":"(DmYear!$M$5*(Unit!M$312/100)/DB!R$3)*(Unit!L333/100)*1000","v":0},{"$f":"(DmYear!$M$5*(Unit!N$312/100)/DB!S$3)*(Unit!M333/100)*1000","v":0},"-",null,0,{"$f":"(DmYear!$M$5*(Unit!C$313/100)/DB!H$4)*(Unit!P333/100)*1000","v":0},{"$f":"(DmYear!$M$5*(Unit!D$313/100)/DB!I$4)*(Unit!Q333/100)*1000","v":0},{"$f":"(DmYear!$M$5*(Unit!E$313/100)/DB!J$4)*(Unit!R333/100)*1000","v":0},{"$f":"(DmYear!$M$5*(Unit!F$313/100)/DB!K$4)*(Unit!S333/100)*1000","v":0},{"$f":"(DmYear!$M$5*(Unit!G$313/100)/DB!L$4)*(Unit!T333/100)*1000","v":0},{"$f":"(DmYear!$M$5*(Unit!H$313/100)/DB!M$4)*(Unit!U333/100)*1000","v":0},{"$f":"(DmYear!$M$5*(Unit!I$313/100)/DB!N$4)*(Unit!V333/100)*1000","v":0},{"$f":"(DmYear!$M$5*(Unit!J$313/100)/DB!O$4)*(Unit!W333/100)*1000","v":0},{"$f":"(DmYear!$M$5*(Unit!K$313/100)/DB!P$4)*(Unit!X333/100)*1000","v":0},{"$f":"(DmYear!$M$5*(Unit!L$313/100)/DB!Q$4)*(Unit!Y333/100)*1000","v":0},{"$f":"(DmYear!$M$5*(Unit!M$313/100)/DB!R$4)*(Unit!Z333/100)*1000","v":0},{"$f":"(DmYear!$M$5*(Unit!N$313/100)/DB!S$4)*(Unit!AA333/100)*1000","v":0},"-",null,0,{"$f":"(DmYear!$M$5*(Unit!C$314/100)/DB!H$5)*(Unit!AD333/100)*1000","v":0},{"$f":"(DmYear!$M$5*(Unit!D$314/100)/DB!I$5)*(Unit!AE333/100)*1000","v":0},{"$f":"(DmYear!$M$5*(Unit!E$314/100)/DB!J$5)*(Unit!AF333/100)*1000","v":0},{"$f":"(DmYear!$M$5*(Unit!F$314/100)/DB!K$5)*(Unit!AG333/100)*1000","v":0},{"$f":"(DmYear!$M$5*(Unit!G$314/100)/DB!L$5)*(Unit!AH333/100)*1000","v":0},{"$f":"(DmYear!$M$5*(Unit!H$314/100)/DB!M$5)*(Unit!AI333/100)*1000","v":0},{"$f":"(DmYear!$M$5*(Unit!I$314/100)/DB!N$5)*(Unit!AJ333/100)*1000","v":0},{"$f":"(DmYear!$M$5*(Unit!J$314/100)/DB!O$5)*(Unit!AK333/100)*1000","v":0},{"$f":"(DmYear!$M$5*(Unit!K$314/100)/DB!P$5)*(Unit!AL333/100)*1000","v":0},{"$f":"(DmYear!$M$5*(Unit!L$314/100)/DB!Q$5)*(Unit!AM333/100)*1000","v":0},{"$f":"(DmYear!$M$5*(Unit!M$314/100)/DB!R$5)*(Unit!AN333/100)*1000","v":0},{"$f":"(DmYear!$M$5*(Unit!N$314/100)/DB!S$5)*(Unit!AO333/100)*1000","v":0},"-",null,null,0,{"$f":"MIN($I$330,$X$330,$AM$330)*C333","v":0},{"$f":"MIN($I$330,$X$330,$AM$330)*D333","v":0},{"$f":"MIN($I$330,$X$330,$AM$330)*E333","v":0},{"$f":"MIN($I$330,$X$330,$AM$330)*F333","v":0},{"$f":"MIN($I$330,$X$330,$AM$330)*G333","v":0},{"$f":"MIN($I$330,$X$330,$AM$330)*H333","v":0},{"$f":"MIN($I$330,$X$330,$AM$330)*I333","v":0},{"$f":"MIN($I$330,$X$330,$AM$330)*J333","v":0},{"$f":"MIN($I$330,$X$330,$AM$330)*K333","v":0},{"$f":"MIN($I$330,$X$330,$AM$330)*L333","v":0},{"$f":"MIN($I$330,$X$330,$AM$330)*M333","v":0},{"$f":"MIN($I$330,$X$330,$AM$330)*N333","v":0},null,null,0,{"$f":"MIN($I$330,$X$330,$AM$330)*R333","v":0},{"$f":"MIN($I$330,$X$330,$AM$330)*S333","v":0},{"$f":"MIN($I$330,$X$330,$AM$330)*T333","v":0},{"$f":"MIN($I$330,$X$330,$AM$330)*U333","v":0},{"$f":"MIN($I$330,$X$330,$AM$330)*V333","v":0},{"$f":"MIN($I$330,$X$330,$AM$330)*W333","v":0},{"$f":"MIN($I$330,$X$330,$AM$330)*X333","v":0},{"$f":"MIN($I$330,$X$330,$AM$330)*Y333","v":0},{"$f":"MIN($I$330,$X$330,$AM$330)*Z333","v":0},{"$f":"MIN($I$330,$X$330,$AM$330)*AA333","v":0},{"$f":"MIN($I$330,$X$330,$AM$330)*AB333","v":0},{"$f":"MIN($I$330,$X$330,$AM$330)*AC333","v":0},null,null,0,{"$f":"MIN($I$330,$X$330,$AM$330)*AG333","v":0},{"$f":"MIN($I$330,$X$330,$AM$330)*AH333","v":0},{"$f":"MIN($I$330,$X$330,$AM$330)*AI333","v":0},{"$f":"MIN($I$330,$X$330,$AM$330)*AJ333","v":0},{"$f":"MIN($I$330,$X$330,$AM$330)*AK333","v":0},{"$f":"MIN($I$330,$X$330,$AM$330)*AL333","v":0},{"$f":"MIN($I$330,$X$330,$AM$330)*AM333","v":0},{"$f":"MIN($I$330,$X$330,$AM$330)*AN333","v":0},{"$f":"MIN($I$330,$X$330,$AM$330)*AO333","v":0},{"$f":"MIN($I$330,$X$330,$AM$330)*AP333","v":0},{"$f":"MIN($I$330,$X$330,$AM$330)*AQ333","v":0},{"$f":"MIN($I$330,$X$330,$AM$330)*AR333","v":0},null,null,null,null,0,{"$f":"(DmYear!$M$32*(Unit!C$312/100)/DB!H$3)*(Unit!B333/100)*1000","v":0},{"$f":"(DmYear!$M$32*(Unit!D$312/100)/DB!I$3)*(Unit!C333/100)*1000","v":0},{"$f":"(DmYear!$M$32*(Unit!E$312/100)/DB!J$3)*(Unit!D333/100)*1000","v":0},{"$f":"(DmYear!$M$32*(Unit!F$312/100)/DB!K$3)*(Unit!E333/100)*1000","v":0},{"$f":"(DmYear!$M$32*(Unit!G$312/100)/DB!L$3)*(Unit!F333/100)*1000","v":0},{"$f":"(DmYear!$M$32*(Unit!H$312/100)/DB!M$3)*(Unit!G333/100)*1000","v":0},{"$f":"(DmYear!$M$32*(Unit!I$312/100)/DB!N$3)*(Unit!H333/100)*1000","v":0},{"$f":"(DmYear!$M$32*(Unit!J$312/100)/DB!O$3)*(Unit!I333/100)*1000","v":0},{"$f":"(DmYear!$M$32*(Unit!K$312/100)/DB!P$3)*(Unit!J333/100)*1000","v":0},{"$f":"(DmYear!$M$32*(Unit!L$312/100)/DB!Q$3)*(Unit!K333/100)*1000","v":0},{"$f":"(DmYear!$M$32*(Unit!M$312/100)/DB!R$3)*(Unit!L333/100)*1000","v":0},{"$f":"(DmYear!$M$32*(Unit!N$312/100)/DB!S$3)*(Unit!M333/100)*1000","v":0},"-",null,0,{"$f":"(DmYear!$M$32*(Unit!C$313/100)/DB!H$4)*(Unit!P333/100)*1000","v":0},{"$f":"(DmYear!$M$32*(Unit!D$313/100)/DB!I$4)*(Unit!Q333/100)*1000","v":0},{"$f":"(DmYear!$M$32*(Unit!E$313/100)/DB!J$4)*(Unit!R333/100)*1000","v":0},{"$f":"(DmYear!$M$32*(Unit!F$313/100)/DB!K$4)*(Unit!S333/100)*1000","v":0},{"$f":"(DmYear!$M$32*(Unit!G$313/100)/DB!L$4)*(Unit!T333/100)*1000","v":0},{"$f":"(DmYear!$M$32*(Unit!H$313/100)/DB!M$4)*(Unit!U333/100)*1000","v":0},{"$f":"(DmYear!$M$32*(Unit!I$313/100)/DB!N$4)*(Unit!V333/100)*1000","v":0},{"$f":"(DmYear!$M$32*(Unit!J$313/100)/DB!O$4)*(Unit!W333/100)*1000","v":0},{"$f":"(DmYear!$M$32*(Unit!K$313/100)/DB!P$4)*(Unit!X333/100)*1000","v":0},{"$f":"(DmYear!$M$32*(Unit!L$313/100)/DB!Q$4)*(Unit!Y333/100)*1000","v":0},{"$f":"(DmYear!$M$32*(Unit!M$313/100)/DB!R$4)*(Unit!Z333/100)*1000","v":0},{"$f":"(DmYear!$M$32*(Unit!N$313/100)/DB!S$4)*(Unit!AA333/100)*1000","v":0},"-",null,0,{"$f":"(DmYear!$M$32*(Unit!C$314/100)/DB!H$5)*(Unit!AD333/100)*1000","v":0},{"$f":"(DmYear!$M$32*(Unit!D$314/100)/DB!I$5)*(Unit!AE333/100)*1000","v":0},{"$f":"(DmYear!$M$32*(Unit!E$314/100)/DB!J$5)*(Unit!AF333/100)*1000","v":0},{"$f":"(DmYear!$M$32*(Unit!F$314/100)/DB!K$5)*(Unit!AG333/100)*1000","v":0},{"$f":"(DmYear!$M$32*(Unit!G$314/100)/DB!L$5)*(Unit!AH333/100)*1000","v":0},{"$f":"(DmYear!$M$32*(Unit!H$314/100)/DB!M$5)*(Unit!AI333/100)*1000","v":0},{"$f":"(DmYear!$M$32*(Unit!I$314/100)/DB!N$5)*(Unit!AJ333/100)*1000","v":0},{"$f":"(DmYear!$M$32*(Unit!J$314/100)/DB!O$5)*(Unit!AK333/100)*1000","v":0},{"$f":"(DmYear!$M$32*(Unit!K$314/100)/DB!P$5)*(Unit!AL333/100)*1000","v":0},{"$f":"(DmYear!$M$32*(Unit!L$314/100)/DB!Q$5)*(Unit!AM333/100)*1000","v":0},{"$f":"(DmYear!$M$32*(Unit!M$314/100)/DB!R$5)*(Unit!AN333/100)*1000","v":0},{"$f":"(DmYear!$M$32*(Unit!N$314/100)/DB!S$5)*(Unit!AO333/100)*1000","v":0},"-",null,null,0,{"$f":"MIN($CX$330,$DM$330,$EB$330)*CR333","v":0},{"$f":"MIN($CX$330,$DM$330,$EB$330)*CS333","v":0},{"$f":"MIN($CX$330,$DM$330,$EB$330)*CT333","v":0},{"$f":"MIN($CX$330,$DM$330,$EB$330)*CU333","v":0},{"$f":"MIN($CX$330,$DM$330,$EB$330)*CV333","v":0},{"$f":"MIN($CX$330,$DM$330,$EB$330)*CW333","v":0},{"$f":"MIN($CX$330,$DM$330,$EB$330)*CX333","v":0},{"$f":"MIN($CX$330,$DM$330,$EB$330)*CY333","v":0},{"$f":"MIN($CX$330,$DM$330,$EB$330)*CZ333","v":0},{"$f":"MIN($CX$330,$DM$330,$EB$330)*DA333","v":0},{"$f":"MIN($CX$330,$DM$330,$EB$330)*DB333","v":0},{"$f":"MIN($CX$330,$DM$330,$EB$330)*DC333","v":0},null,null,0,{"$f":"MIN($CX$330,$DM$330,$EB$330)*DG333","v":0},{"$f":"MIN($CX$330,$DM$330,$EB$330)*DH333","v":0},{"$f":"MIN($CX$330,$DM$330,$EB$330)*DI333","v":0},{"$f":"MIN($CX$330,$DM$330,$EB$330)*DJ333","v":0},{"$f":"MIN($CX$330,$DM$330,$EB$330)*DK333","v":0},{"$f":"MIN($CX$330,$DM$330,$EB$330)*DL333","v":0},{"$f":"MIN($CX$330,$DM$330,$EB$330)*DM333","v":0},{"$f":"MIN($CX$330,$DM$330,$EB$330)*DN333","v":0},{"$f":"MIN($CX$330,$DM$330,$EB$330)*DO333","v":0},{"$f":"MIN($CX$330,$DM$330,$EB$330)*DP333","v":0},{"$f":"MIN($CX$330,$DM$330,$EB$330)*DQ333","v":0},{"$f":"MIN($CX$330,$DM$330,$EB$330)*DR333","v":0},null,null,0,{"$f":"MIN($CX$330,$DM$330,$EB$330)*DV333","v":0},{"$f":"MIN($CX$330,$DM$330,$EB$330)*DW333","v":0},{"$f":"MIN($CX$330,$DM$330,$EB$330)*DX333","v":0},{"$f":"MIN($CX$330,$DM$330,$EB$330)*DY333","v":0},{"$f":"MIN($CX$330,$DM$330,$EB$330)*DZ333","v":0},{"$f":"MIN($CX$330,$DM$330,$EB$330)*EA333","v":0},{"$f":"MIN($CX$330,$DM$330,$EB$330)*EB333","v":0},{"$f":"MIN($CX$330,$DM$330,$EB$330)*EC333","v":0},{"$f":"MIN($CX$330,$DM$330,$EB$330)*ED333","v":0},{"$f":"MIN($CX$330,$DM$330,$EB$330)*EE333","v":0},{"$f":"MIN($CX$330,$DM$330,$EB$330)*EF333","v":0},{"$f":"MIN($CX$330,$DM$330,$EB$330)*EG333","v":0}]
[null,3,{"$f":"(DmYear!$M$5*(Unit!C$312/100)/DB!H$3)*(Unit!B336/100)*1000","v":0},{"$f":"(DmYear!$M$5*(Unit!D$312/100)/DB!I$3)*(Unit!C336/100)*1000","v":0},{"$f":"(DmYear!$M$5*(Unit!E$312/100)/DB!J$3)*(Unit!D336/100)*1000","v":0},{"$f":"(DmYear!$M$5*(Unit!F$312/100)/DB!K$3)*(Unit!E336/100)*1000","v":0},{"$f":"(DmYear!$M$5*(Unit!G$312/100)/DB!L$3)*(Unit!F336/100)*1000","v":0},{"$f":"(DmYear!$M$5*(Unit!H$312/100)/DB!M$3)*(Unit!G336/100)*1000","v":0},{"$f":"(DmYear!$M$5*(Unit!I$312/100)/DB!N$3)*(Unit!H336/100)*1000","v":0},{"$f":"(DmYear!$M$5*(Unit!J$312/100)/DB!O$3)*(Unit!I336/100)*1000","v":0},{"$f":"(DmYear!$M$5*(Unit!K$312/100)/DB!P$3)*(Unit!J336/100)*1000","v":0},{"$f":"(DmYear!$M$5*(Unit!L$312/100)/DB!Q$3)*(Unit!K336/100)*1000","v":0},{"$f":"(DmYear!$M$5*(Unit!M$312/100)/DB!R$3)*(Unit!L336/100)*1000","v":0},{"$f":"(DmYear!$M$5*(Unit!N$312/100)/DB!S$3)*(Unit!M336/100)*1000","v":0},"-",null,3,{"$f":"(DmYear!$M$5*(Unit!C$313/100)/DB!H$4)*(Unit!P336/100)*1000","v":0},{"$f":"(DmYear!$M$5*(Unit!D$313/100)/DB!I$4)*(Unit!Q336/100)*1000","v":0},{"$f":"(DmYear!$M$5*(Unit!E$313/100)/DB!J$4)*(Unit!R336/100)*1000","v":0},{"$f":"(DmYear!$M$5*(Unit!F$313/100)/DB!K$4)*(Unit!S336/100)*1000","v":0},{"$f":"(DmYear!$M$5*(Unit!G$313/100)/DB!L$4)*(Unit!T336/100)*1000","v":0},{"$f":"(DmYear!$M$5*(Unit!H$313/100)/DB!M$4)*(Unit!U336/100)*1000","v":0},{"$f":"(DmYear!$M$5*(Unit!I$313/100)/DB!N$4)*(Unit!V336/100)*1000","v":0},{"$f":"(DmYear!$M$5*(Unit!J$313/100)/DB!O$4)*(Unit!W336/100)*1000","v":0},{"$f":"(DmYear!$M$5*(Unit!K$313/100)/DB!P$4)*(Unit!X336/100)*1000","v":0},{"$f":"(DmYear!$M$5*(Unit!L$313/100)/DB!Q$4)*(Unit!Y336/100)*1000","v":0},{"$f":"(DmYear!$M$5*(Unit!M$313/100)/DB!R$4)*(Unit!Z336/100)*1000","v":0},{"$f":"(DmYear!$M$5*(Unit!N$313/100)/DB!S$4)*(Unit!AA336/100)*1000","v":0},"-",null,3,{"$f":"(DmYear!$M$5*(Unit!C$314/100)/DB!H$5)*(Unit!AD336/100)*1000","v":0},{"$f":"(DmYear!$M$5*(Unit!D$314/100)/DB!I$5)*(Unit!AE336/100)*1000","v":0},{"$f":"(DmYear!$M$5*(Unit!E$314/100)/DB!J$5)*(Unit!AF336/100)*1000","v":0},{"$f":"(DmYear!$M$5*(Unit!F$314/100)/DB!K$5)*(Unit!AG336/100)*1000","v":0},{"$f":"(DmYear!$M$5*(Unit!G$314/100)/DB!L$5)*(Unit!AH336/100)*1000","v":0},{"$f":"(DmYear!$M$5*(Unit!H$314/100)/DB!M$5)*(Unit!AI336/100)*1000","v":0},{"$f":"(DmYear!$M$5*(Unit!I$314/100)/DB!N$5)*(Unit!AJ336/100)*1000","v":0},{"$f":"(DmYear!$M$5*(Unit!J$314/100)/DB!O$5)*(Unit!AK336/100)*1000","v":0},{"$f":"(DmYear!$M$5*(Unit!K$314/100)/DB!P$5)*(Unit!AL336/100)*1000","v":0},{"$f":"(DmYear!$M$5*(Unit!L$314/100)/DB!Q$5)*(Unit!AM336/100)*1000","v":0},{"$f":"(DmYear!$M$5*(Unit!M$314/100)/DB!R$5)*(Unit!AN336/100)*1000","v":0},{"$f":"(DmYear!$M$5*(Unit!N$314/100)/DB!S$5)*(Unit!AO336/100)*1000","v":0},"-",null,null,3,0,0,0,0,0,0,0,0,0,0,0,0,null,null,3,0,0,0,0,0,0,0,0,0,0,0,0,null,null,3,0,0,0,0,0,0,0,0,0,0,0,0,null,null,null,null,3,{"$f":"(DmYear!$M$32*(Unit!C$312/100)/DB!H$3)*(Unit!B336/100)*1000","v":0},{"$f":"(DmYear!$M$32*(Unit!D$312/100)/DB!I$3)*(Unit!C336/100)*1000","v":0},{"$f":"(DmYear!$M$32*(Unit!E$312/100)/DB!J$3)*(Unit!D336/100)*1000","v":0},{"$f":"(DmYear!$M$32*(Unit!F$312/100)/DB!K$3)*(Unit!E336/100)*1000","v":0},{"$f":"(DmYear!$M$32*(Unit!G$312/100)/DB!L$3)*(Unit!F336/100)*1000","v":0},{"$f":"(DmYear!$M$32*(Unit!H$312/100)/DB!M$3)*(Unit!G336/100)*1000","v":0},{"$f":"(DmYear!$M$32*(Unit!I$312/100)/DB!N$3)*(Unit!H336/100)*1000","v":0},{"$f":"(DmYear!$M$32*(Unit!J$312/100)/DB!O$3)*(Unit!I336/100)*1000","v":0},{"$f":"(DmYear!$M$32*(Unit!K$312/100)/DB!P$3)*(Unit!J336/100)*1000","v":0},{"$f":"(DmYear!$M$32*(Unit!L$312/100)/DB!Q$3)*(Unit!K336/100)*1000","v":0},{"$f":"(DmYear!$M$32*(Unit!M$312/100)/DB!R$3)*(Unit!L336/100)*1000","v":0},{"$f":"(DmYear!$M$32*(Unit!N$312/100)/DB!S$3)*(Unit!M336/100)*1000","v":0},"-",null,3,{"$f":"(DmYear!$M$32*(Unit!C$313/100)/DB!H$4)*(Unit!P336/100)*1000","v":0},{"$f":"(DmYear!$M$32*(Unit!D$313/100)/DB!I$4)*(Unit!Q336/100)*1000","v":0},{"$f":"(DmYear!$M$32*(Unit!E$313/100)/DB!J$4)*(Unit!R336/100)*1000","v":0},{"$f":"(DmYear!$M$32*(Unit!F$313/100)/DB!K$4)*(Unit!S336/100)*1000","v":0},{"$f":"(DmYear!$M$32*(Unit!G$313/100)/DB!L$4)*(Unit!T336/100)*1000","v":0},{"$f":"(DmYear!$M$32*(Unit!H$313/100)/DB!M$4)*(Unit!U336/100)*1000","v":0},{"$f":"(DmYear!$M$32*(Unit!I$313/100)/DB!N$4)*(Unit!V336/100)*1000","v":0},{"$f":"(DmYear!$M$32*(Unit!J$313/100)/DB!O$4)*(Unit!W336/100)*1000","v":0},{"$f":"(DmYear!$M$32*(Unit!K$313/100)/DB!P$4)*(Unit!X336/100)*1000","v":0},{"$f":"(DmYear!$M$32*(Unit!L$313/100)/DB!Q$4)*(Unit!Y336/100)*1000","v":0},{"$f":"(DmYear!$M$32*(Unit!M$313/100)/DB!R$4)*(Unit!Z336/100)*1000","v":0},{"$f":"(DmYear!$M$32*(Unit!N$313/100)/DB!S$4)*(Unit!AA336/100)*1000","v":0},"-",null,3,{"$f":"(DmYear!$M$32*(Unit!C$314/100)/DB!H$5)*(Unit!AD336/100)*1000","v":0},{"$f":"(DmYear!$M$32*(Unit!D$314/100)/DB!I$5)*(Unit!AE336/100)*1000","v":0},{"$f":"(DmYear!$M$32*(Unit!E$314/100)/DB!J$5)*(Unit!AF336/100)*1000","v":0},{"$f":"(DmYear!$M$32*(Unit!F$314/100)/DB!K$5)*(Unit!AG336/100)*1000","v":0},{"$f":"(DmYear!$M$32*(Unit!G$314/100)/DB!L$5)*(Unit!AH336/100)*1000","v":0},{"$f":"(DmYear!$M$32*(Unit!H$314/100)/DB!M$5)*(Unit!AI336/100)*1000","v":0},{"$f":"(DmYear!$M$32*(Unit!I$314/100)/DB!N$5)*(Unit!AJ336/100)*1000","v":0},{"$f":"(DmYear!$M$32*(Unit!J$314/100)/DB!O$5)*(Unit!AK336/100)*1000","v":0},{"$f":"(DmYear!$M$32*(Unit!K$314/100)/DB!P$5)*(Unit!AL336/100)*1000","v":0},{"$f":"(DmYear!$M$32*(Unit!L$314/100)/DB!Q$5)*(Unit!AM336/100)*1000","v":0},{"$f":"(DmYear!$M$32*(Unit!M$314/100)/DB!R$5)*(Unit!AN336/100)*1000","v":0},{"$f":"(DmYear!$M$32*(Unit!N$314/100)/DB!S$5)*(Unit!AO336/100)*1000","v":0},"-",null,null,3,0,0,0,0,0,0,0,0,0,0,0,0,null,null,3,0,0,0,0,0,0,0,0,0,0,0,0,null,null,3,0,0,0,0,0,0,0,0,0,0,0,0]
[null,4,{"$f":"(DmYear!$M$5*(Unit!C$312/100)/DB!H$3)*(Unit!B337/100)*1000","v":0},{"$f":"(DmYear!$M$5*(Unit!D$312/100)/DB!I$3)*(Unit!C337/100)*1000","v":0},{"$f":"(DmYear!$M$5*(Unit!E$312/100)/DB!J$3)*(Unit!D337/100)*1000","v":0},{"$f":"(DmYear!$M$5*(Unit!F$312/100)/DB!K$3)*(Unit!E337/100)*1000","v":0},{"$f":"(DmYear!$M$5*(Unit!G$312/100)/DB!L$3)*(Unit!F337/100)*1000","v":0},{"$f":"(DmYear!$M$5*(Unit!H$312/100)/DB!M$3)*(Unit!G337/100)*1000","v":0},{"$f":"(DmYear!$M$5*(Unit!I$312/100)/DB!N$3)*(Unit!H337/100)*1000","v":0},{"$f":"(DmYear!$M$5*(Unit!J$312/100)/DB!O$3)*(Unit!I337/100)*1000","v":0},{"$f":"(DmYear!$M$5*(Unit!K$312/100)/DB!P$3)*(Unit!J337/100)*1000","v":0},{"$f":"(DmYear!$M$5*(Unit!L$312/100)/DB!Q$3)*(Unit!K337/100)*1000","v":0},{"$f":"(DmYear!$M$5*(Unit!M$312/100)/DB!R$3)*(Unit!L337/100)*1000","v":0},{"$f":"(DmYear!$M$5*(Unit!N$312/100)/DB!S$3)*(Unit!M337/100)*1000","v":0},"-",null,4,{"$f":"(DmYear!$M$5*(Unit!C$313/100)/DB!H$4)*(Unit!P337/100)*1000","v":0},{"$f":"(DmYear!$M$5*(Unit!D$313/100)/DB!I$4)*(Unit!Q337/100)*1000","v":0},{"$f":"(DmYear!$M$5*(Unit!E$313/100)/DB!J$4)*(Unit!R337/100)*1000","v":0},{"$f":"(DmYear!$M$5*(Unit!F$313/100)/DB!K$4)*(Unit!S337/100)*1000","v":0},{"$f":"(DmYear!$M$5*(Unit!G$313/100)/DB!L$4)*(Unit!T337/100)*1000","v":0},{"$f":"(DmYear!$M$5*(Unit!H$313/100)/DB!M$4)*(Unit!U337/100)*1000","v":0},{"$f":"(DmYear!$M$5*(Unit!I$313/100)/DB!N$4)*(Unit!V337/100)*1000","v":0},{"$f":"(DmYear!$M$5*(Unit!J$313/100)/DB!O$4)*(Unit!W337/100)*1000","v":0},{"$f":"(DmYear!$M$5*(Unit!K$313/100)/DB!P$4)*(Unit!X337/100)*1000","v":0},{"$f":"(DmYear!$M$5*(Unit!L$313/100)/DB!Q$4)*(Unit!Y337/100)*1000","v":0},{"$f":"(DmYear!$M$5*(Unit!M$313/100)/DB!R$4)*(Unit!Z337/100)*1000","v":0},{"$f":"(DmYear!$M$5*(Unit!N$313/100)/DB!S$4)*(Unit!AA337/100)*1000","v":0},"-",null,4,{"$f":"(DmYear!$M$5*(Unit!C$314/100)/DB!H$5)*(Unit!AD337/100)*1000","v":0},{"$f":"(DmYear!$M$5*(Unit!D$314/100)/DB!I$5)*(Unit!AE337/100)*1000","v":0},{"$f":"(DmYear!$M$5*(Unit!E$314/100)/DB!J$5)*(Unit!AF337/100)*1000","v":0},{"$f":"(DmYear!$M$5*(Unit!F$314/100)/DB!K$5)*(Unit!AG337/100)*1000","v":0},{"$f":"(DmYear!$M$5*(Unit!G$314/100)/DB!L$5)*(Unit!AH337/100)*1000","v":0},{"$f":"(DmYear!$M$5*(Unit!H$314/100)/DB!M$5)*(Unit!AI337/100)*1000","v":0},{"$f":"(DmYear!$M$5*(Unit!I$314/100)/DB!N$5)*(Unit!AJ337/100)*1000","v":0},{"$f":"(DmYear!$M$5*(Unit!J$314/100)/DB!O$5)*(Unit!AK337/100)*1000","v":0},{"$f":"(DmYear!$M$5*(Unit!K$314/100)/DB!P$5)*(Unit!AL337/100)*1000","v":0},{"$f":"(DmYear!$M$5*(Unit!L$314/100)/DB!Q$5)*(Unit!AM337/100)*1000","v":0},{"$f":"(DmYear!$M$5*(Unit!M$314/100)/DB!R$5)*(Unit!AN337/100)*1000","v":0},{"$f":"(DmYear!$M$5*(Unit!N$314/100)/DB!S$5)*(Unit!AO337/100)*1000","v":0},"-",null,null,4,0,0,0,0,0,0,0,0,0,0,0,0,null,null,4,0,0,0,0,0,0,0,0,0,0,0,0,null,null,4,0,0,0,0,0,0,0,0,0,0,0,0,null,null,null,null,4,{"$f":"(DmYear!$M$32*(Unit!C$312/100)/DB!H$3)*(Unit!B337/100)*1000","v":0},{"$f":"(DmYear!$M$32*(Unit!D$312/100)/DB!I$3)*(Unit!C337/100)*1000","v":0},{"$f":"(DmYear!$M$32*(Unit!E$312/100)/DB!J$3)*(Unit!D337/100)*1000","v":0},{"$f":"(DmYear!$M$32*(Unit!F$312/100)/DB!K$3)*(Unit!E337/100)*1000","v":0},{"$f":"(DmYear!$M$32*(Unit!G$312/100)/DB!L$3)*(Unit!F337/100)*1000","v":0},{"$f":"(DmYear!$M$32*(Unit!H$312/100)/DB!M$3)*(Unit!G337/100)*1000","v":0},{"$f":"(DmYear!$M$32*(Unit!I$312/100)/DB!N$3)*(Unit!H337/100)*1000","v":0},{"$f":"(DmYear!$M$32*(Unit!J$312/100)/DB!O$3)*(Unit!I337/100)*1000","v":0},{"$f":"(DmYear!$M$32*(Unit!K$312/100)/DB!P$3)*(Unit!J337/100)*1000","v":0},{"$f":"(DmYear!$M$32*(Unit!L$312/100)/DB!Q$3)*(Unit!K337/100)*1000","v":0},{"$f":"(DmYear!$M$32*(Unit!M$312/100)/DB!R$3)*(Unit!L337/100)*1000","v":0},{"$f":"(DmYear!$M$32*(Unit!N$312/100)/DB!S$3)*(Unit!M337/100)*1000","v":0},"-",null,4,{"$f":"(DmYear!$M$32*(Unit!C$313/100)/DB!H$4)*(Unit!P337/100)*1000","v":0},{"$f":"(DmYear!$M$32*(Unit!D$313/100)/DB!I$4)*(Unit!Q337/100)*1000","v":0},{"$f":"(DmYear!$M$32*(Unit!E$313/100)/DB!J$4)*(Unit!R337/100)*1000","v":0},{"$f":"(DmYear!$M$32*(Unit!F$313/100)/DB!K$4)*(Unit!S337/100)*1000","v":0},{"$f":"(DmYear!$M$32*(Unit!G$313/100)/DB!L$4)*(Unit!T337/100)*1000","v":0},{"$f":"(DmYear!$M$32*(Unit!H$313/100)/DB!M$4)*(Unit!U337/100)*1000","v":0},{"$f":"(DmYear!$M$32*(Unit!I$313/100)/DB!N$4)*(Unit!V337/100)*1000","v":0},{"$f":"(DmYear!$M$32*(Unit!J$313/100)/DB!O$4)*(Unit!W337/100)*1000","v":0},{"$f":"(DmYear!$M$32*(Unit!K$313/100)/DB!P$4)*(Unit!X337/100)*1000","v":0},{"$f":"(DmYear!$M$32*(Unit!L$313/100)/DB!Q$4)*(Unit!Y337/100)*1000","v":0},{"$f":"(DmYear!$M$32*(Unit!M$313/100)/DB!R$4)*(Unit!Z337/100)*1000","v":0},{"$f":"(DmYear!$M$32*(Unit!N$313/100)/DB!S$4)*(Unit!AA337/100)*1000","v":0},"-",null,4,{"$f":"(DmYear!$M$32*(Unit!C$314/100)/DB!H$5)*(Unit!AD337/100)*1000","v":0},{"$f":"(DmYear!$M$32*(Unit!D$314/100)/DB!I$5)*(Unit!AE337/100)*1000","v":0},{"$f":"(DmYear!$M$32*(Unit!E$314/100)/DB!J$5)*(Unit!AF337/100)*1000","v":0},{"$f":"(DmYear!$M$32*(Unit!F$314/100)/DB!K$5)*(Unit!AG337/100)*1000","v":0},{"$f":"(DmYear!$M$32*(Unit!G$314/100)/DB!L$5)*(Unit!AH337/100)*1000","v":0},{"$f":"(DmYear!$M$32*(Unit!H$314/100)/DB!M$5)*(Unit!AI337/100)*1000","v":0},{"$f":"(DmYear!$M$32*(Unit!I$314/100)/DB!N$5)*(Unit!AJ337/100)*1000","v":0},{"$f":"(DmYear!$M$32*(Unit!J$314/100)/DB!O$5)*(Unit!AK337/100)*1000","v":0},{"$f":"(DmYear!$M$32*(Unit!K$314/100)/DB!P$5)*(Unit!AL337/100)*1000","v":0},{"$f":"(DmYear!$M$32*(Unit!L$314/100)/DB!Q$5)*(Unit!AM337/100)*1000","v":0},{"$f":"(DmYear!$M$32*(Unit!M$314/100)/DB!R$5)*(Unit!AN337/100)*1000","v":0},{"$f":"(DmYear!$M$32*(Unit!N$314/100)/DB!S$5)*(Unit!AO337/100)*1000","v":0},"-",null,null,4,0,0,0,0,0,0,0,0,0,0,0,0,null,null,4,0,0,0,0,0,0,0,0,0,0,0,0,null,null,4,0,0,0,0,0,0,0,0,0,0,0,0]
[null,8,{"$f":"(DmYear!$M$5*(Unit!C$312/100)/DB!H$3)*(Unit!B341/100)*1000","v":0},{"$f":"(DmYear!$M$5*(Unit!D$312/100)/DB!I$3)*(Unit!C341/100)*1000","v":0},{"$f":"(DmYear!$M$5*(Unit!E$312/100)/DB!J$3)*(Unit!D341/100)*1000","v":0},{"$f":"(DmYear!$M$5*(Unit!F$312/100)/DB!K$3)*(Unit!E341/100)*1000","v":0},{"$f":"(DmYear!$M$5*(Unit!G$312/100)/DB!L$3)*(Unit!F341/100)*1000","v":0},{"$f":"(DmYear!$M$5*(Unit!H$312/100)/DB!M$3)*(Unit!G341/100)*1000","v":0},{"$f":"(DmYear!$M$5*(Unit!I$312/100)/DB!N$3)*(Unit!H341/100)*1000","v":0},{"$f":"(DmYear!$M$5*(Unit!J$312/100)/DB!O$3)*(Unit!I341/100)*1000","v":0},{"$f":"(DmYear!$M$5*(Unit!K$312/100)/DB!P$3)*(Unit!J341/100)*1000","v":0},{"$f":"(DmYear!$M$5*(Unit!L$312/100)/DB!Q$3)*(Unit!K341/100)*1000","v":0},{"$f":"(DmYear!$M$5*(Unit!M$312/100)/DB!R$3)*(Unit!L341/100)*1000","v":0},{"$f":"(DmYear!$M$5*(Unit!N$312/100)/DB!S$3)*(Unit!M341/100)*1000","v":0},"-",null,8,{"$f":"(DmYear!$M$5*(Unit!C$313/100)/DB!H$4)*(Unit!P341/100)*1000","v":0},{"$f":"(DmYear!$M$5*(Unit!D$313/100)/DB!I$4)*(Unit!Q341/100)*1000","v":0},{"$f":"(DmYear!$M$5*(Unit!E$313/100)/DB!J$4)*(Unit!R341/100)*1000","v":0},{"$f":"(DmYear!$M$5*(Unit!F$313/100)/DB!K$4)*(Unit!S341/100)*1000","v":0},{"$f":"(DmYear!$M$5*(Unit!G$313/100)/DB!L$4)*(Unit!T341/100)*1000","v":0},{"$f":"(DmYear!$M$5*(Unit!H$313/100)/DB!M$4)*(Unit!U341/100)*1000","v":0},{"$f":"(DmYear!$M$5*(Unit!I$313/100)/DB!N$4)*(Unit!V341/100)*1000","v":0},{"$f":"(DmYear!$M$5*(Unit!J$313/100)/DB!O$4)*(Unit!W341/100)*1000","v":0},{"$f":"(DmYear!$M$5*(Unit!K$313/100)/DB!P$4)*(Unit!X341/100)*1000","v":0},{"$f":"(DmYear!$M$5*(Unit!L$313/100)/DB!Q$4)*(Unit!Y341/100)*1000","v":0},{"$f":"(DmYear!$M$5*(Unit!M$313/100)/DB!R$4)*(Unit!Z341/100)*1000","v":0},{"$f":"(DmYear!$M$5*(Unit!N$313/100)/DB!S$4)*(Unit!AA341/100)*1000","v":0},"-",null,8,{"$f":"(DmYear!$M$5*(Unit!C$314/100)/DB!H$5)*(Unit!AD341/100)*1000","v":0},{"$f":"(DmYear!$M$5*(Unit!D$314/100)/DB!I$5)*(Unit!AE341/100)*1000","v":0},{"$f":"(DmYear!$M$5*(Unit!E$314/100)/DB!J$5)*(Unit!AF341/100)*1000","v":0},{"$f":"(DmYear!$M$5*(Unit!F$314/100)/DB!K$5)*(Unit!AG341/100)*1000","v":0},{"$f":"(DmYear!$M$5*(Unit!G$314/100)/DB!L$5)*(Unit!AH341/100)*1000","v":0},{"$f":"(DmYear!$M$5*(Unit!H$314/100)/DB!M$5)*(Unit!AI341/100)*1000","v":0},{"$f":"(DmYear!$M$5*(Unit!I$314/100)/DB!N$5)*(Unit!AJ341/100)*1000","v":0},{"$f":"(DmYear!$M$5*(Unit!J$314/100)/DB!O$5)*(Unit!AK341/100)*1000","v":0},{"$f":"(DmYear!$M$5*(Unit!K$314/100)/DB!P$5)*(Unit!AL341/100)*1000","v":0},{"$f":"(DmYear!$M$5*(Unit!L$314/100)/DB!Q$5)*(Unit!AM341/100)*1000","v":0},{"$f":"(DmYear!$M$5*(Unit!M$314/100)/DB!R$5)*(Unit!AN341/100)*1000","v":0},{"$f":"(DmYear!$M$5*(Unit!N$314/100)/DB!S$5)*(Unit!AO341/100)*1000","v":0},"-",null,null,8,0,0,0,0,0,0,0,0,0,0,0,0,null,null,8,0,0,0,0,0,0,0,0,0,0,0,0,null,null,8,0,0,0,0,0,0,0,0,0,0,0,0,null,null,null,null,8,{"$f":"(DmYear!$M$32*(Unit!C$312/100)/DB!H$3)*(Unit!B341/100)*1000","v":0},{"$f":"(DmYear!$M$32*(Unit!D$312/100)/DB!I$3)*(Unit!C341/100)*1000","v":0},{"$f":"(DmYear!$M$32*(Unit!E$312/100)/DB!J$3)*(Unit!D341/100)*1000","v":0},{"$f":"(DmYear!$M$32*(Unit!F$312/100)/DB!K$3)*(Unit!E341/100)*1000","v":0},{"$f":"(DmYear!$M$32*(Unit!G$312/100)/DB!L$3)*(Unit!F341/100)*1000","v":0},{"$f":"(DmYear!$M$32*(Unit!H$312/100)/DB!M$3)*(Unit!G341/100)*1000","v":0},{"$f":"(DmYear!$M$32*(Unit!I$312/100)/DB!N$3)*(Unit!H341/100)*1000","v":0},{"$f":"(DmYear!$M$32*(Unit!J$312/100)/DB!O$3)*(Unit!I341/100)*1000","v":0},{"$f":"(DmYear!$M$32*(Unit!K$312/100)/DB!P$3)*(Unit!J341/100)*1000","v":0},{"$f":"(DmYear!$M$32*(Unit!L$312/100)/DB!Q$3)*(Unit!K341/100)*1000","v":0},{"$f":"(DmYear!$M$32*(Unit!M$312/100)/DB!R$3)*(Unit!L341/100)*1000","v":0},{"$f":"(DmYear!$M$32*(Unit!N$312/100)/DB!S$3)*(Unit!M341/100)*1000","v":0},"-",null,8,{"$f":"(DmYear!$M$32*(Unit!C$313/100)/DB!H$4)*(Unit!P341/100)*1000","v":0},{"$f":"(DmYear!$M$32*(Unit!D$313/100)/DB!I$4)*(Unit!Q341/100)*1000","v":0},{"$f":"(DmYear!$M$32*(Unit!E$313/100)/DB!J$4)*(Unit!R341/100)*1000","v":0},{"$f":"(DmYear!$M$32*(Unit!F$313/100)/DB!K$4)*(Unit!S341/100)*1000","v":0},{"$f":"(DmYear!$M$32*(Unit!G$313/100)/DB!L$4)*(Unit!T341/100)*1000","v":0},{"$f":"(DmYear!$M$32*(Unit!H$313/100)/DB!M$4)*(Unit!U341/100)*1000","v":0},{"$f":"(DmYear!$M$32*(Unit!I$313/100)/DB!N$4)*(Unit!V341/100)*1000","v":0},{"$f":"(DmYear!$M$32*(Unit!J$313/100)/DB!O$4)*(Unit!W341/100)*1000","v":0},{"$f":"(DmYear!$M$32*(Unit!K$313/100)/DB!P$4)*(Unit!X341/100)*1000","v":0},{"$f":"(DmYear!$M$32*(Unit!L$313/100)/DB!Q$4)*(Unit!Y341/100)*1000","v":0},{"$f":"(DmYear!$M$32*(Unit!M$313/100)/DB!R$4)*(Unit!Z341/100)*1000","v":0},{"$f":"(DmYear!$M$32*(Unit!N$313/100)/DB!S$4)*(Unit!AA341/100)*1000","v":0},"-",null,8,{"$f":"(DmYear!$M$32*(Unit!C$314/100)/DB!H$5)*(Unit!AD341/100)*1000","v":0},{"$f":"(DmYear!$M$32*(Unit!D$314/100)/DB!I$5)*(Unit!AE341/100)*1000","v":0},{"$f":"(DmYear!$M$32*(Unit!E$314/100)/DB!J$5)*(Unit!AF341/100)*1000","v":0},{"$f":"(DmYear!$M$32*(Unit!F$314/100)/DB!K$5)*(Unit!AG341/100)*1000","v":0},{"$f":"(DmYear!$M$32*(Unit!G$314/100)/DB!L$5)*(Unit!AH341/100)*1000","v":0},{"$f":"(DmYear!$M$32*(Unit!H$314/100)/DB!M$5)*(Unit!AI341/100)*1000","v":0},{"$f":"(DmYear!$M$32*(Unit!I$314/100)/DB!N$5)*(Unit!AJ341/100)*1000","v":0},{"$f":"(DmYear!$M$32*(Unit!J$314/100)/DB!O$5)*(Unit!AK341/100)*1000","v":0},{"$f":"(DmYear!$M$32*(Unit!K$314/100)/DB!P$5)*(Unit!AL341/100)*1000","v":0},{"$f":"(DmYear!$M$32*(Unit!L$314/100)/DB!Q$5)*(Unit!AM341/100)*1000","v":0},{"$f":"(DmYear!$M$32*(Unit!M$314/100)/DB!R$5)*(Unit!AN341/100)*1000","v":0},{"$f":"(DmYear!$M$32*(Unit!N$314/100)/DB!S$5)*(Unit!AO341/100)*1000","v":0},"-",null,null,8,0,0,0,0,0,0,0,0,0,0,0,0,null,null,8,0,0,0,0,0,0,0,0,0,0,0,0,null,null,8,0,0,0,0,0,0,0,0,0,0,0,0]
[null,9,{"$f":"(DmYear!$M$5*(Unit!C$312/100)/DB!H$3)*(Unit!B342/100)*1000","v":0},{"$f":"(DmYear!$M$5*(Unit!D$312/100)/DB!I$3)*(Unit!C342/100)*1000","v":0},{"$f":"(DmYear!$M$5*(Unit!E$312/100)/DB!J$3)*(Unit!D342/100)*1000","v":0},{"$f":"(DmYear!$M$5*(Unit!F$312/100)/DB!K$3)*(Unit!E342/100)*1000","v":0},{"$f":"(DmYear!$M$5*(Unit!G$312/100)/DB!L$3)*(Unit!F342/100)*1000","v":0},{"$f":"(DmYear!$M$5*(Unit!H$312/100)/DB!M$3)*(Unit!G342/100)*1000","v":0},{"$f":"(DmYear!$M$5*(Unit!I$312/100)/DB!N$3)*(Unit!H342/100)*1000","v":0},{"$f":"(DmYear!$M$5*(Unit!J$312/100)/DB!O$3)*(Unit!I342/100)*1000","v":0},{"$f":"(DmYear!$M$5*(Unit!K$312/100)/DB!P$3)*(Unit!J342/100)*1000","v":0},{"$f":"(DmYear!$M$5*(Unit!L$312/100)/DB!Q$3)*(Unit!K342/100)*1000","v":0},{"$f":"(DmYear!$M$5*(Unit!M$312/100)/DB!R$3)*(Unit!L342/100)*1000","v":0},{"$f":"(DmYear!$M$5*(Unit!N$312/100)/DB!S$3)*(Unit!M342/100)*1000","v":0},"-",null,9,{"$f":"(DmYear!$M$5*(Unit!C$313/100)/DB!H$4)*(Unit!P342/100)*1000","v":0},{"$f":"(DmYear!$M$5*(Unit!D$313/100)/DB!I$4)*(Unit!Q342/100)*1000","v":0},{"$f":"(DmYear!$M$5*(Unit!E$313/100)/DB!J$4)*(Unit!R342/100)*1000","v":0},{"$f":"(DmYear!$M$5*(Unit!F$313/100)/DB!K$4)*(Unit!S342/100)*1000","v":0},{"$f":"(DmYear!$M$5*(Unit!G$313/100)/DB!L$4)*(Unit!T342/100)*1000","v":0},{"$f":"(DmYear!$M$5*(Unit!H$313/100)/DB!M$4)*(Unit!U342/100)*1000","v":0},{"$f":"(DmYear!$M$5*(Unit!I$313/100)/DB!N$4)*(Unit!V342/100)*1000","v":0},{"$f":"(DmYear!$M$5*(Unit!J$313/100)/DB!O$4)*(Unit!W342/100)*1000","v":0},{"$f":"(DmYear!$M$5*(Unit!K$313/100)/DB!P$4)*(Unit!X342/100)*1000","v":0},{"$f":"(DmYear!$M$5*(Unit!L$313/100)/DB!Q$4)*(Unit!Y342/100)*1000","v":0},{"$f":"(DmYear!$M$5*(Unit!M$313/100)/DB!R$4)*(Unit!Z342/100)*1000","v":0},{"$f":"(DmYear!$M$5*(Unit!N$313/100)/DB!S$4)*(Unit!AA342/100)*1000","v":0},"-",null,9,{"$f":"(DmYear!$M$5*(Unit!C$314/100)/DB!H$5)*(Unit!AD342/100)*1000","v":0},{"$f":"(DmYear!$M$5*(Unit!D$314/100)/DB!I$5)*(Unit!AE342/100)*1000","v":0},{"$f":"(DmYear!$M$5*(Unit!E$314/100)/DB!J$5)*(Unit!AF342/100)*1000","v":0},{"$f":"(DmYear!$M$5*(Unit!F$314/100)/DB!K$5)*(Unit!AG342/100)*1000","v":0},{"$f":"(DmYear!$M$5*(Unit!G$314/100)/DB!L$5)*(Unit!AH342/100)*1000","v":0},{"$f":"(DmYear!$M$5*(Unit!H$314/100)/DB!M$5)*(Unit!AI342/100)*1000","v":0},{"$f":"(DmYear!$M$5*(Unit!I$314/100)/DB!N$5)*(Unit!AJ342/100)*1000","v":0},{"$f":"(DmYear!$M$5*(Unit!J$314/100)/DB!O$5)*(Unit!AK342/100)*1000","v":0},{"$f":"(DmYear!$M$5*(Unit!K$314/100)/DB!P$5)*(Unit!AL342/100)*1000","v":0},{"$f":"(DmYear!$M$5*(Unit!L$314/100)/DB!Q$5)*(Unit!AM342/100)*1000","v":0},{"$f":"(DmYear!$M$5*(Unit!M$314/100)/DB!R$5)*(Unit!AN342/100)*1000","v":0},{"$f":"(DmYear!$M$5*(Unit!N$314/100)/DB!S$5)*(Unit!AO342/100)*1000","v":0},"-",null,null,9,0,0,0,0,0,0,0,0,0,0,0,0,null,null,9,0,0,0,0,0,0,0,0,0,0,0,0,null,null,9,0,0,0,0,0,0,0,0,0,0,0,0,null,null,null,null,9,{"$f":"(DmYear!$M$32*(Unit!C$312/100)/DB!H$3)*(Unit!B342/100)*1000","v":0},{"$f":"(DmYear!$M$32*(Unit!D$312/100)/DB!I$3)*(Unit!C342/100)*1000","v":0},{"$f":"(DmYear!$M$32*(Unit!E$312/100)/DB!J$3)*(Unit!D342/100)*1000","v":0},{"$f":"(DmYear!$M$32*(Unit!F$312/100)/DB!K$3)*(Unit!E342/100)*1000","v":0},{"$f":"(DmYear!$M$32*(Unit!G$312/100)/DB!L$3)*(Unit!F342/100)*1000","v":0},{"$f":"(DmYear!$M$32*(Unit!H$312/100)/DB!M$3)*(Unit!G342/100)*1000","v":0},{"$f":"(DmYear!$M$32*(Unit!I$312/100)/DB!N$3)*(Unit!H342/100)*1000","v":0},{"$f":"(DmYear!$M$32*(Unit!J$312/100)/DB!O$3)*(Unit!I342/100)*1000","v":0},{"$f":"(DmYear!$M$32*(Unit!K$312/100)/DB!P$3)*(Unit!J342/100)*1000","v":0},{"$f":"(DmYear!$M$32*(Unit!L$312/100)/DB!Q$3)*(Unit!K342/100)*1000","v":0},{"$f":"(DmYear!$M$32*(Unit!M$312/100)/DB!R$3)*(Unit!L342/100)*1000","v":0},{"$f":"(DmYear!$M$32*(Unit!N$312/100)/DB!S$3)*(Unit!M342/100)*1000","v":0},"-",null,9,{"$f":"(DmYear!$M$32*(Unit!C$313/100)/DB!H$4)*(Unit!P342/100)*1000","v":0},{"$f":"(DmYear!$M$32*(Unit!D$313/100)/DB!I$4)*(Unit!Q342/100)*1000","v":0},{"$f":"(DmYear!$M$32*(Unit!E$313/100)/DB!J$4)*(Unit!R342/100)*1000","v":0},{"$f":"(DmYear!$M$32*(Unit!F$313/100)/DB!K$4)*(Unit!S342/100)*1000","v":0},{"$f":"(DmYear!$M$32*(Unit!G$313/100)/DB!L$4)*(Unit!T342/100)*1000","v":0},{"$f":"(DmYear!$M$32*(Unit!H$313/100)/DB!M$4)*(Unit!U342/100)*1000","v":0},{"$f":"(DmYear!$M$32*(Unit!I$313/100)/DB!N$4)*(Unit!V342/100)*1000","v":0},{"$f":"(DmYear!$M$32*(Unit!J$313/100)/DB!O$4)*(Unit!W342/100)*1000","v":0},{"$f":"(DmYear!$M$32*(Unit!K$313/100)/DB!P$4)*(Unit!X342/100)*1000","v":0},{"$f":"(DmYear!$M$32*(Unit!L$313/100)/DB!Q$4)*(Unit!Y342/100)*1000","v":0},{"$f":"(DmYear!$M$32*(Unit!M$313/100)/DB!R$4)*(Unit!Z342/100)*1000","v":0},{"$f":"(DmYear!$M$32*(Unit!N$313/100)/DB!S$4)*(Unit!AA342/100)*1000","v":0},"-",null,9,{"$f":"(DmYear!$M$32*(Unit!C$314/100)/DB!H$5)*(Unit!AD342/100)*1000","v":0},{"$f":"(DmYear!$M$32*(Unit!D$314/100)/DB!I$5)*(Unit!AE342/100)*1000","v":0},{"$f":"(DmYear!$M$32*(Unit!E$314/100)/DB!J$5)*(Unit!AF342/100)*1000","v":0},{"$f":"(DmYear!$M$32*(Unit!F$314/100)/DB!K$5)*(Unit!AG342/100)*1000","v":0},{"$f":"(DmYear!$M$32*(Unit!G$314/100)/DB!L$5)*(Unit!AH342/100)*1000","v":0},{"$f":"(DmYear!$M$32*(Unit!H$314/100)/DB!M$5)*(Unit!AI342/100)*1000","v":0},{"$f":"(DmYear!$M$32*(Unit!I$314/100)/DB!N$5)*(Unit!AJ342/100)*1000","v":0},{"$f":"(DmYear!$M$32*(Unit!J$314/100)/DB!O$5)*(Unit!AK342/100)*1000","v":0},{"$f":"(DmYear!$M$32*(Unit!K$314/100)/DB!P$5)*(Unit!AL342/100)*1000","v":0},{"$f":"(DmYear!$M$32*(Unit!L$314/100)/DB!Q$5)*(Unit!AM342/100)*1000","v":0},{"$f":"(DmYear!$M$32*(Unit!M$314/100)/DB!R$5)*(Unit!AN342/100)*1000","v":0},{"$f":"(DmYear!$M$32*(Unit!N$314/100)/DB!S$5)*(Unit!AO342/100)*1000","v":0},"-",null,null,9,0,0,0,0,0,0,0,0,0,0,0,0,null,null,9,0,0,0,0,0,0,0,0,0,0,0,0,null,null,9,0,0,0,0,0,0,0,0,0,0,0,0]
[null,12,{"$f":"(DmYear!$M$5*(Unit!C$312/100)/DB!H$3)*(Unit!B345/100)*1000","v":0},{"$f":"(DmYear!$M$5*(Unit!D$312/100)/DB!I$3)*(Unit!C345/100)*1000","v":0},{"$f":"(DmYear!$M$5*(Unit!E$312/100)/DB!J$3)*(Unit!D345/100)*1000","v":0},{"$f":"(DmYear!$M$5*(Unit!F$312/100)/DB!K$3)*(Unit!E345/100)*1000","v":0},{"$f":"(DmYear!$M$5*(Unit!G$312/100)/DB!L$3)*(Unit!F345/100)*1000","v":0},{"$f":"(DmYear!$M$5*(Unit!H$312/100)/DB!M$3)*(Unit!G345/100)*1000","v":0},{"$f":"(DmYear!$M$5*(Unit!I$312/100)/DB!N$3)*(Unit!H345/100)*1000","v":0},{"$f":"(DmYear!$M$5*(Unit!J$312/100)/DB!O$3)*(Unit!I345/100)*1000","v":0},{"$f":"(DmYear!$M$5*(Unit!K$312/100)/DB!P$3)*(Unit!J345/100)*1000","v":0},{"$f":"(DmYear!$M$5*(Unit!L$312/100)/DB!Q$3)*(Unit!K345/100)*1000","v":0},{"$f":"(DmYear!$M$5*(Unit!M$312/100)/DB!R$3)*(Unit!L345/100)*1000","v":0},{"$f":"(DmYear!$M$5*(Unit!N$312/100)/DB!S$3)*(Unit!M345/100)*1000","v":0},"-",null,12,{"$f":"(DmYear!$M$5*(Unit!C$313/100)/DB!H$4)*(Unit!P345/100)*1000","v":0},{"$f":"(DmYear!$M$5*(Unit!D$313/100)/DB!I$4)*(Unit!Q345/100)*1000","v":0},{"$f":"(DmYear!$M$5*(Unit!E$313/100)/DB!J$4)*(Unit!R345/100)*1000","v":0},{"$f":"(DmYear!$M$5*(Unit!F$313/100)/DB!K$4)*(Unit!S345/100)*1000","v":0},{"$f":"(DmYear!$M$5*(Unit!G$313/100)/DB!L$4)*(Unit!T345/100)*1000","v":0},{"$f":"(DmYear!$M$5*(Unit!H$313/100)/DB!M$4)*(Unit!U345/100)*1000","v":0},{"$f":"(DmYear!$M$5*(Unit!I$313/100)/DB!N$4)*(Unit!V345/100)*1000","v":0},{"$f":"(DmYear!$M$5*(Unit!J$313/100)/DB!O$4)*(Unit!W345/100)*1000","v":0},{"$f":"(DmYear!$M$5*(Unit!K$313/100)/DB!P$4)*(Unit!X345/100)*1000","v":0},{"$f":"(DmYear!$M$5*(Unit!L$313/100)/DB!Q$4)*(Unit!Y345/100)*1000","v":0},{"$f":"(DmYear!$M$5*(Unit!M$313/100)/DB!R$4)*(Unit!Z345/100)*1000","v":0},{"$f":"(DmYear!$M$5*(Unit!N$313/100)/DB!S$4)*(Unit!AA345/100)*1000","v":0},"-",null,12,{"$f":"(DmYear!$M$5*(Unit!C$314/100)/DB!H$5)*(Unit!AD345/100)*1000","v":0},{"$f":"(DmYear!$M$5*(Unit!D$314/100)/DB!I$5)*(Unit!AE345/100)*1000","v":0},{"$f":"(DmYear!$M$5*(Unit!E$314/100)/DB!J$5)*(Unit!AF345/100)*1000","v":0},{"$f":"(DmYear!$M$5*(Unit!F$314/100)/DB!K$5)*(Unit!AG345/100)*1000","v":0},{"$f":"(DmYear!$M$5*(Unit!G$314/100)/DB!L$5)*(Unit!AH345/100)*1000","v":0},{"$f":"(DmYear!$M$5*(Unit!H$314/100)/DB!M$5)*(Unit!AI345/100)*1000","v":0},{"$f":"(DmYear!$M$5*(Unit!I$314/100)/DB!N$5)*(Unit!AJ345/100)*1000","v":0},{"$f":"(DmYear!$M$5*(Unit!J$314/100)/DB!O$5)*(Unit!AK345/100)*1000","v":0},{"$f":"(DmYear!$M$5*(Unit!K$314/100)/DB!P$5)*(Unit!AL345/100)*1000","v":0},{"$f":"(DmYear!$M$5*(Unit!L$314/100)/DB!Q$5)*(Unit!AM345/100)*1000","v":0},{"$f":"(DmYear!$M$5*(Unit!M$314/100)/DB!R$5)*(Unit!AN345/100)*1000","v":0},{"$f":"(DmYear!$M$5*(Unit!N$314/100)/DB!S$5)*(Unit!AO345/100)*1000","v":0},"-",null,null,12,0,0,0,0,0,0,0,0,0,0,0,0,null,null,12,0,0,0,0,0,0,0,0,0,0,0,0,null,null,12,0,0,0,0,0,0,0,0,0,0,0,0,null,null,null,null,12,{"$f":"(DmYear!$M$32*(Unit!C$312/100)/DB!H$3)*(Unit!B345/100)*1000","v":0},{"$f":"(DmYear!$M$32*(Unit!D$312/100)/DB!I$3)*(Unit!C345/100)*1000","v":0},{"$f":"(DmYear!$M$32*(Unit!E$312/100)/DB!J$3)*(Unit!D345/100)*1000","v":0},{"$f":"(DmYear!$M$32*(Unit!F$312/100)/DB!K$3)*(Unit!E345/100)*1000","v":0},{"$f":"(DmYear!$M$32*(Unit!G$312/100)/DB!L$3)*(Unit!F345/100)*1000","v":0},{"$f":"(DmYear!$M$32*(Unit!H$312/100)/DB!M$3)*(Unit!G345/100)*1000","v":0},{"$f":"(DmYear!$M$32*(Unit!I$312/100)/DB!N$3)*(Unit!H345/100)*1000","v":0},{"$f":"(DmYear!$M$32*(Unit!J$312/100)/DB!O$3)*(Unit!I345/100)*1000","v":0},{"$f":"(DmYear!$M$32*(Unit!K$312/100)/DB!P$3)*(Unit!J345/100)*1000","v":0},{"$f":"(DmYear!$M$32*(Unit!L$312/100)/DB!Q$3)*(Unit!K345/100)*1000","v":0},{"$f":"(DmYear!$M$32*(Unit!M$312/100)/DB!R$3)*(Unit!L345/100)*1000","v":0},{"$f":"(DmYear!$M$32*(Unit!N$312/100)/DB!S$3)*(Unit!M345/100)*1000","v":0},"-",null,12,{"$f":"(DmYear!$M$32*(Unit!C$313/100)/DB!H$4)*(Unit!P345/100)*1000","v":0},{"$f":"(DmYear!$M$32*(Unit!D$313/100)/DB!I$4)*(Unit!Q345/100)*1000","v":0},{"$f":"(DmYear!$M$32*(Unit!E$313/100)/DB!J$4)*(Unit!R345/100)*1000","v":0},{"$f":"(DmYear!$M$32*(Unit!F$313/100)/DB!K$4)*(Unit!S345/100)*1000","v":0},{"$f":"(DmYear!$M$32*(Unit!G$313/100)/DB!L$4)*(Unit!T345/100)*1000","v":0},{"$f":"(DmYear!$M$32*(Unit!H$313/100)/DB!M$4)*(Unit!U345/100)*1000","v":0},{"$f":"(DmYear!$M$32*(Unit!I$313/100)/DB!N$4)*(Unit!V345/100)*1000","v":0},{"$f":"(DmYear!$M$32*(Unit!J$313/100)/DB!O$4)*(Unit!W345/100)*1000","v":0},{"$f":"(DmYear!$M$32*(Unit!K$313/100)/DB!P$4)*(Unit!X345/100)*1000","v":0},{"$f":"(DmYear!$M$32*(Unit!L$313/100)/DB!Q$4)*(Unit!Y345/100)*1000","v":0},{"$f":"(DmYear!$M$32*(Unit!M$313/100)/DB!R$4)*(Unit!Z345/100)*1000","v":0},{"$f":"(DmYear!$M$32*(Unit!N$313/100)/DB!S$4)*(Unit!AA345/100)*1000","v":0},"-",null,12,{"$f":"(DmYear!$M$32*(Unit!C$314/100)/DB!H$5)*(Unit!AD345/100)*1000","v":0},{"$f":"(DmYear!$M$32*(Unit!D$314/100)/DB!I$5)*(Unit!AE345/100)*1000","v":0},{"$f":"(DmYear!$M$32*(Unit!E$314/100)/DB!J$5)*(Unit!AF345/100)*1000","v":0},{"$f":"(DmYear!$M$32*(Unit!F$314/100)/DB!K$5)*(Unit!AG345/100)*1000","v":0},{"$f":"(DmYear!$M$32*(Unit!G$314/100)/DB!L$5)*(Unit!AH345/100)*1000","v":0},{"$f":"(DmYear!$M$32*(Unit!H$314/100)/DB!M$5)*(Unit!AI345/100)*1000","v":0},{"$f":"(DmYear!$M$32*(Unit!I$314/100)/DB!N$5)*(Unit!AJ345/100)*1000","v":0},{"$f":"(DmYear!$M$32*(Unit!J$314/100)/DB!O$5)*(Unit!AK345/100)*1000","v":0},{"$f":"(DmYear!$M$32*(Unit!K$314/100)/DB!P$5)*(Unit!AL345/100)*1000","v":0},{"$f":"(DmYear!$M$32*(Unit!L$314/100)/DB!Q$5)*(Unit!AM345/100)*1000","v":0},{"$f":"(DmYear!$M$32*(Unit!M$314/100)/DB!R$5)*(Unit!AN345/100)*1000","v":0},{"$f":"(DmYear!$M$32*(Unit!N$314/100)/DB!S$5)*(Unit!AO345/100)*1000","v":0},"-",null,null,12,0,0,0,0,0,0,0,0,0,0,0,0,null,null,12,0,0,0,0,0,0,0,0,0,0,0,0,null,null,12,0,0,0,0,0,0,0,0,0,0,0,0]
[null,14,{"$f":"(DmYear!$M$5*(Unit!C$312/100)/DB!H$3)*(Unit!B347/100)*1000","v":0},{"$f":"(DmYear!$M$5*(Unit!D$312/100)/DB!I$3)*(Unit!C347/100)*1000","v":0},{"$f":"(DmYear!$M$5*(Unit!E$312/100)/DB!J$3)*(Unit!D347/100)*1000","v":0},{"$f":"(DmYear!$M$5*(Unit!F$312/100)/DB!K$3)*(Unit!E347/100)*1000","v":0},{"$f":"(DmYear!$M$5*(Unit!G$312/100)/DB!L$3)*(Unit!F347/100)*1000","v":0},{"$f":"(DmYear!$M$5*(Unit!H$312/100)/DB!M$3)*(Unit!G347/100)*1000","v":0},{"$f":"(DmYear!$M$5*(Unit!I$312/100)/DB!N$3)*(Unit!H347/100)*1000","v":0},{"$f":"(DmYear!$M$5*(Unit!J$312/100)/DB!O$3)*(Unit!I347/100)*1000","v":0},{"$f":"(DmYear!$M$5*(Unit!K$312/100)/DB!P$3)*(Unit!J347/100)*1000","v":0},{"$f":"(DmYear!$M$5*(Unit!L$312/100)/DB!Q$3)*(Unit!K347/100)*1000","v":0},{"$f":"(DmYear!$M$5*(Unit!M$312/100)/DB!R$3)*(Unit!L347/100)*1000","v":0},{"$f":"(DmYear!$M$5*(Unit!N$312/100)/DB!S$3)*(Unit!M347/100)*1000","v":0},"-",null,14,{"$f":"(DmYear!$M$5*(Unit!C$313/100)/DB!H$4)*(Unit!P347/100)*1000","v":0},{"$f":"(DmYear!$M$5*(Unit!D$313/100)/DB!I$4)*(Unit!Q347/100)*1000","v":0},{"$f":"(DmYear!$M$5*(Unit!E$313/100)/DB!J$4)*(Unit!R347/100)*1000","v":0},{"$f":"(DmYear!$M$5*(Unit!F$313/100)/DB!K$4)*(Unit!S347/100)*1000","v":0},{"$f":"(DmYear!$M$5*(Unit!G$313/100)/DB!L$4)*(Unit!T347/100)*1000","v":0},{"$f":"(DmYear!$M$5*(Unit!H$313/100)/DB!M$4)*(Unit!U347/100)*1000","v":0},{"$f":"(DmYear!$M$5*(Unit!I$313/100)/DB!N$4)*(Unit!V347/100)*1000","v":0},{"$f":"(DmYear!$M$5*(Unit!J$313/100)/DB!O$4)*(Unit!W347/100)*1000","v":0},{"$f":"(DmYear!$M$5*(Unit!K$313/100)/DB!P$4)*(Unit!X347/100)*1000","v":0},{"$f":"(DmYear!$M$5*(Unit!L$313/100)/DB!Q$4)*(Unit!Y347/100)*1000","v":0},{"$f":"(DmYear!$M$5*(Unit!M$313/100)/DB!R$4)*(Unit!Z347/100)*1000","v":0},{"$f":"(DmYear!$M$5*(Unit!N$313/100)/DB!S$4)*(Unit!AA347/100)*1000","v":0},"-",null,14,{"$f":"(DmYear!$M$5*(Unit!C$314/100)/DB!H$5)*(Unit!AD347/100)*1000","v":0},{"$f":"(DmYear!$M$5*(Unit!D$314/100)/DB!I$5)*(Unit!AE347/100)*1000","v":0},{"$f":"(DmYear!$M$5*(Unit!E$314/100)/DB!J$5)*(Unit!AF347/100)*1000","v":0},{"$f":"(DmYear!$M$5*(Unit!F$314/100)/DB!K$5)*(Unit!AG347/100)*1000","v":0},{"$f":"(DmYear!$M$5*(Unit!G$314/100)/DB!L$5)*(Unit!AH347/100)*1000","v":0},{"$f":"(DmYear!$M$5*(Unit!H$314/100)/DB!M$5)*(Unit!AI347/100)*1000","v":0},{"$f":"(DmYear!$M$5*(Unit!I$314/100)/DB!N$5)*(Unit!AJ347/100)*1000","v":0},{"$f":"(DmYear!$M$5*(Unit!J$314/100)/DB!O$5)*(Unit!AK347/100)*1000","v":0},{"$f":"(DmYear!$M$5*(Unit!K$314/100)/DB!P$5)*(Unit!AL347/100)*1000","v":0},{"$f":"(DmYear!$M$5*(Unit!L$314/100)/DB!Q$5)*(Unit!AM347/100)*1000","v":0},{"$f":"(DmYear!$M$5*(Unit!M$314/100)/DB!R$5)*(Unit!AN347/100)*1000","v":0},{"$f":"(DmYear!$M$5*(Unit!N$314/100)/DB!S$5)*(Unit!AO347/100)*1000","v":0},"-",null,null,14,0,0,0,0,0,0,0,0,0,0,0,0,null,null,14,0,0,0,0,0,0,0,0,0,0,0,0,null,null,14,0,0,0,0,0,0,0,0,0,0,0,0,null,null,null,null,14,{"$f":"(DmYear!$M$32*(Unit!C$312/100)/DB!H$3)*(Unit!B347/100)*1000","v":0},{"$f":"(DmYear!$M$32*(Unit!D$312/100)/DB!I$3)*(Unit!C347/100)*1000","v":0},{"$f":"(DmYear!$M$32*(Unit!E$312/100)/DB!J$3)*(Unit!D347/100)*1000","v":0},{"$f":"(DmYear!$M$32*(Unit!F$312/100)/DB!K$3)*(Unit!E347/100)*1000","v":0},{"$f":"(DmYear!$M$32*(Unit!G$312/100)/DB!L$3)*(Unit!F347/100)*1000","v":0},{"$f":"(DmYear!$M$32*(Unit!H$312/100)/DB!M$3)*(Unit!G347/100)*1000","v":0},{"$f":"(DmYear!$M$32*(Unit!I$312/100)/DB!N$3)*(Unit!H347/100)*1000","v":0},{"$f":"(DmYear!$M$32*(Unit!J$312/100)/DB!O$3)*(Unit!I347/100)*1000","v":0},{"$f":"(DmYear!$M$32*(Unit!K$312/100)/DB!P$3)*(Unit!J347/100)*1000","v":0},{"$f":"(DmYear!$M$32*(Unit!L$312/100)/DB!Q$3)*(Unit!K347/100)*1000","v":0},{"$f":"(DmYear!$M$32*(Unit!M$312/100)/DB!R$3)*(Unit!L347/100)*1000","v":0},{"$f":"(DmYear!$M$32*(Unit!N$312/100)/DB!S$3)*(Unit!M347/100)*1000","v":0},"-",null,14,{"$f":"(DmYear!$M$32*(Unit!C$313/100)/DB!H$4)*(Unit!P347/100)*1000","v":0},{"$f":"(DmYear!$M$32*(Unit!D$313/100)/DB!I$4)*(Unit!Q347/100)*1000","v":0},{"$f":"(DmYear!$M$32*(Unit!E$313/100)/DB!J$4)*(Unit!R347/100)*1000","v":0},{"$f":"(DmYear!$M$32*(Unit!F$313/100)/DB!K$4)*(Unit!S347/100)*1000","v":0},{"$f":"(DmYear!$M$32*(Unit!G$313/100)/DB!L$4)*(Unit!T347/100)*1000","v":0},{"$f":"(DmYear!$M$32*(Unit!H$313/100)/DB!M$4)*(Unit!U347/100)*1000","v":0},{"$f":"(DmYear!$M$32*(Unit!I$313/100)/DB!N$4)*(Unit!V347/100)*1000","v":0},{"$f":"(DmYear!$M$32*(Unit!J$313/100)/DB!O$4)*(Unit!W347/100)*1000","v":0},{"$f":"(DmYear!$M$32*(Unit!K$313/100)/DB!P$4)*(Unit!X347/100)*1000","v":0},{"$f":"(DmYear!$M$32*(Unit!L$313/100)/DB!Q$4)*(Unit!Y347/100)*1000","v":0},{"$f":"(DmYear!$M$32*(Unit!M$313/100)/DB!R$4)*(Unit!Z347/100)*1000","v":0},{"$f":"(DmYear!$M$32*(Unit!N$313/100)/DB!S$4)*(Unit!AA347/100)*1000","v":0},"-",null,14,{"$f":"(DmYear!$M$32*(Unit!C$314/100)/DB!H$5)*(Unit!AD347/100)*1000","v":0},{"$f":"(DmYear!$M$32*(Unit!D$314/100)/DB!I$5)*(Unit!AE347/100)*1000","v":0},{"$f":"(DmYear!$M$32*(Unit!E$314/100)/DB!J$5)*(Unit!AF347/100)*1000","v":0},{"$f":"(DmYear!$M$32*(Unit!F$314/100)/DB!K$5)*(Unit!AG347/100)*1000","v":0},{"$f":"(DmYear!$M$32*(Unit!G$314/100)/DB!L$5)*(Unit!AH347/100)*1000","v":0},{"$f":"(DmYear!$M$32*(Unit!H$314/100)/DB!M$5)*(Unit!AI347/100)*1000","v":0},{"$f":"(DmYear!$M$32*(Unit!I$314/100)/DB!N$5)*(Unit!AJ347/100)*1000","v":0},{"$f":"(DmYear!$M$32*(Unit!J$314/100)/DB!O$5)*(Unit!AK347/100)*1000","v":0},{"$f":"(DmYear!$M$32*(Unit!K$314/100)/DB!P$5)*(Unit!AL347/100)*1000","v":0},{"$f":"(DmYear!$M$32*(Unit!L$314/100)/DB!Q$5)*(Unit!AM347/100)*1000","v":0},{"$f":"(DmYear!$M$32*(Unit!M$314/100)/DB!R$5)*(Unit!AN347/100)*1000","v":0},{"$f":"(DmYear!$M$32*(Unit!N$314/100)/DB!S$5)*(Unit!AO347/100)*1000","v":0},"-",null,null,14,0,0,0,0,0,0,0,0,0,0,0,0,null,null,14,0,0,0,0,0,0,0,0,0,0,0,0,null,null,14,0,0,0,0,0,0,0,0,0,0,0,0]
[null,17,{"$f":"(DmYear!$M$5*(Unit!C$312/100)/DB!H$3)*(Unit!B350/100)*1000","v":0},{"$f":"(DmYear!$M$5*(Unit!D$312/100)/DB!I$3)*(Unit!C350/100)*1000","v":0},{"$f":"(DmYear!$M$5*(Unit!E$312/100)/DB!J$3)*(Unit!D350/100)*1000","v":0},{"$f":"(DmYear!$M$5*(Unit!F$312/100)/DB!K$3)*(Unit!E350/100)*1000","v":0},{"$f":"(DmYear!$M$5*(Unit!G$312/100)/DB!L$3)*(Unit!F350/100)*1000","v":0},{"$f":"(DmYear!$M$5*(Unit!H$312/100)/DB!M$3)*(Unit!G350/100)*1000","v":0},{"$f":"(DmYear!$M$5*(Unit!I$312/100)/DB!N$3)*(Unit!H350/100)*1000","v":0},{"$f":"(DmYear!$M$5*(Unit!J$312/100)/DB!O$3)*(Unit!I350/100)*1000","v":0},{"$f":"(DmYear!$M$5*(Unit!K$312/100)/DB!P$3)*(Unit!J350/100)*1000","v":0},{"$f":"(DmYear!$M$5*(Unit!L$312/100)/DB!Q$3)*(Unit!K350/100)*1000","v":0},{"$f":"(DmYear!$M$5*(Unit!M$312/100)/DB!R$3)*(Unit!L350/100)*1000","v":0},{"$f":"(DmYear!$M$5*(Unit!N$312/100)/DB!S$3)*(Unit!M350/100)*1000","v":0},"-",null,17,{"$f":"(DmYear!$M$5*(Unit!C$313/100)/DB!H$4)*(Unit!P350/100)*1000","v":0},{"$f":"(DmYear!$M$5*(Unit!D$313/100)/DB!I$4)*(Unit!Q350/100)*1000","v":0},{"$f":"(DmYear!$M$5*(Unit!E$313/100)/DB!J$4)*(Unit!R350/100)*1000","v":0},{"$f":"(DmYear!$M$5*(Unit!F$313/100)/DB!K$4)*(Unit!S350/100)*1000","v":0},{"$f":"(DmYear!$M$5*(Unit!G$313/100)/DB!L$4)*(Unit!T350/100)*1000","v":0},{"$f":"(DmYear!$M$5*(Unit!H$313/100)/DB!M$4)*(Unit!U350/100)*1000","v":0},{"$f":"(DmYear!$M$5*(Unit!I$313/100)/DB!N$4)*(Unit!V350/100)*1000","v":0},{"$f":"(DmYear!$M$5*(Unit!J$313/100)/DB!O$4)*(Unit!W350/100)*1000","v":0},{"$f":"(DmYear!$M$5*(Unit!K$313/100)/DB!P$4)*(Unit!X350/100)*1000","v":0},{"$f":"(DmYear!$M$5*(Unit!L$313/100)/DB!Q$4)*(Unit!Y350/100)*1000","v":0},{"$f":"(DmYear!$M$5*(Unit!M$313/100)/DB!R$4)*(Unit!Z350/100)*1000","v":0},{"$f":"(DmYear!$M$5*(Unit!N$313/100)/DB!S$4)*(Unit!AA350/100)*1000","v":0},"-",null,17,{"$f":"(DmYear!$M$5*(Unit!C$314/100)/DB!H$5)*(Unit!AD350/100)*1000","v":0},{"$f":"(DmYear!$M$5*(Unit!D$314/100)/DB!I$5)*(Unit!AE350/100)*1000","v":0},{"$f":"(DmYear!$M$5*(Unit!E$314/100)/DB!J$5)*(Unit!AF350/100)*1000","v":0},{"$f":"(DmYear!$M$5*(Unit!F$314/100)/DB!K$5)*(Unit!AG350/100)*1000","v":0},{"$f":"(DmYear!$M$5*(Unit!G$314/100)/DB!L$5)*(Unit!AH350/100)*1000","v":0},{"$f":"(DmYear!$M$5*(Unit!H$314/100)/DB!M$5)*(Unit!AI350/100)*1000","v":0},{"$f":"(DmYear!$M$5*(Unit!I$314/100)/DB!N$5)*(Unit!AJ350/100)*1000","v":0},{"$f":"(DmYear!$M$5*(Unit!J$314/100)/DB!O$5)*(Unit!AK350/100)*1000","v":0},{"$f":"(DmYear!$M$5*(Unit!K$314/100)/DB!P$5)*(Unit!AL350/100)*1000","v":0},{"$f":"(DmYear!$M$5*(Unit!L$314/100)/DB!Q$5)*(Unit!AM350/100)*1000","v":0},{"$f":"(DmYear!$M$5*(Unit!M$314/100)/DB!R$5)*(Unit!AN350/100)*1000","v":0},{"$f":"(DmYear!$M$5*(Unit!N$314/100)/DB!S$5)*(Unit!AO350/100)*1000","v":0},"-",null,null,17,0,0,0,0,0,0,0,0,0,0,0,0,null,null,17,0,0,0,0,0,0,0,0,0,0,0,0,null,null,17,0,0,0,0,0,0,0,0,0,0,0,0,null,null,null,null,17,{"$f":"(DmYear!$M$32*(Unit!C$312/100)/DB!H$3)*(Unit!B350/100)*1000","v":0},{"$f":"(DmYear!$M$32*(Unit!D$312/100)/DB!I$3)*(Unit!C350/100)*1000","v":0},{"$f":"(DmYear!$M$32*(Unit!E$312/100)/DB!J$3)*(Unit!D350/100)*1000","v":0},{"$f":"(DmYear!$M$32*(Unit!F$312/100)/DB!K$3)*(Unit!E350/100)*1000","v":0},{"$f":"(DmYear!$M$32*(Unit!G$312/100)/DB!L$3)*(Unit!F350/100)*1000","v":0},{"$f":"(DmYear!$M$32*(Unit!H$312/100)/DB!M$3)*(Unit!G350/100)*1000","v":0},{"$f":"(DmYear!$M$32*(Unit!I$312/100)/DB!N$3)*(Unit!H350/100)*1000","v":0},{"$f":"(DmYear!$M$32*(Unit!J$312/100)/DB!O$3)*(Unit!I350/100)*1000","v":0},{"$f":"(DmYear!$M$32*(Unit!K$312/100)/DB!P$3)*(Unit!J350/100)*1000","v":0},{"$f":"(DmYear!$M$32*(Unit!L$312/100)/DB!Q$3)*(Unit!K350/100)*1000","v":0},{"$f":"(DmYear!$M$32*(Unit!M$312/100)/DB!R$3)*(Unit!L350/100)*1000","v":0},{"$f":"(DmYear!$M$32*(Unit!N$312/100)/DB!S$3)*(Unit!M350/100)*1000","v":0},"-",null,17,{"$f":"(DmYear!$M$32*(Unit!C$313/100)/DB!H$4)*(Unit!P350/100)*1000","v":0},{"$f":"(DmYear!$M$32*(Unit!D$313/100)/DB!I$4)*(Unit!Q350/100)*1000","v":0},{"$f":"(DmYear!$M$32*(Unit!E$313/100)/DB!J$4)*(Unit!R350/100)*1000","v":0},{"$f":"(DmYear!$M$32*(Unit!F$313/100)/DB!K$4)*(Unit!S350/100)*1000","v":0},{"$f":"(DmYear!$M$32*(Unit!G$313/100)/DB!L$4)*(Unit!T350/100)*1000","v":0},{"$f":"(DmYear!$M$32*(Unit!H$313/100)/DB!M$4)*(Unit!U350/100)*1000","v":0},{"$f":"(DmYear!$M$32*(Unit!I$313/100)/DB!N$4)*(Unit!V350/100)*1000","v":0},{"$f":"(DmYear!$M$32*(Unit!J$313/100)/DB!O$4)*(Unit!W350/100)*1000","v":0},{"$f":"(DmYear!$M$32*(Unit!K$313/100)/DB!P$4)*(Unit!X350/100)*1000","v":0},{"$f":"(DmYear!$M$32*(Unit!L$313/100)/DB!Q$4)*(Unit!Y350/100)*1000","v":0},{"$f":"(DmYear!$M$32*(Unit!M$313/100)/DB!R$4)*(Unit!Z350/100)*1000","v":0},{"$f":"(DmYear!$M$32*(Unit!N$313/100)/DB!S$4)*(Unit!AA350/100)*1000","v":0},"-",null,17,{"$f":"(DmYear!$M$32*(Unit!C$314/100)/DB!H$5)*(Unit!AD350/100)*1000","v":0},{"$f":"(DmYear!$M$32*(Unit!D$314/100)/DB!I$5)*(Unit!AE350/100)*1000","v":0},{"$f":"(DmYear!$M$32*(Unit!E$314/100)/DB!J$5)*(Unit!AF350/100)*1000","v":0},{"$f":"(DmYear!$M$32*(Unit!F$314/100)/DB!K$5)*(Unit!AG350/100)*1000","v":0},{"$f":"(DmYear!$M$32*(Unit!G$314/100)/DB!L$5)*(Unit!AH350/100)*1000","v":0},{"$f":"(DmYear!$M$32*(Unit!H$314/100)/DB!M$5)*(Unit!AI350/100)*1000","v":0},{"$f":"(DmYear!$M$32*(Unit!I$314/100)/DB!N$5)*(Unit!AJ350/100)*1000","v":0},{"$f":"(DmYear!$M$32*(Unit!J$314/100)/DB!O$5)*(Unit!AK350/100)*1000","v":0},{"$f":"(DmYear!$M$32*(Unit!K$314/100)/DB!P$5)*(Unit!AL350/100)*1000","v":0},{"$f":"(DmYear!$M$32*(Unit!L$314/100)/DB!Q$5)*(Unit!AM350/100)*1000","v":0},{"$f":"(DmYear!$M$32*(Unit!M$314/100)/DB!R$5)*(Unit!AN350/100)*1000","v":0},{"$f":"(DmYear!$M$32*(Unit!N$314/100)/DB!S$5)*(Unit!AO350/100)*1000","v":0},"-",null,null,17,0,0,0,0,0,0,0,0,0,0,0,0,null,null,17,0,0,0,0,0,0,0,0,0,0,0,0,null,null,17,0,0,0,0,0,0,0,0,0,0,0,0]
[null,20,{"$f":"(DmYear!$M$5*(Unit!C$312/100)/DB!H$3)*(Unit!B353/100)*1000","v":0},{"$f":"(DmYear!$M$5*(Unit!D$312/100)/DB!I$3)*(Unit!C353/100)*1000","v":0},{"$f":"(DmYear!$M$5*(Unit!E$312/100)/DB!J$3)*(Unit!D353/100)*1000","v":0},{"$f":"(DmYear!$M$5*(Unit!F$312/100)/DB!K$3)*(Unit!E353/100)*1000","v":0},{"$f":"(DmYear!$M$5*(Unit!G$312/100)/DB!L$3)*(Unit!F353/100)*1000","v":0},{"$f":"(DmYear!$M$5*(Unit!H$312/100)/DB!M$3)*(Unit!G353/100)*1000","v":0},{"$f":"(DmYear!$M$5*(Unit!I$312/100)/DB!N$3)*(Unit!H353/100)*1000","v":0},{"$f":"(DmYear!$M$5*(Unit!J$312/100)/DB!O$3)*(Unit!I353/100)*1000","v":0},{"$f":"(DmYear!$M$5*(Unit!K$312/100)/DB!P$3)*(Unit!J353/100)*1000","v":0},{"$f":"(DmYear!$M$5*(Unit!L$312/100)/DB!Q$3)*(Unit!K353/100)*1000","v":0},{"$f":"(DmYear!$M$5*(Unit!M$312/100)/DB!R$3)*(Unit!L353/100)*1000","v":0},{"$f":"(DmYear!$M$5*(Unit!N$312/100)/DB!S$3)*(Unit!M353/100)*1000","v":0},"-",null,20,{"$f":"(DmYear!$M$5*(Unit!C$313/100)/DB!H$4)*(Unit!P353/100)*1000","v":0},{"$f":"(DmYear!$M$5*(Unit!D$313/100)/DB!I$4)*(Unit!Q353/100)*1000","v":0},{"$f":"(DmYear!$M$5*(Unit!E$313/100)/DB!J$4)*(Unit!R353/100)*1000","v":0},{"$f":"(DmYear!$M$5*(Unit!F$313/100)/DB!K$4)*(Unit!S353/100)*1000","v":0},{"$f":"(DmYear!$M$5*(Unit!G$313/100)/DB!L$4)*(Unit!T353/100)*1000","v":0},{"$f":"(DmYear!$M$5*(Unit!H$313/100)/DB!M$4)*(Unit!U353/100)*1000","v":0},{"$f":"(DmYear!$M$5*(Unit!I$313/100)/DB!N$4)*(Unit!V353/100)*1000","v":0},{"$f":"(DmYear!$M$5*(Unit!J$313/100)/DB!O$4)*(Unit!W353/100)*1000","v":0},{"$f":"(DmYear!$M$5*(Unit!K$313/100)/DB!P$4)*(Unit!X353/100)*1000","v":0},{"$f":"(DmYear!$M$5*(Unit!L$313/100)/DB!Q$4)*(Unit!Y353/100)*1000","v":0},{"$f":"(DmYear!$M$5*(Unit!M$313/100)/DB!R$4)*(Unit!Z353/100)*1000","v":0},{"$f":"(DmYear!$M$5*(Unit!N$313/100)/DB!S$4)*(Unit!AA353/100)*1000","v":0},"-",null,20,{"$f":"(DmYear!$M$5*(Unit!C$314/100)/DB!H$5)*(Unit!AD353/100)*1000","v":0},{"$f":"(DmYear!$M$5*(Unit!D$314/100)/DB!I$5)*(Unit!AE353/100)*1000","v":0},{"$f":"(DmYear!$M$5*(Unit!E$314/100)/DB!J$5)*(Unit!AF353/100)*1000","v":0},{"$f":"(DmYear!$M$5*(Unit!F$314/100)/DB!K$5)*(Unit!AG353/100)*1000","v":0},{"$f":"(DmYear!$M$5*(Unit!G$314/100)/DB!L$5)*(Unit!AH353/100)*1000","v":0},{"$f":"(DmYear!$M$5*(Unit!H$314/100)/DB!M$5)*(Unit!AI353/100)*1000","v":0},{"$f":"(DmYear!$M$5*(Unit!I$314/100)/DB!N$5)*(Unit!AJ353/100)*1000","v":0},{"$f":"(DmYear!$M$5*(Unit!J$314/100)/DB!O$5)*(Unit!AK353/100)*1000","v":0},{"$f":"(DmYear!$M$5*(Unit!K$314/100)/DB!P$5)*(Unit!AL353/100)*1000","v":0},{"$f":"(DmYear!$M$5*(Unit!L$314/100)/DB!Q$5)*(Unit!AM353/100)*1000","v":0},{"$f":"(DmYear!$M$5*(Unit!M$314/100)/DB!R$5)*(Unit!AN353/100)*1000","v":0},{"$f":"(DmYear!$M$5*(Unit!N$314/100)/DB!S$5)*(Unit!AO353/100)*1000","v":0},"-",null,null,20,0,0,0,0,0,0,0,0,0,0,0,0,null,null,20,0,0,0,0,0,0,0,0,0,0,0,0,null,null,20,0,0,0,0,0,0,0,0,0,0,0,0,null,null,null,null,20,{"$f":"(DmYear!$M$32*(Unit!C$312/100)/DB!H$3)*(Unit!B353/100)*1000","v":0},{"$f":"(DmYear!$M$32*(Unit!D$312/100)/DB!I$3)*(Unit!C353/100)*1000","v":0},{"$f":"(DmYear!$M$32*(Unit!E$312/100)/DB!J$3)*(Unit!D353/100)*1000","v":0},{"$f":"(DmYear!$M$32*(Unit!F$312/100)/DB!K$3)*(Unit!E353/100)*1000","v":0},{"$f":"(DmYear!$M$32*(Unit!G$312/100)/DB!L$3)*(Unit!F353/100)*1000","v":0},{"$f":"(DmYear!$M$32*(Unit!H$312/100)/DB!M$3)*(Unit!G353/100)*1000","v":0},{"$f":"(DmYear!$M$32*(Unit!I$312/100)/DB!N$3)*(Unit!H353/100)*1000","v":0},{"$f":"(DmYear!$M$32*(Unit!J$312/100)/DB!O$3)*(Unit!I353/100)*1000","v":0},{"$f":"(DmYear!$M$32*(Unit!K$312/100)/DB!P$3)*(Unit!J353/100)*1000","v":0},{"$f":"(DmYear!$M$32*(Unit!L$312/100)/DB!Q$3)*(Unit!K353/100)*1000","v":0},{"$f":"(DmYear!$M$32*(Unit!M$312/100)/DB!R$3)*(Unit!L353/100)*1000","v":0},{"$f":"(DmYear!$M$32*(Unit!N$312/100)/DB!S$3)*(Unit!M353/100)*1000","v":0},"-",null,20,{"$f":"(DmYear!$M$32*(Unit!C$313/100)/DB!H$4)*(Unit!P353/100)*1000","v":0},{"$f":"(DmYear!$M$32*(Unit!D$313/100)/DB!I$4)*(Unit!Q353/100)*1000","v":0},{"$f":"(DmYear!$M$32*(Unit!E$313/100)/DB!J$4)*(Unit!R353/100)*1000","v":0},{"$f":"(DmYear!$M$32*(Unit!F$313/100)/DB!K$4)*(Unit!S353/100)*1000","v":0},{"$f":"(DmYear!$M$32*(Unit!G$313/100)/DB!L$4)*(Unit!T353/100)*1000","v":0},{"$f":"(DmYear!$M$32*(Unit!H$313/100)/DB!M$4)*(Unit!U353/100)*1000","v":0},{"$f":"(DmYear!$M$32*(Unit!I$313/100)/DB!N$4)*(Unit!V353/100)*1000","v":0},{"$f":"(DmYear!$M$32*(Unit!J$313/100)/DB!O$4)*(Unit!W353/100)*1000","v":0},{"$f":"(DmYear!$M$32*(Unit!K$313/100)/DB!P$4)*(Unit!X353/100)*1000","v":0},{"$f":"(DmYear!$M$32*(Unit!L$313/100)/DB!Q$4)*(Unit!Y353/100)*1000","v":0},{"$f":"(DmYear!$M$32*(Unit!M$313/100)/DB!R$4)*(Unit!Z353/100)*1000","v":0},{"$f":"(DmYear!$M$32*(Unit!N$313/100)/DB!S$4)*(Unit!AA353/100)*1000","v":0},"-",null,20,{"$f":"(DmYear!$M$32*(Unit!C$314/100)/DB!H$5)*(Unit!AD353/100)*1000","v":0},{"$f":"(DmYear!$M$32*(Unit!D$314/100)/DB!I$5)*(Unit!AE353/100)*1000","v":0},{"$f":"(DmYear!$M$32*(Unit!E$314/100)/DB!J$5)*(Unit!AF353/100)*1000","v":0},{"$f":"(DmYear!$M$32*(Unit!F$314/100)/DB!K$5)*(Unit!AG353/100)*1000","v":0},{"$f":"(DmYear!$M$32*(Unit!G$314/100)/DB!L$5)*(Unit!AH353/100)*1000","v":0},{"$f":"(DmYear!$M$32*(Unit!H$314/100)/DB!M$5)*(Unit!AI353/100)*1000","v":0},{"$f":"(DmYear!$M$32*(Unit!I$314/100)/DB!N$5)*(Unit!AJ353/100)*1000","v":0},{"$f":"(DmYear!$M$32*(Unit!J$314/100)/DB!O$5)*(Unit!AK353/100)*1000","v":0},{"$f":"(DmYear!$M$32*(Unit!K$314/100)/DB!P$5)*(Unit!AL353/100)*1000","v":0},{"$f":"(DmYear!$M$32*(Unit!L$314/100)/DB!Q$5)*(Unit!AM353/100)*1000","v":0},{"$f":"(DmYear!$M$32*(Unit!M$314/100)/DB!R$5)*(Unit!AN353/100)*1000","v":0},{"$f":"(DmYear!$M$32*(Unit!N$314/100)/DB!S$5)*(Unit!AO353/100)*1000","v":0},"-",null,null,20,0,0,0,0,0,0,0,0,0,0,0,0,null,null,20,0,0,0,0,0,0,0,0,0,0,0,0,null,null,20,0,0,0,0,0,0,0,0,0,0,0,0]
[null,22,{"$f":"(DmYear!$M$5*(Unit!C$312/100)/DB!H$3)*(Unit!B355/100)*1000","v":0},{"$f":"(DmYear!$M$5*(Unit!D$312/100)/DB!I$3)*(Unit!C355/100)*1000","v":0},{"$f":"(DmYear!$M$5*(Unit!E$312/100)/DB!J$3)*(Unit!D355/100)*1000","v":0},{"$f":"(DmYear!$M$5*(Unit!F$312/100)/DB!K$3)*(Unit!E355/100)*1000","v":0},{"$f":"(DmYear!$M$5*(Unit!G$312/100)/DB!L$3)*(Unit!F355/100)*1000","v":0},{"$f":"(DmYear!$M$5*(Unit!H$312/100)/DB!M$3)*(Unit!G355/100)*1000","v":0},{"$f":"(DmYear!$M$5*(Unit!I$312/100)/DB!N$3)*(Unit!H355/100)*1000","v":0},{"$f":"(DmYear!$M$5*(Unit!J$312/100)/DB!O$3)*(Unit!I355/100)*1000","v":0},{"$f":"(DmYear!$M$5*(Unit!K$312/100)/DB!P$3)*(Unit!J355/100)*1000","v":0},{"$f":"(DmYear!$M$5*(Unit!L$312/100)/DB!Q$3)*(Unit!K355/100)*1000","v":0},{"$f":"(DmYear!$M$5*(Unit!M$312/100)/DB!R$3)*(Unit!L355/100)*1000","v":0},{"$f":"(DmYear!$M$5*(Unit!N$312/100)/DB!S$3)*(Unit!M355/100)*1000","v":0},"-",null,22,{"$f":"(DmYear!$M$5*(Unit!C$313/100)/DB!H$4)*(Unit!P355/100)*1000","v":0},{"$f":"(DmYear!$M$5*(Unit!D$313/100)/DB!I$4)*(Unit!Q355/100)*1000","v":0},{"$f":"(DmYear!$M$5*(Unit!E$313/100)/DB!J$4)*(Unit!R355/100)*1000","v":0},{"$f":"(DmYear!$M$5*(Unit!F$313/100)/DB!K$4)*(Unit!S355/100)*1000","v":0},{"$f":"(DmYear!$M$5*(Unit!G$313/100)/DB!L$4)*(Unit!T355/100)*1000","v":0},{"$f":"(DmYear!$M$5*(Unit!H$313/100)/DB!M$4)*(Unit!U355/100)*1000","v":0},{"$f":"(DmYear!$M$5*(Unit!I$313/100)/DB!N$4)*(Unit!V355/100)*1000","v":0},{"$f":"(DmYear!$M$5*(Unit!J$313/100)/DB!O$4)*(Unit!W355/100)*1000","v":0},{"$f":"(DmYear!$M$5*(Unit!K$313/100)/DB!P$4)*(Unit!X355/100)*1000","v":0},{"$f":"(DmYear!$M$5*(Unit!L$313/100)/DB!Q$4)*(Unit!Y355/100)*1000","v":0},{"$f":"(DmYear!$M$5*(Unit!M$313/100)/DB!R$4)*(Unit!Z355/100)*1000","v":0},{"$f":"(DmYear!$M$5*(Unit!N$313/100)/DB!S$4)*(Unit!AA355/100)*1000","v":0},"-",null,22,{"$f":"(DmYear!$M$5*(Unit!C$314/100)/DB!H$5)*(Unit!AD355/100)*1000","v":0},{"$f":"(DmYear!$M$5*(Unit!D$314/100)/DB!I$5)*(Unit!AE355/100)*1000","v":0},{"$f":"(DmYear!$M$5*(Unit!E$314/100)/DB!J$5)*(Unit!AF355/100)*1000","v":0},{"$f":"(DmYear!$M$5*(Unit!F$314/100)/DB!K$5)*(Unit!AG355/100)*1000","v":0},{"$f":"(DmYear!$M$5*(Unit!G$314/100)/DB!L$5)*(Unit!AH355/100)*1000","v":0},{"$f":"(DmYear!$M$5*(Unit!H$314/100)/DB!M$5)*(Unit!AI355/100)*1000","v":0},{"$f":"(DmYear!$M$5*(Unit!I$314/100)/DB!N$5)*(Unit!AJ355/100)*1000","v":0},{"$f":"(DmYear!$M$5*(Unit!J$314/100)/DB!O$5)*(Unit!AK355/100)*1000","v":0},{"$f":"(DmYear!$M$5*(Unit!K$314/100)/DB!P$5)*(Unit!AL355/100)*1000","v":0},{"$f":"(DmYear!$M$5*(Unit!L$314/100)/DB!Q$5)*(Unit!AM355/100)*1000","v":0},{"$f":"(DmYear!$M$5*(Unit!M$314/100)/DB!R$5)*(Unit!AN355/100)*1000","v":0},{"$f":"(DmYear!$M$5*(Unit!N$314/100)/DB!S$5)*(Unit!AO355/100)*1000","v":0},"-",null,null,22,0,0,0,0,0,0,0,0,0,0,0,0,null,null,22,0,0,0,0,0,0,0,0,0,0,0,0,null,null,22,0,0,0,0,0,0,0,0,0,0,0,0,null,null,null,null,22,{"$f":"(DmYear!$M$32*(Unit!C$312/100)/DB!H$3)*(Unit!B355/100)*1000","v":0},{"$f":"(DmYear!$M$32*(Unit!D$312/100)/DB!I$3)*(Unit!C355/100)*1000","v":0},{"$f":"(DmYear!$M$32*(Unit!E$312/100)/DB!J$3)*(Unit!D355/100)*1000","v":0},{"$f":"(DmYear!$M$32*(Unit!F$312/100)/DB!K$3)*(Unit!E355/100)*1000","v":0},{"$f":"(DmYear!$M$32*(Unit!G$312/100)/DB!L$3)*(Unit!F355/100)*1000","v":0},{"$f":"(DmYear!$M$32*(Unit!H$312/100)/DB!M$3)*(Unit!G355/100)*1000","v":0},{"$f":"(DmYear!$M$32*(Unit!I$312/100)/DB!N$3)*(Unit!H355/100)*1000","v":0},{"$f":"(DmYear!$M$32*(Unit!J$312/100)/DB!O$3)*(Unit!I355/100)*1000","v":0},{"$f":"(DmYear!$M$32*(Unit!K$312/100)/DB!P$3)*(Unit!J355/100)*1000","v":0},{"$f":"(DmYear!$M$32*(Unit!L$312/100)/DB!Q$3)*(Unit!K355/100)*1000","v":0},{"$f":"(DmYear!$M$32*(Unit!M$312/100)/DB!R$3)*(Unit!L355/100)*1000","v":0},{"$f":"(DmYear!$M$32*(Unit!N$312/100)/DB!S$3)*(Unit!M355/100)*1000","v":0},"-",null,22,{"$f":"(DmYear!$M$32*(Unit!C$313/100)/DB!H$4)*(Unit!P355/100)*1000","v":0},{"$f":"(DmYear!$M$32*(Unit!D$313/100)/DB!I$4)*(Unit!Q355/100)*1000","v":0},{"$f":"(DmYear!$M$32*(Unit!E$313/100)/DB!J$4)*(Unit!R355/100)*1000","v":0},{"$f":"(DmYear!$M$32*(Unit!F$313/100)/DB!K$4)*(Unit!S355/100)*1000","v":0},{"$f":"(DmYear!$M$32*(Unit!G$313/100)/DB!L$4)*(Unit!T355/100)*1000","v":0},{"$f":"(DmYear!$M$32*(Unit!H$313/100)/DB!M$4)*(Unit!U355/100)*1000","v":0},{"$f":"(DmYear!$M$32*(Unit!I$313/100)/DB!N$4)*(Unit!V355/100)*1000","v":0},{"$f":"(DmYear!$M$32*(Unit!J$313/100)/DB!O$4)*(Unit!W355/100)*1000","v":0},{"$f":"(DmYear!$M$32*(Unit!K$313/100)/DB!P$4)*(Unit!X355/100)*1000","v":0},{"$f":"(DmYear!$M$32*(Unit!L$313/100)/DB!Q$4)*(Unit!Y355/100)*1000","v":0},{"$f":"(DmYear!$M$32*(Unit!M$313/100)/DB!R$4)*(Unit!Z355/100)*1000","v":0},{"$f":"(DmYear!$M$32*(Unit!N$313/100)/DB!S$4)*(Unit!AA355/100)*1000","v":0},"-",null,22,{"$f":"(DmYear!$M$32*(Unit!C$314/100)/DB!H$5)*(Unit!AD355/100)*1000","v":0},{"$f":"(DmYear!$M$32*(Unit!D$314/100)/DB!I$5)*(Unit!AE355/100)*1000","v":0},{"$f":"(DmYear!$M$32*(Unit!E$314/100)/DB!J$5)*(Unit!AF355/100)*1000","v":0},{"$f":"(DmYear!$M$32*(Unit!F$314/100)/DB!K$5)*(Unit!AG355/100)*1000","v":0},{"$f":"(DmYear!$M$32*(Unit!G$314/100)/DB!L$5)*(Unit!AH355/100)*1000","v":0},{"$f":"(DmYear!$M$32*(Unit!H$314/100)/DB!M$5)*(Unit!AI355/100)*1000","v":0},{"$f":"(DmYear!$M$32*(Unit!I$314/100)/DB!N$5)*(Unit!AJ355/100)*1000","v":0},{"$f":"(DmYear!$M$32*(Unit!J$314/100)/DB!O$5)*(Unit!AK355/100)*1000","v":0},{"$f":"(DmYear!$M$32*(Unit!K$314/100)/DB!P$5)*(Unit!AL355/100)*1000","v":0},{"$f":"(DmYear!$M$32*(Unit!L$314/100)/DB!Q$5)*(Unit!AM355/100)*1000","v":0},{"$f":"(DmYear!$M$32*(Unit!M$314/100)/DB!R$5)*(Unit!AN355/100)*1000","v":0},{"$f":"(DmYear!$M$32*(Unit!N$314/100)/DB!S$5)*(Unit!AO355/100)*1000","v":0},"-",null,null,22,0,0,0,0,0,0,0,0,0,0,0,0,null,null,22,0,0,0,0,0,0,0,0,0,0,0,0,null,null,22,0,0,0,0,0,0,0,0,0,0,0,0]
[null,23,{"$f":"(DmYear!$M$5*(Unit!C$312/100)/DB!H$3)*(Unit!B356/100)*1000","v":0},{"$f":"(DmYear!$M$5*(Unit!D$312/100)/DB!I$3)*(Unit!C356/100)*1000","v":0},{"$f":"(DmYear!$M$5*(Unit!E$312/100)/DB!J$3)*(Unit!D356/100)*1000","v":0},{"$f":"(DmYear!$M$5*(Unit!F$312/100)/DB!K$3)*(Unit!E356/100)*1000","v":0},{"$f":"(DmYear!$M$5*(Unit!G$312/100)/DB!L$3)*(Unit!F356/100)*1000","v":0},{"$f":"(DmYear!$M$5*(Unit!H$312/100)/DB!M$3)*(Unit!G356/100)*1000","v":0},{"$f":"(DmYear!$M$5*(Unit!I$312/100)/DB!N$3)*(Unit!H356/100)*1000","v":0},{"$f":"(DmYear!$M$5*(Unit!J$312/100)/DB!O$3)*(Unit!I356/100)*1000","v":0},{"$f":"(DmYear!$M$5*(Unit!K$312/100)/DB!P$3)*(Unit!J356/100)*1000","v":0},{"$f":"(DmYear!$M$5*(Unit!L$312/100)/DB!Q$3)*(Unit!K356/100)*1000","v":0},{"$f":"(DmYear!$M$5*(Unit!M$312/100)/DB!R$3)*(Unit!L356/100)*1000","v":0},{"$f":"(DmYear!$M$5*(Unit!N$312/100)/DB!S$3)*(Unit!M356/100)*1000","v":0},"-",null,23,{"$f":"(DmYear!$M$5*(Unit!C$313/100)/DB!H$4)*(Unit!P356/100)*1000","v":0},{"$f":"(DmYear!$M$5*(Unit!D$313/100)/DB!I$4)*(Unit!Q356/100)*1000","v":0},{"$f":"(DmYear!$M$5*(Unit!E$313/100)/DB!J$4)*(Unit!R356/100)*1000","v":0},{"$f":"(DmYear!$M$5*(Unit!F$313/100)/DB!K$4)*(Unit!S356/100)*1000","v":0},{"$f":"(DmYear!$M$5*(Unit!G$313/100)/DB!L$4)*(Unit!T356/100)*1000","v":0},{"$f":"(DmYear!$M$5*(Unit!H$313/100)/DB!M$4)*(Unit!U356/100)*1000","v":0},{"$f":"(DmYear!$M$5*(Unit!I$313/100)/DB!N$4)*(Unit!V356/100)*1000","v":0},{"$f":"(DmYear!$M$5*(Unit!J$313/100)/DB!O$4)*(Unit!W356/100)*1000","v":0},{"$f":"(DmYear!$M$5*(Unit!K$313/100)/DB!P$4)*(Unit!X356/100)*1000","v":0},{"$f":"(DmYear!$M$5*(Unit!L$313/100)/DB!Q$4)*(Unit!Y356/100)*1000","v":0},{"$f":"(DmYear!$M$5*(Unit!M$313/100)/DB!R$4)*(Unit!Z356/100)*1000","v":0},{"$f":"(DmYear!$M$5*(Unit!N$313/100)/DB!S$4)*(Unit!AA356/100)*1000","v":0},"-",null,23,{"$f":"(DmYear!$M$5*(Unit!C$314/100)/DB!H$5)*(Unit!AD356/100)*1000","v":0},{"$f":"(DmYear!$M$5*(Unit!D$314/100)/DB!I$5)*(Unit!AE356/100)*1000","v":0},{"$f":"(DmYear!$M$5*(Unit!E$314/100)/DB!J$5)*(Unit!AF356/100)*1000","v":0},{"$f":"(DmYear!$M$5*(Unit!F$314/100)/DB!K$5)*(Unit!AG356/100)*1000","v":0},{"$f":"(DmYear!$M$5*(Unit!G$314/100)/DB!L$5)*(Unit!AH356/100)*1000","v":0},{"$f":"(DmYear!$M$5*(Unit!H$314/100)/DB!M$5)*(Unit!AI356/100)*1000","v":0},{"$f":"(DmYear!$M$5*(Unit!I$314/100)/DB!N$5)*(Unit!AJ356/100)*1000","v":0},{"$f":"(DmYear!$M$5*(Unit!J$314/100)/DB!O$5)*(Unit!AK356/100)*1000","v":0},{"$f":"(DmYear!$M$5*(Unit!K$314/100)/DB!P$5)*(Unit!AL356/100)*1000","v":0},{"$f":"(DmYear!$M$5*(Unit!L$314/100)/DB!Q$5)*(Unit!AM356/100)*1000","v":0},{"$f":"(DmYear!$M$5*(Unit!M$314/100)/DB!R$5)*(Unit!AN356/100)*1000","v":0},{"$f":"(DmYear!$M$5*(Unit!N$314/100)/DB!S$5)*(Unit!AO356/100)*1000","v":0},"-",null,null,23,0,0,0,0,0,0,0,0,0,0,0,0,null,null,23,0,0,0,0,0,0,0,0,0,0,0,0,null,null,23,0,0,0,0,0,0,0,0,0,0,0,0,null,null,null,null,23,{"$f":"(DmYear!$M$32*(Unit!C$312/100)/DB!H$3)*(Unit!B356/100)*1000","v":0},{"$f":"(DmYear!$M$32*(Unit!D$312/100)/DB!I$3)*(Unit!C356/100)*1000","v":0},{"$f":"(DmYear!$M$32*(Unit!E$312/100)/DB!J$3)*(Unit!D356/100)*1000","v":0},{"$f":"(DmYear!$M$32*(Unit!F$312/100)/DB!K$3)*(Unit!E356/100)*1000","v":0},{"$f":"(DmYear!$M$32*(Unit!G$312/100)/DB!L$3)*(Unit!F356/100)*1000","v":0},{"$f":"(DmYear!$M$32*(Unit!H$312/100)/DB!M$3)*(Unit!G356/100)*1000","v":0},{"$f":"(DmYear!$M$32*(Unit!I$312/100)/DB!N$3)*(Unit!H356/100)*1000","v":0},{"$f":"(DmYear!$M$32*(Unit!J$312/100)/DB!O$3)*(Unit!I356/100)*1000","v":0},{"$f":"(DmYear!$M$32*(Unit!K$312/100)/DB!P$3)*(Unit!J356/100)*1000","v":0},{"$f":"(DmYear!$M$32*(Unit!L$312/100)/DB!Q$3)*(Unit!K356/100)*1000","v":0},{"$f":"(DmYear!$M$32*(Unit!M$312/100)/DB!R$3)*(Unit!L356/100)*1000","v":0},{"$f":"(DmYear!$M$32*(Unit!N$312/100)/DB!S$3)*(Unit!M356/100)*1000","v":0},"-",null,23,{"$f":"(DmYear!$M$32*(Unit!C$313/100)/DB!H$4)*(Unit!P356/100)*1000","v":0},{"$f":"(DmYear!$M$32*(Unit!D$313/100)/DB!I$4)*(Unit!Q356/100)*1000","v":0},{"$f":"(DmYear!$M$32*(Unit!E$313/100)/DB!J$4)*(Unit!R356/100)*1000","v":0},{"$f":"(DmYear!$M$32*(Unit!F$313/100)/DB!K$4)*(Unit!S356/100)*1000","v":0},{"$f":"(DmYear!$M$32*(Unit!G$313/100)/DB!L$4)*(Unit!T356/100)*1000","v":0},{"$f":"(DmYear!$M$32*(Unit!H$313/100)/DB!M$4)*(Unit!U356/100)*1000","v":0},{"$f":"(DmYear!$M$32*(Unit!I$313/100)/DB!N$4)*(Unit!V356/100)*1000","v":0},{"$f":"(DmYear!$M$32*(Unit!J$313/100)/DB!O$4)*(Unit!W356/100)*1000","v":0},{"$f":"(DmYear!$M$32*(Unit!K$313/100)/DB!P$4)*(Unit!X356/100)*1000","v":0},{"$f":"(DmYear!$M$32*(Unit!L$313/100)/DB!Q$4)*(Unit!Y356/100)*1000","v":0},{"$f":"(DmYear!$M$32*(Unit!M$313/100)/DB!R$4)*(Unit!Z356/100)*1000","v":0},{"$f":"(DmYear!$M$32*(Unit!N$313/100)/DB!S$4)*(Unit!AA356/100)*1000","v":0},"-",null,23,{"$f":"(DmYear!$M$32*(Unit!C$314/100)/DB!H$5)*(Unit!AD356/100)*1000","v":0},{"$f":"(DmYear!$M$32*(Unit!D$314/100)/DB!I$5)*(Unit!AE356/100)*1000","v":0},{"$f":"(DmYear!$M$32*(Unit!E$314/100)/DB!J$5)*(Unit!AF356/100)*1000","v":0},{"$f":"(DmYear!$M$32*(Unit!F$314/100)/DB!K$5)*(Unit!AG356/100)*1000","v":0},{"$f":"(DmYear!$M$32*(Unit!G$314/100)/DB!L$5)*(Unit!AH356/100)*1000","v":0},{"$f":"(DmYear!$M$32*(Unit!H$314/100)/DB!M$5)*(Unit!AI356/100)*1000","v":0},{"$f":"(DmYear!$M$32*(Unit!I$314/100)/DB!N$5)*(Unit!AJ356/100)*1000","v":0},{"$f":"(DmYear!$M$32*(Unit!J$314/100)/DB!O$5)*(Unit!AK356/100)*1000","v":0},{"$f":"(DmYear!$M$32*(Unit!K$314/100)/DB!P$5)*(Unit!AL356/100)*1000","v":0},{"$f":"(DmYear!$M$32*(Unit!L$314/100)/DB!Q$5)*(Unit!AM356/100)*1000","v":0},{"$f":"(DmYear!$M$32*(Unit!M$314/100)/DB!R$5)*(Unit!AN356/100)*1000","v":0},{"$f":"(DmYear!$M$32*(Unit!N$314/100)/DB!S$5)*(Unit!AO356/100)*1000","v":0},"-",null,null,23,0,0,0,0,0,0,0,0,0,0,0,0,null,null,23,0,0,0,0,0,0,0,0,0,0,0,0,null,null,23,0,0,0,0,0,0,0,0,0,0,0,0]
[null,"日",{"$f":"DB!$H$3","v":20},{"$f":"DB!$I$3","v":20},{"$f":"DB!$J$3","v":22},{"$f":"DB!$K$3","v":20},{"$f":"DB!$L$3","v":20},{"$f":"DB!$M$3","v":22},{"$f":"DB!$N$3","v":20},{"$f":"DB!$O$3","v":23},{"$f":"DB!$P$3","v":20},{"$f":"DB!$Q$3","v":21},{"$f":"DB!$R$3","v":20},{"$f":"DB!$S$3","v":21},{"$f":"SUM(C358:N358)","v":249},null,"日",{"$f":"DB!$H$4","v":4},{"$f":"DB!$I$4","v":3},{"$f":"DB!$J$4","v":4},{"$f":"DB!$K$4","v":4},{"$f":"DB!$L$4","v":4},{"$f":"DB!$M$4","v":4},{"$f":"DB!$N$4","v":5},{"$f":"DB!$O$4","v":4},{"$f":"DB!$P$4","v":4},{"$f":"DB!$Q$4","v":4},{"$f":"DB!$R$4","v":4},{"$f":"DB!$S$4","v":4},{"$f":"SUM(R358:AC358)","v":48},null,"日",{"$f":"DB!$H$5","v":7},{"$f":"DB!$I$5","v":5},{"$f":"DB!$J$5","v":5},{"$f":"DB!$K$5","v":6},{"$f":"DB!$L$5","v":7},{"$f":"DB!$M$5","v":4},{"$f":"DB!$N$5","v":6},{"$f":"DB!$O$5","v":4},{"$f":"DB!$P$5","v":6},{"$f":"DB!$Q$5","v":6},{"$f":"DB!$R$5","v":6},{"$f":"DB!$S$5","v":6},{"$f":"SUM(AG358:AR358)","v":68},null,null,null,null,null,null,null,null,null,null,null,null,null,null,null,null,null,null,null,null,null,null,null,null,null,null,null,null,null,null,null,null,null,null,null,null,null,null,null,null,null,null,null,null,null,null,null,null,null,"日",{"$f":"DB!$H$3","v":20},{"$f":"DB!$I$3","v":20},{"$f":"DB!$J$3","v":22},{"$f":"DB!$K$3","v":20},{"$f":"DB!$L$3","v":20},{"$f":"DB!$M$3","v":22},{"$f":"DB!$N$3","v":20},{"$f":"DB!$O$3","v":23},{"$f":"DB!$P$3","v":20},{"$f":"DB!$Q$3","v":21},{"$f":"DB!$R$3","v":20},{"$f":"DB!$S$3","v":21},{"$f":"SUM(CR358:DC358)","v":249},null,"日",{"$f":"DB!$H$4","v":4},{"$f":"DB!$I$4","v":3},{"$f":"DB!$J$4","v":4},{"$f":"DB!$K$4","v":4},{"$f":"DB!$L$4","v":4},{"$f":"DB!$M$4","v":4},{"$f":"DB!$N$4","v":5},{"$f":"DB!$O$4","v":4},{"$f":"DB!$P$4","v":4},{"$f":"DB!$Q$4","v":4},{"$f":"DB!$R$4","v":4},{"$f":"DB!$S$4","v":4},{"$f":"SUM(DG358:DR358)","v":48},null,"日",{"$f":"DB!$H$5","v":7},{"$f":"DB!$I$5","v":5},{"$f":"DB!$J$5","v":5},{"$f":"DB!$K$5","v":6},{"$f":"DB!$L$5","v":7},{"$f":"DB!$M$5","v":4},{"$f":"DB!$N$5","v":6},{"$f":"DB!$O$5","v":4},{"$f":"DB!$P$5","v":6},{"$f":"DB!$Q$5","v":6},{"$f":"DB!$R$5","v":6},{"$f":"DB!$S$5","v":6},{"$f":"SUM(DV358:EG358)","v":68}]
[null,"冷房",{"$f":"SUM(C363:C386)-C387","v":0},{"$f":"SUM(D363:D386)-D387","v":0},0,0,0,0,0,0,0,0,0,0,"←検算用",null,"冷房",{"$f":"SUM(R363:R386)-R387","v":0},{"$f":"SUM(S363:S386)-S387","v":0},0,0,0,0,0,0,0,0,0,{"$f":"SUM(AC363:AC386)-AC387","v":0},"←検算用",null,"冷房",{"$f":"SUM(AG363:AG386)-AG387","v":0},{"$f":"SUM(AH363:AH386)-AH387","v":0},0,0,0,0,0,0,0,0,0,0,null,null,null,"冷房・平日・ピーク",null,null,null,null,null,null,null,null,null,null,null,null,null,null,"冷房・土曜・ピーク",null,null,null,null,null,null,null,null,null,null,null,null,null,null,"冷房・休日・ピーク",null,null,null,null,null,null,null,null,null,null,null,null,null,null,null,null,"冷房",{"$f":"SUM(CR363:CR386)-CR387","v":0},{"$f":"SUM(CS363:CS386)-CS387","v":0},0,0,0,0,0,0,0,0,0,0,"←検算用",null,"冷房",{"$f":"SUM(DG363:DG386)-DG387","v":0},{"$f":"SUM(DH363:DH386)-DH387","v":0},0,0,0,0,0,0,0,0,0,{"$f":"SUM(DR363:DR386)-DR387","v":0},"←検算用",null,"冷房",{"$f":"SUM(DV363:DV386)-DV387","v":0},{"$f":"SUM(DW363:DW386)-DW387","v":0},0,0,0,0,0,0,0,0,0,0,null,null,null,"冷房・平日・ピーク",null,null,null,null,null,null,null,null,null,null,null,null,null,null,"冷房・土曜・ピーク",null,null,null,null,null,null,null,null,null,null,null,null,null,null,"冷房・休日・ピーク"]
[null,1,{"$f":"(DmYear!$M$6*(Unit!C$316/100)/DB!H$3)*(Unit!B364/100)*1000","v":0},{"$f":"(DmYear!$M$6*(Unit!D$316/100)/DB!I$3)*(Unit!C364/100)*1000","v":0},{"$f":"(DmYear!$M$6*(Unit!E$316/100)/DB!J$3)*(Unit!D364/100)*1000","v":0},{"$f":"(DmYear!$M$6*(Unit!F$316/100)/DB!K$3)*(Unit!E364/100)*1000","v":0},{"$f":"(DmYear!$M$6*(Unit!G$316/100)/DB!L$3)*(Unit!F364/100)*1000","v":0},{"$f":"(DmYear!$M$6*(Unit!H$316/100)/DB!M$3)*(Unit!G364/100)*1000","v":0},{"$f":"(DmYear!$M$6*(Unit!I$316/100)/DB!N$3)*(Unit!H364/100)*1000","v":0},{"$f":"(DmYear!$M$6*(Unit!J$316/100)/DB!O$3)*(Unit!I364/100)*1000","v":0},{"$f":"(DmYear!$M$6*(Unit!K$316/100)/DB!P$3)*(Unit!J364/100)*1000","v":0},{"$f":"(DmYear!$M$6*(Unit!L$316/100)/DB!Q$3)*(Unit!K364/100)*1000","v":0},{"$f":"(DmYear!$M$6*(Unit!M$316/100)/DB!R$3)*(Unit!L364/100)*1000","v":0},{"$f":"(DmYear!$M$6*(Unit!N$316/100)/DB!S$3)*(Unit!M364/100)*1000","v":0},"-",null,1,{"$f":"(DmYear!$M$6*(Unit!C$317/100)/DB!H$4)*(Unit!P364/100)*1000","v":0},{"$f":"(DmYear!$M$6*(Unit!D$317/100)/DB!I$4)*(Unit!Q364/100)*1000","v":0},{"$f":"(DmYear!$M$6*(Unit!E$317/100)/DB!J$4)*(Unit!R364/100)*1000","v":0},{"$f":"(DmYear!$M$6*(Unit!F$317/100)/DB!K$4)*(Unit!S364/100)*1000","v":0},{"$f":"(DmYear!$M$6*(Unit!G$317/100)/DB!L$4)*(Unit!T364/100)*1000","v":0},{"$f":"(DmYear!$M$6*(Unit!H$317/100)/DB!M$4)*(Unit!U364/100)*1000","v":0},{"$f":"(DmYear!$M$6*(Unit!I$317/100)/DB!N$4)*(Unit!V364/100)*1000","v":0},{"$f":"(DmYear!$M$6*(Unit!J$317/100)/DB!O$4)*(Unit!W364/100)*1000","v":0},{"$f":"(DmYear!$M$6*(Unit!K$317/100)/DB!P$4)*(Unit!X364/100)*1000","v":0},{"$f":"(DmYear!$M$6*(Unit!L$317/100)/DB!Q$4)*(Unit!Y364/100)*1000","v":0},{"$f":"(DmYear!$M$6*(Unit!M$317/100)/DB!R$4)*(Unit!Z364/100)*1000","v":0},{"$f":"(DmYear!$M$6*(Unit!N$317/100)/DB!S$4)*(Unit!AA364/100)*1000","v":0},"-",null,1,{"$f":"(DmYear!$M$6*(Unit!C$318/100)/DB!H$5)*(Unit!AD364/100)*1000","v":0},{"$f":"(DmYear!$M$6*(Unit!D$318/100)/DB!I$5)*(Unit!AE364/100)*1000","v":0},{"$f":"(DmYear!$M$6*(Unit!E$318/100)/DB!J$5)*(Unit!AF364/100)*1000","v":0},{"$f":"(DmYear!$M$6*(Unit!F$318/100)/DB!K$5)*(Unit!AG364/100)*1000","v":0},{"$f":"(DmYear!$M$6*(Unit!G$318/100)/DB!L$5)*(Unit!AH364/100)*1000","v":0},{"$f":"(DmYear!$M$6*(Unit!H$318/100)/DB!M$5)*(Unit!AI364/100)*1000","v":0},{"$f":"(DmYear!$M$6*(Unit!I$318/100)/DB!N$5)*(Unit!AJ364/100)*1000","v":0},{"$f":"(DmYear!$M$6*(Unit!J$318/100)/DB!O$5)*(Unit!AK364/100)*1000","v":0},{"$f":"(DmYear!$M$6*(Unit!K$318/100)/DB!P$5)*(Unit!AL364/100)*1000","v":0},{"$f":"(DmYear!$M$6*(Unit!L$318/100)/DB!Q$5)*(Unit!AM364/100)*1000","v":0},{"$f":"(DmYear!$M$6*(Unit!M$318/100)/DB!R$5)*(Unit!AN364/100)*1000","v":0},{"$f":"(DmYear!$M$6*(Unit!N$318/100)/DB!S$5)*(Unit!AO364/100)*1000","v":0},"-",null,null,1,{"$f":"MIN($I$360,$X$360,$AM$360)*C364","v":0},0,0,0,0,0,0,0,0,0,0,0,null,null,1,{"$f":"MIN($I$360,$X$360,$AM$360)*R364","v":0},0,0,0,0,0,0,0,0,0,0,0,null,null,1,{"$f":"MIN($I$360,$X$360,$AM$360)*AG364","v":0},0,0,0,0,0,0,0,0,0,0,0,null,null,null,null,1,{"$f":"(DmYear!$M$33*(Unit!C$316/100)/DB!H$3)*(Unit!B364/100)*1000","v":0},{"$f":"(DmYear!$M$33*(Unit!D$316/100)/DB!I$3)*(Unit!C364/100)*1000","v":0},{"$f":"(DmYear!$M$33*(Unit!E$316/100)/DB!J$3)*(Unit!D364/100)*1000","v":0},{"$f":"(DmYear!$M$33*(Unit!F$316/100)/DB!K$3)*(Unit!E364/100)*1000","v":0},{"$f":"(DmYear!$M$33*(Unit!G$316/100)/DB!L$3)*(Unit!F364/100)*1000","v":0},{"$f":"(DmYear!$M$33*(Unit!H$316/100)/DB!M$3)*(Unit!G364/100)*1000","v":0},{"$f":"(DmYear!$M$33*(Unit!I$316/100)/DB!N$3)*(Unit!H364/100)*1000","v":0},{"$f":"(DmYear!$M$33*(Unit!J$316/100)/DB!O$3)*(Unit!I364/100)*1000","v":0},{"$f":"(DmYear!$M$33*(Unit!K$316/100)/DB!P$3)*(Unit!J364/100)*1000","v":0},{"$f":"(DmYear!$M$33*(Unit!L$316/100)/DB!Q$3)*(Unit!K364/100)*1000","v":0},{"$f":"(DmYear!$M$33*(Unit!M$316/100)/DB!R$3)*(Unit!L364/100)*1000","v":0},{"$f":"(DmYear!$M$33*(Unit!N$316/100)/DB!S$3)*(Unit!M364/100)*1000","v":0},"-",null,1,{"$f":"(DmYear!$M$33*(Unit!C$317/100)/DB!H$4)*(Unit!P364/100)*1000","v":0},{"$f":"(DmYear!$M$33*(Unit!D$317/100)/DB!I$4)*(Unit!Q364/100)*1000","v":0},{"$f":"(DmYear!$M$33*(Unit!E$317/100)/DB!J$4)*(Unit!R364/100)*1000","v":0},{"$f":"(DmYear!$M$33*(Unit!F$317/100)/DB!K$4)*(Unit!S364/100)*1000","v":0},{"$f":"(DmYear!$M$33*(Unit!G$317/100)/DB!L$4)*(Unit!T364/100)*1000","v":0},{"$f":"(DmYear!$M$33*(Unit!H$317/100)/DB!M$4)*(Unit!U364/100)*1000","v":0},{"$f":"(DmYear!$M$33*(Unit!I$317/100)/DB!N$4)*(Unit!V364/100)*1000","v":0},{"$f":"(DmYear!$M$33*(Unit!J$317/100)/DB!O$4)*(Unit!W364/100)*1000","v":0},{"$f":"(DmYear!$M$33*(Unit!K$317/100)/DB!P$4)*(Unit!X364/100)*1000","v":0},{"$f":"(DmYear!$M$33*(Unit!L$317/100)/DB!Q$4)*(Unit!Y364/100)*1000","v":0},{"$f":"(DmYear!$M$33*(Unit!M$317/100)/DB!R$4)*(Unit!Z364/100)*1000","v":0},{"$f":"(DmYear!$M$33*(Unit!N$317/100)/DB!S$4)*(Unit!AA364/100)*1000","v":0},"-",null,1,{"$f":"(DmYear!$M$33*(Unit!C$318/100)/DB!H$5)*(Unit!AD364/100)*1000","v":0},{"$f":"(DmYear!$M$33*(Unit!D$318/100)/DB!I$5)*(Unit!AE364/100)*1000","v":0},{"$f":"(DmYear!$M$33*(Unit!E$318/100)/DB!J$5)*(Unit!AF364/100)*1000","v":0},{"$f":"(DmYear!$M$33*(Unit!F$318/100)/DB!K$5)*(Unit!AG364/100)*1000","v":0},{"$f":"(DmYear!$M$33*(Unit!G$318/100)/DB!L$5)*(Unit!AH364/100)*1000","v":0},{"$f":"(DmYear!$M$33*(Unit!H$318/100)/DB!M$5)*(Unit!AI364/100)*1000","v":0},{"$f":"(DmYear!$M$33*(Unit!I$318/100)/DB!N$5)*(Unit!AJ364/100)*1000","v":0},{"$f":"(DmYear!$M$33*(Unit!J$318/100)/DB!O$5)*(Unit!AK364/100)*1000","v":0},{"$f":"(DmYear!$M$33*(Unit!K$318/100)/DB!P$5)*(Unit!AL364/100)*1000","v":0},{"$f":"(DmYear!$M$33*(Unit!L$318/100)/DB!Q$5)*(Unit!AM364/100)*1000","v":0},{"$f":"(DmYear!$M$33*(Unit!M$318/100)/DB!R$5)*(Unit!AN364/100)*1000","v":0},{"$f":"(DmYear!$M$33*(Unit!N$318/100)/DB!S$5)*(Unit!AO364/100)*1000","v":0},"-",null,null,1,0,0,0,0,0,0,0,0,0,0,0,0,null,null,1,0,0,0,0,0,0,0,0,0,0,0,0,null,null,1,0,0,0,0,0,0,0,0,0,0,0,0]
[null,3,{"$f":"(DmYear!$M$6*(Unit!C$316/100)/DB!H$3)*(Unit!B366/100)*1000","v":0},{"$f":"(DmYear!$M$6*(Unit!D$316/100)/DB!I$3)*(Unit!C366/100)*1000","v":0},{"$f":"(DmYear!$M$6*(Unit!E$316/100)/DB!J$3)*(Unit!D366/100)*1000","v":0},{"$f":"(DmYear!$M$6*(Unit!F$316/100)/DB!K$3)*(Unit!E366/100)*1000","v":0},{"$f":"(DmYear!$M$6*(Unit!G$316/100)/DB!L$3)*(Unit!F366/100)*1000","v":0},{"$f":"(DmYear!$M$6*(Unit!H$316/100)/DB!M$3)*(Unit!G366/100)*1000","v":0},{"$f":"(DmYear!$M$6*(Unit!I$316/100)/DB!N$3)*(Unit!H366/100)*1000","v":0},{"$f":"(DmYear!$M$6*(Unit!J$316/100)/DB!O$3)*(Unit!I366/100)*1000","v":0},{"$f":"(DmYear!$M$6*(Unit!K$316/100)/DB!P$3)*(Unit!J366/100)*1000","v":0},{"$f":"(DmYear!$M$6*(Unit!L$316/100)/DB!Q$3)*(Unit!K366/100)*1000","v":0},{"$f":"(DmYear!$M$6*(Unit!M$316/100)/DB!R$3)*(Unit!L366/100)*1000","v":0},{"$f":"(DmYear!$M$6*(Unit!N$316/100)/DB!S$3)*(Unit!M366/100)*1000","v":0},"-",null,3,{"$f":"(DmYear!$M$6*(Unit!C$317/100)/DB!H$4)*(Unit!P366/100)*1000","v":0},{"$f":"(DmYear!$M$6*(Unit!D$317/100)/DB!I$4)*(Unit!Q366/100)*1000","v":0},{"$f":"(DmYear!$M$6*(Unit!E$317/100)/DB!J$4)*(Unit!R366/100)*1000","v":0},{"$f":"(DmYear!$M$6*(Unit!F$317/100)/DB!K$4)*(Unit!S366/100)*1000","v":0},{"$f":"(DmYear!$M$6*(Unit!G$317/100)/DB!L$4)*(Unit!T366/100)*1000","v":0},{"$f":"(DmYear!$M$6*(Unit!H$317/100)/DB!M$4)*(Unit!U366/100)*1000","v":0},{"$f":"(DmYear!$M$6*(Unit!I$317/100)/DB!N$4)*(Unit!V366/100)*1000","v":0},{"$f":"(DmYear!$M$6*(Unit!J$317/100)/DB!O$4)*(Unit!W366/100)*1000","v":0},{"$f":"(DmYear!$M$6*(Unit!K$317/100)/DB!P$4)*(Unit!X366/100)*1000","v":0},{"$f":"(DmYear!$M$6*(Unit!L$317/100)/DB!Q$4)*(Unit!Y366/100)*1000","v":0},{"$f":"(DmYear!$M$6*(Unit!M$317/100)/DB!R$4)*(Unit!Z366/100)*1000","v":0},{"$f":"(DmYear!$M$6*(Unit!N$317/100)/DB!S$4)*(Unit!AA366/100)*1000","v":0},"-",null,3,{"$f":"(DmYear!$M$6*(Unit!C$318/100)/DB!H$5)*(Unit!AD366/100)*1000","v":0},{"$f":"(DmYear!$M$6*(Unit!D$318/100)/DB!I$5)*(Unit!AE366/100)*1000","v":0},{"$f":"(DmYear!$M$6*(Unit!E$318/100)/DB!J$5)*(Unit!AF366/100)*1000","v":0},{"$f":"(DmYear!$M$6*(Unit!F$318/100)/DB!K$5)*(Unit!AG366/100)*1000","v":0},{"$f":"(DmYear!$M$6*(Unit!G$318/100)/DB!L$5)*(Unit!AH366/100)*1000","v":0},{"$f":"(DmYear!$M$6*(Unit!H$318/100)/DB!M$5)*(Unit!AI366/100)*1000","v":0},{"$f":"(DmYear!$M$6*(Unit!I$318/100)/DB!N$5)*(Unit!AJ366/100)*1000","v":0},{"$f":"(DmYear!$M$6*(Unit!J$318/100)/DB!O$5)*(Unit!AK366/100)*1000","v":0},{"$f":"(DmYear!$M$6*(Unit!K$318/100)/DB!P$5)*(Unit!AL366/100)*1000","v":0},{"$f":"(DmYear!$M$6*(Unit!L$318/100)/DB!Q$5)*(Unit!AM366/100)*1000","v":0},{"$f":"(DmYear!$M$6*(Unit!M$318/100)/DB!R$5)*(Unit!AN366/100)*1000","v":0},{"$f":"(DmYear!$M$6*(Unit!N$318/100)/DB!S$5)*(Unit!AO366/100)*1000","v":0},"-",null,null,3,0,0,0,0,0,0,0,0,0,0,0,0,null,null,3,0,0,0,0,0,0,0,0,0,0,0,0,null,null,3,0,0,0,0,0,0,0,0,0,0,0,0,null,null,null,null,3,{"$f":"(DmYear!$M$33*(Unit!C$316/100)/DB!H$3)*(Unit!B366/100)*1000","v":0},{"$f":"(DmYear!$M$33*(Unit!D$316/100)/DB!I$3)*(Unit!C366/100)*1000","v":0},{"$f":"(DmYear!$M$33*(Unit!E$316/100)/DB!J$3)*(Unit!D366/100)*1000","v":0},{"$f":"(DmYear!$M$33*(Unit!F$316/100)/DB!K$3)*(Unit!E366/100)*1000","v":0},{"$f":"(DmYear!$M$33*(Unit!G$316/100)/DB!L$3)*(Unit!F366/100)*1000","v":0},{"$f":"(DmYear!$M$33*(Unit!H$316/100)/DB!M$3)*(Unit!G366/100)*1000","v":0},{"$f":"(DmYear!$M$33*(Unit!I$316/100)/DB!N$3)*(Unit!H366/100)*1000","v":0},{"$f":"(DmYear!$M$33*(Unit!J$316/100)/DB!O$3)*(Unit!I366/100)*1000","v":0},{"$f":"(DmYear!$M$33*(Unit!K$316/100)/DB!P$3)*(Unit!J366/100)*1000","v":0},{"$f":"(DmYear!$M$33*(Unit!L$316/100)/DB!Q$3)*(Unit!K366/100)*1000","v":0},{"$f":"(DmYear!$M$33*(Unit!M$316/100)/DB!R$3)*(Unit!L366/100)*1000","v":0},{"$f":"(DmYear!$M$33*(Unit!N$316/100)/DB!S$3)*(Unit!M366/100)*1000","v":0},"-",null,3,{"$f":"(DmYear!$M$33*(Unit!C$317/100)/DB!H$4)*(Unit!P366/100)*1000","v":0},{"$f":"(DmYear!$M$33*(Unit!D$317/100)/DB!I$4)*(Unit!Q366/100)*1000","v":0},{"$f":"(DmYear!$M$33*(Unit!E$317/100)/DB!J$4)*(Unit!R366/100)*1000","v":0},{"$f":"(DmYear!$M$33*(Unit!F$317/100)/DB!K$4)*(Unit!S366/100)*1000","v":0},{"$f":"(DmYear!$M$33*(Unit!G$317/100)/DB!L$4)*(Unit!T366/100)*1000","v":0},{"$f":"(DmYear!$M$33*(Unit!H$317/100)/DB!M$4)*(Unit!U366/100)*1000","v":0},{"$f":"(DmYear!$M$33*(Unit!I$317/100)/DB!N$4)*(Unit!V366/100)*1000","v":0},{"$f":"(DmYear!$M$33*(Unit!J$317/100)/DB!O$4)*(Unit!W366/100)*1000","v":0},{"$f":"(DmYear!$M$33*(Unit!K$317/100)/DB!P$4)*(Unit!X366/100)*1000","v":0},{"$f":"(DmYear!$M$33*(Unit!L$317/100)/DB!Q$4)*(Unit!Y366/100)*1000","v":0},{"$f":"(DmYear!$M$33*(Unit!M$317/100)/DB!R$4)*(Unit!Z366/100)*1000","v":0},{"$f":"(DmYear!$M$33*(Unit!N$317/100)/DB!S$4)*(Unit!AA366/100)*1000","v":0},"-",null,3,{"$f":"(DmYear!$M$33*(Unit!C$318/100)/DB!H$5)*(Unit!AD366/100)*1000","v":0},{"$f":"(DmYear!$M$33*(Unit!D$318/100)/DB!I$5)*(Unit!AE366/100)*1000","v":0},{"$f":"(DmYear!$M$33*(Unit!E$318/100)/DB!J$5)*(Unit!AF366/100)*1000","v":0},{"$f":"(DmYear!$M$33*(Unit!F$318/100)/DB!K$5)*(Unit!AG366/100)*1000","v":0},{"$f":"(DmYear!$M$33*(Unit!G$318/100)/DB!L$5)*(Unit!AH366/100)*1000","v":0},{"$f":"(DmYear!$M$33*(Unit!H$318/100)/DB!M$5)*(Unit!AI366/100)*1000","v":0},{"$f":"(DmYear!$M$33*(Unit!I$318/100)/DB!N$5)*(Unit!AJ366/100)*1000","v":0},{"$f":"(DmYear!$M$33*(Unit!J$318/100)/DB!O$5)*(Unit!AK366/100)*1000","v":0},{"$f":"(DmYear!$M$33*(Unit!K$318/100)/DB!P$5)*(Unit!AL366/100)*1000","v":0},{"$f":"(DmYear!$M$33*(Unit!L$318/100)/DB!Q$5)*(Unit!AM366/100)*1000","v":0},{"$f":"(DmYear!$M$33*(Unit!M$318/100)/DB!R$5)*(Unit!AN366/100)*1000","v":0},{"$f":"(DmYear!$M$33*(Unit!N$318/100)/DB!S$5)*(Unit!AO366/100)*1000","v":0},"-",null,null,3,0,0,0,0,0,0,0,0,0,0,0,0,null,null,3,0,0,0,0,0,0,0,0,0,0,0,0,null,null,3,0,0,0,0,0,0,0,0,0,0,0,0]
[null,6,{"$f":"(DmYear!$M$6*(Unit!C$316/100)/DB!H$3)*(Unit!B369/100)*1000","v":0},{"$f":"(DmYear!$M$6*(Unit!D$316/100)/DB!I$3)*(Unit!C369/100)*1000","v":0},{"$f":"(DmYear!$M$6*(Unit!E$316/100)/DB!J$3)*(Unit!D369/100)*1000","v":0},{"$f":"(DmYear!$M$6*(Unit!F$316/100)/DB!K$3)*(Unit!E369/100)*1000","v":0},{"$f":"(DmYear!$M$6*(Unit!G$316/100)/DB!L$3)*(Unit!F369/100)*1000","v":0},{"$f":"(DmYear!$M$6*(Unit!H$316/100)/DB!M$3)*(Unit!G369/100)*1000","v":0},{"$f":"(DmYear!$M$6*(Unit!I$316/100)/DB!N$3)*(Unit!H369/100)*1000","v":0},{"$f":"(DmYear!$M$6*(Unit!J$316/100)/DB!O$3)*(Unit!I369/100)*1000","v":0},{"$f":"(DmYear!$M$6*(Unit!K$316/100)/DB!P$3)*(Unit!J369/100)*1000","v":0},{"$f":"(DmYear!$M$6*(Unit!L$316/100)/DB!Q$3)*(Unit!K369/100)*1000","v":0},{"$f":"(DmYear!$M$6*(Unit!M$316/100)/DB!R$3)*(Unit!L369/100)*1000","v":0},{"$f":"(DmYear!$M$6*(Unit!N$316/100)/DB!S$3)*(Unit!M369/100)*1000","v":0},"-",null,6,{"$f":"(DmYear!$M$6*(Unit!C$317/100)/DB!H$4)*(Unit!P369/100)*1000","v":0},{"$f":"(DmYear!$M$6*(Unit!D$317/100)/DB!I$4)*(Unit!Q369/100)*1000","v":0},{"$f":"(DmYear!$M$6*(Unit!E$317/100)/DB!J$4)*(Unit!R369/100)*1000","v":0},{"$f":"(DmYear!$M$6*(Unit!F$317/100)/DB!K$4)*(Unit!S369/100)*1000","v":0},{"$f":"(DmYear!$M$6*(Unit!G$317/100)/DB!L$4)*(Unit!T369/100)*1000","v":0},{"$f":"(DmYear!$M$6*(Unit!H$317/100)/DB!M$4)*(Unit!U369/100)*1000","v":0},{"$f":"(DmYear!$M$6*(Unit!I$317/100)/DB!N$4)*(Unit!V369/100)*1000","v":0},{"$f":"(DmYear!$M$6*(Unit!J$317/100)/DB!O$4)*(Unit!W369/100)*1000","v":0},{"$f":"(DmYear!$M$6*(Unit!K$317/100)/DB!P$4)*(Unit!X369/100)*1000","v":0},{"$f":"(DmYear!$M$6*(Unit!L$317/100)/DB!Q$4)*(Unit!Y369/100)*1000","v":0},{"$f":"(DmYear!$M$6*(Unit!M$317/100)/DB!R$4)*(Unit!Z369/100)*1000","v":0},{"$f":"(DmYear!$M$6*(Unit!N$317/100)/DB!S$4)*(Unit!AA369/100)*1000","v":0},"-",null,6,{"$f":"(DmYear!$M$6*(Unit!C$318/100)/DB!H$5)*(Unit!AD369/100)*1000","v":0},{"$f":"(DmYear!$M$6*(Unit!D$318/100)/DB!I$5)*(Unit!AE369/100)*1000","v":0},{"$f":"(DmYear!$M$6*(Unit!E$318/100)/DB!J$5)*(Unit!AF369/100)*1000","v":0},{"$f":"(DmYear!$M$6*(Unit!F$318/100)/DB!K$5)*(Unit!AG369/100)*1000","v":0},{"$f":"(DmYear!$M$6*(Unit!G$318/100)/DB!L$5)*(Unit!AH369/100)*1000","v":0},{"$f":"(DmYear!$M$6*(Unit!H$318/100)/DB!M$5)*(Unit!AI369/100)*1000","v":0},{"$f":"(DmYear!$M$6*(Unit!I$318/100)/DB!N$5)*(Unit!AJ369/100)*1000","v":0},{"$f":"(DmYear!$M$6*(Unit!J$318/100)/DB!O$5)*(Unit!AK369/100)*1000","v":0},{"$f":"(DmYear!$M$6*(Unit!K$318/100)/DB!P$5)*(Unit!AL369/100)*1000","v":0},{"$f":"(DmYear!$M$6*(Unit!L$318/100)/DB!Q$5)*(Unit!AM369/100)*1000","v":0},{"$f":"(DmYear!$M$6*(Unit!M$318/100)/DB!R$5)*(Unit!AN369/100)*1000","v":0},{"$f":"(DmYear!$M$6*(Unit!N$318/100)/DB!S$5)*(Unit!AO369/100)*1000","v":0},"-",null,null,6,0,0,0,0,0,0,0,0,0,0,0,0,null,null,6,0,0,0,0,0,0,0,0,0,0,0,0,null,null,6,0,0,0,0,0,0,0,0,0,0,0,0,null,null,null,null,6,{"$f":"(DmYear!$M$33*(Unit!C$316/100)/DB!H$3)*(Unit!B369/100)*1000","v":0},{"$f":"(DmYear!$M$33*(Unit!D$316/100)/DB!I$3)*(Unit!C369/100)*1000","v":0},{"$f":"(DmYear!$M$33*(Unit!E$316/100)/DB!J$3)*(Unit!D369/100)*1000","v":0},{"$f":"(DmYear!$M$33*(Unit!F$316/100)/DB!K$3)*(Unit!E369/100)*1000","v":0},{"$f":"(DmYear!$M$33*(Unit!G$316/100)/DB!L$3)*(Unit!F369/100)*1000","v":0},{"$f":"(DmYear!$M$33*(Unit!H$316/100)/DB!M$3)*(Unit!G369/100)*1000","v":0},{"$f":"(DmYear!$M$33*(Unit!I$316/100)/DB!N$3)*(Unit!H369/100)*1000","v":0},{"$f":"(DmYear!$M$33*(Unit!J$316/100)/DB!O$3)*(Unit!I369/100)*1000","v":0},{"$f":"(DmYear!$M$33*(Unit!K$316/100)/DB!P$3)*(Unit!J369/100)*1000","v":0},{"$f":"(DmYear!$M$33*(Unit!L$316/100)/DB!Q$3)*(Unit!K369/100)*1000","v":0},{"$f":"(DmYear!$M$33*(Unit!M$316/100)/DB!R$3)*(Unit!L369/100)*1000","v":0},{"$f":"(DmYear!$M$33*(Unit!N$316/100)/DB!S$3)*(Unit!M369/100)*1000","v":0},"-",null,6,{"$f":"(DmYear!$M$33*(Unit!C$317/100)/DB!H$4)*(Unit!P369/100)*1000","v":0},{"$f":"(DmYear!$M$33*(Unit!D$317/100)/DB!I$4)*(Unit!Q369/100)*1000","v":0},{"$f":"(DmYear!$M$33*(Unit!E$317/100)/DB!J$4)*(Unit!R369/100)*1000","v":0},{"$f":"(DmYear!$M$33*(Unit!F$317/100)/DB!K$4)*(Unit!S369/100)*1000","v":0},{"$f":"(DmYear!$M$33*(Unit!G$317/100)/DB!L$4)*(Unit!T369/100)*1000","v":0},{"$f":"(DmYear!$M$33*(Unit!H$317/100)/DB!M$4)*(Unit!U369/100)*1000","v":0},{"$f":"(DmYear!$M$33*(Unit!I$317/100)/DB!N$4)*(Unit!V369/100)*1000","v":0},{"$f":"(DmYear!$M$33*(Unit!J$317/100)/DB!O$4)*(Unit!W369/100)*1000","v":0},{"$f":"(DmYear!$M$33*(Unit!K$317/100)/DB!P$4)*(Unit!X369/100)*1000","v":0},{"$f":"(DmYear!$M$33*(Unit!L$317/100)/DB!Q$4)*(Unit!Y369/100)*1000","v":0},{"$f":"(DmYear!$M$33*(Unit!M$317/100)/DB!R$4)*(Unit!Z369/100)*1000","v":0},{"$f":"(DmYear!$M$33*(Unit!N$317/100)/DB!S$4)*(Unit!AA369/100)*1000","v":0},"-",null,6,{"$f":"(DmYear!$M$33*(Unit!C$318/100)/DB!H$5)*(Unit!AD369/100)*1000","v":0},{"$f":"(DmYear!$M$33*(Unit!D$318/100)/DB!I$5)*(Unit!AE369/100)*1000","v":0},{"$f":"(DmYear!$M$33*(Unit!E$318/100)/DB!J$5)*(Unit!AF369/100)*1000","v":0},{"$f":"(DmYear!$M$33*(Unit!F$318/100)/DB!K$5)*(Unit!AG369/100)*1000","v":0},{"$f":"(DmYear!$M$33*(Unit!G$318/100)/DB!L$5)*(Unit!AH369/100)*1000","v":0},{"$f":"(DmYear!$M$33*(Unit!H$318/100)/DB!M$5)*(Unit!AI369/100)*1000","v":0},{"$f":"(DmYear!$M$33*(Unit!I$318/100)/DB!N$5)*(Unit!AJ369/100)*1000","v":0},{"$f":"(DmYear!$M$33*(Unit!J$318/100)/DB!O$5)*(Unit!AK369/100)*1000","v":0},{"$f":"(DmYear!$M$33*(Unit!K$318/100)/DB!P$5)*(Unit!AL369/100)*1000","v":0},{"$f":"(DmYear!$M$33*(Unit!L$318/100)/DB!Q$5)*(Unit!AM369/100)*1000","v":0},{"$f":"(DmYear!$M$33*(Unit!M$318/100)/DB!R$5)*(Unit!AN369/100)*1000","v":0},{"$f":"(DmYear!$M$33*(Unit!N$318/100)/DB!S$5)*(Unit!AO369/100)*1000","v":0},"-",null,null,6,0,0,0,0,0,0,0,0,0,0,0,0,null,null,6,0,0,0,0,0,0,0,0,0,0,0,0,null,null,6,0,0,0,0,0,0,0,0,0,0,0,0]
[null,7,{"$f":"(DmYear!$M$6*(Unit!C$316/100)/DB!H$3)*(Unit!B370/100)*1000","v":0},{"$f":"(DmYear!$M$6*(Unit!D$316/100)/DB!I$3)*(Unit!C370/100)*1000","v":0},{"$f":"(DmYear!$M$6*(Unit!E$316/100)/DB!J$3)*(Unit!D370/100)*1000","v":0},{"$f":"(DmYear!$M$6*(Unit!F$316/100)/DB!K$3)*(Unit!E370/100)*1000","v":0},{"$f":"(DmYear!$M$6*(Unit!G$316/100)/DB!L$3)*(Unit!F370/100)*1000","v":0},{"$f":"(DmYear!$M$6*(Unit!H$316/100)/DB!M$3)*(Unit!G370/100)*1000","v":0},{"$f":"(DmYear!$M$6*(Unit!I$316/100)/DB!N$3)*(Unit!H370/100)*1000","v":0},{"$f":"(DmYear!$M$6*(Unit!J$316/100)/DB!O$3)*(Unit!I370/100)*1000","v":0},{"$f":"(DmYear!$M$6*(Unit!K$316/100)/DB!P$3)*(Unit!J370/100)*1000","v":0},{"$f":"(DmYear!$M$6*(Unit!L$316/100)/DB!Q$3)*(Unit!K370/100)*1000","v":0},{"$f":"(DmYear!$M$6*(Unit!M$316/100)/DB!R$3)*(Unit!L370/100)*1000","v":0},{"$f":"(DmYear!$M$6*(Unit!N$316/100)/DB!S$3)*(Unit!M370/100)*1000","v":0},"-",null,7,{"$f":"(DmYear!$M$6*(Unit!C$317/100)/DB!H$4)*(Unit!P370/100)*1000","v":0},{"$f":"(DmYear!$M$6*(Unit!D$317/100)/DB!I$4)*(Unit!Q370/100)*1000","v":0},{"$f":"(DmYear!$M$6*(Unit!E$317/100)/DB!J$4)*(Unit!R370/100)*1000","v":0},{"$f":"(DmYear!$M$6*(Unit!F$317/100)/DB!K$4)*(Unit!S370/100)*1000","v":0},{"$f":"(DmYear!$M$6*(Unit!G$317/100)/DB!L$4)*(Unit!T370/100)*1000","v":0},{"$f":"(DmYear!$M$6*(Unit!H$317/100)/DB!M$4)*(Unit!U370/100)*1000","v":0},{"$f":"(DmYear!$M$6*(Unit!I$317/100)/DB!N$4)*(Unit!V370/100)*1000","v":0},{"$f":"(DmYear!$M$6*(Unit!J$317/100)/DB!O$4)*(Unit!W370/100)*1000","v":0},{"$f":"(DmYear!$M$6*(Unit!K$317/100)/DB!P$4)*(Unit!X370/100)*1000","v":0},{"$f":"(DmYear!$M$6*(Unit!L$317/100)/DB!Q$4)*(Unit!Y370/100)*1000","v":0},{"$f":"(DmYear!$M$6*(Unit!M$317/100)/DB!R$4)*(Unit!Z370/100)*1000","v":0},{"$f":"(DmYear!$M$6*(Unit!N$317/100)/DB!S$4)*(Unit!AA370/100)*1000","v":0},"-",null,7,{"$f":"(DmYear!$M$6*(Unit!C$318/100)/DB!H$5)*(Unit!AD370/100)*1000","v":0},{"$f":"(DmYear!$M$6*(Unit!D$318/100)/DB!I$5)*(Unit!AE370/100)*1000","v":0},{"$f":"(DmYear!$M$6*(Unit!E$318/100)/DB!J$5)*(Unit!AF370/100)*1000","v":0},{"$f":"(DmYear!$M$6*(Unit!F$318/100)/DB!K$5)*(Unit!AG370/100)*1000","v":0},{"$f":"(DmYear!$M$6*(Unit!G$318/100)/DB!L$5)*(Unit!AH370/100)*1000","v":0},{"$f":"(DmYear!$M$6*(Unit!H$318/100)/DB!M$5)*(Unit!AI370/100)*1000","v":0},{"$f":"(DmYear!$M$6*(Unit!I$318/100)/DB!N$5)*(Unit!AJ370/100)*1000","v":0},{"$f":"(DmYear!$M$6*(Unit!J$318/100)/DB!O$5)*(Unit!AK370/100)*1000","v":0},{"$f":"(DmYear!$M$6*(Unit!K$318/100)/DB!P$5)*(Unit!AL370/100)*1000","v":0},{"$f":"(DmYear!$M$6*(Unit!L$318/100)/DB!Q$5)*(Unit!AM370/100)*1000","v":0},{"$f":"(DmYear!$M$6*(Unit!M$318/100)/DB!R$5)*(Unit!AN370/100)*1000","v":0},{"$f":"(DmYear!$M$6*(Unit!N$318/100)/DB!S$5)*(Unit!AO370/100)*1000","v":0},"-",null,null,7,0,0,0,0,0,0,0,0,0,0,0,0,null,null,7,0,0,0,0,0,0,0,0,0,0,0,0,null,null,7,0,0,0,0,0,0,0,0,0,0,0,0,null,null,null,null,7,{"$f":"(DmYear!$M$33*(Unit!C$316/100)/DB!H$3)*(Unit!B370/100)*1000","v":0},{"$f":"(DmYear!$M$33*(Unit!D$316/100)/DB!I$3)*(Unit!C370/100)*1000","v":0},{"$f":"(DmYear!$M$33*(Unit!E$316/100)/DB!J$3)*(Unit!D370/100)*1000","v":0},{"$f":"(DmYear!$M$33*(Unit!F$316/100)/DB!K$3)*(Unit!E370/100)*1000","v":0},{"$f":"(DmYear!$M$33*(Unit!G$316/100)/DB!L$3)*(Unit!F370/100)*1000","v":0},{"$f":"(DmYear!$M$33*(Unit!H$316/100)/DB!M$3)*(Unit!G370/100)*1000","v":0},{"$f":"(DmYear!$M$33*(Unit!I$316/100)/DB!N$3)*(Unit!H370/100)*1000","v":0},{"$f":"(DmYear!$M$33*(Unit!J$316/100)/DB!O$3)*(Unit!I370/100)*1000","v":0},{"$f":"(DmYear!$M$33*(Unit!K$316/100)/DB!P$3)*(Unit!J370/100)*1000","v":0},{"$f":"(DmYear!$M$33*(Unit!L$316/100)/DB!Q$3)*(Unit!K370/100)*1000","v":0},{"$f":"(DmYear!$M$33*(Unit!M$316/100)/DB!R$3)*(Unit!L370/100)*1000","v":0},{"$f":"(DmYear!$M$33*(Unit!N$316/100)/DB!S$3)*(Unit!M370/100)*1000","v":0},"-",null,7,{"$f":"(DmYear!$M$33*(Unit!C$317/100)/DB!H$4)*(Unit!P370/100)*1000","v":0},{"$f":"(DmYear!$M$33*(Unit!D$317/100)/DB!I$4)*(Unit!Q370/100)*1000","v":0},{"$f":"(DmYear!$M$33*(Unit!E$317/100)/DB!J$4)*(Unit!R370/100)*1000","v":0},{"$f":"(DmYear!$M$33*(Unit!F$317/100)/DB!K$4)*(Unit!S370/100)*1000","v":0},{"$f":"(DmYear!$M$33*(Unit!G$317/100)/DB!L$4)*(Unit!T370/100)*1000","v":0},{"$f":"(DmYear!$M$33*(Unit!H$317/100)/DB!M$4)*(Unit!U370/100)*1000","v":0},{"$f":"(DmYear!$M$33*(Unit!I$317/100)/DB!N$4)*(Unit!V370/100)*1000","v":0},{"$f":"(DmYear!$M$33*(Unit!J$317/100)/DB!O$4)*(Unit!W370/100)*1000","v":0},{"$f":"(DmYear!$M$33*(Unit!K$317/100)/DB!P$4)*(Unit!X370/100)*1000","v":0},{"$f":"(DmYear!$M$33*(Unit!L$317/100)/DB!Q$4)*(Unit!Y370/100)*1000","v":0},{"$f":"(DmYear!$M$33*(Unit!M$317/100)/DB!R$4)*(Unit!Z370/100)*1000","v":0},{"$f":"(DmYear!$M$33*(Unit!N$317/100)/DB!S$4)*(Unit!AA370/100)*1000","v":0},"-",null,7,{"$f":"(DmYear!$M$33*(Unit!C$318/100)/DB!H$5)*(Unit!AD370/100)*1000","v":0},{"$f":"(DmYear!$M$33*(Unit!D$318/100)/DB!I$5)*(Unit!AE370/100)*1000","v":0},{"$f":"(DmYear!$M$33*(Unit!E$318/100)/DB!J$5)*(Unit!AF370/100)*1000","v":0},{"$f":"(DmYear!$M$33*(Unit!F$318/100)/DB!K$5)*(Unit!AG370/100)*1000","v":0},{"$f":"(DmYear!$M$33*(Unit!G$318/100)/DB!L$5)*(Unit!AH370/100)*1000","v":0},{"$f":"(DmYear!$M$33*(Unit!H$318/100)/DB!M$5)*(Unit!AI370/100)*1000","v":0},{"$f":"(DmYear!$M$33*(Unit!I$318/100)/DB!N$5)*(Unit!AJ370/100)*1000","v":0},{"$f":"(DmYear!$M$33*(Unit!J$318/100)/DB!O$5)*(Unit!AK370/100)*1000","v":0},{"$f":"(DmYear!$M$33*(Unit!K$318/100)/DB!P$5)*(Unit!AL370/100)*1000","v":0},{"$f":"(DmYear!$M$33*(Unit!L$318/100)/DB!Q$5)*(Unit!AM370/100)*1000","v":0},{"$f":"(DmYear!$M$33*(Unit!M$318/100)/DB!R$5)*(Unit!AN370/100)*1000","v":0},{"$f":"(DmYear!$M$33*(Unit!N$318/100)/DB!S$5)*(Unit!AO370/100)*1000","v":0},"-",null,null,7,0,0,0,0,0,0,0,0,0,0,0,0,null,null,7,0,0,0,0,0,0,0,0,0,0,0,0,null,null,7,0,0,0,0,0,0,0,0,0,0,0,0]
[null,11,{"$f":"(DmYear!$M$6*(Unit!C$316/100)/DB!H$3)*(Unit!B374/100)*1000","v":0},{"$f":"(DmYear!$M$6*(Unit!D$316/100)/DB!I$3)*(Unit!C374/100)*1000","v":0},{"$f":"(DmYear!$M$6*(Unit!E$316/100)/DB!J$3)*(Unit!D374/100)*1000","v":0},{"$f":"(DmYear!$M$6*(Unit!F$316/100)/DB!K$3)*(Unit!E374/100)*1000","v":0},{"$f":"(DmYear!$M$6*(Unit!G$316/100)/DB!L$3)*(Unit!F374/100)*1000","v":0},{"$f":"(DmYear!$M$6*(Unit!H$316/100)/DB!M$3)*(Unit!G374/100)*1000","v":0},{"$f":"(DmYear!$M$6*(Unit!I$316/100)/DB!N$3)*(Unit!H374/100)*1000","v":0},{"$f":"(DmYear!$M$6*(Unit!J$316/100)/DB!O$3)*(Unit!I374/100)*1000","v":0},{"$f":"(DmYear!$M$6*(Unit!K$316/100)/DB!P$3)*(Unit!J374/100)*1000","v":0},{"$f":"(DmYear!$M$6*(Unit!L$316/100)/DB!Q$3)*(Unit!K374/100)*1000","v":0},{"$f":"(DmYear!$M$6*(Unit!M$316/100)/DB!R$3)*(Unit!L374/100)*1000","v":0},{"$f":"(DmYear!$M$6*(Unit!N$316/100)/DB!S$3)*(Unit!M374/100)*1000","v":0},"-",null,11,{"$f":"(DmYear!$M$6*(Unit!C$317/100)/DB!H$4)*(Unit!P374/100)*1000","v":0},{"$f":"(DmYear!$M$6*(Unit!D$317/100)/DB!I$4)*(Unit!Q374/100)*1000","v":0},{"$f":"(DmYear!$M$6*(Unit!E$317/100)/DB!J$4)*(Unit!R374/100)*1000","v":0},{"$f":"(DmYear!$M$6*(Unit!F$317/100)/DB!K$4)*(Unit!S374/100)*1000","v":0},{"$f":"(DmYear!$M$6*(Unit!G$317/100)/DB!L$4)*(Unit!T374/100)*1000","v":0},{"$f":"(DmYear!$M$6*(Unit!H$317/100)/DB!M$4)*(Unit!U374/100)*1000","v":0},{"$f":"(DmYear!$M$6*(Unit!I$317/100)/DB!N$4)*(Unit!V374/100)*1000","v":0},{"$f":"(DmYear!$M$6*(Unit!J$317/100)/DB!O$4)*(Unit!W374/100)*1000","v":0},{"$f":"(DmYear!$M$6*(Unit!K$317/100)/DB!P$4)*(Unit!X374/100)*1000","v":0},{"$f":"(DmYear!$M$6*(Unit!L$317/100)/DB!Q$4)*(Unit!Y374/100)*1000","v":0},{"$f":"(DmYear!$M$6*(Unit!M$317/100)/DB!R$4)*(Unit!Z374/100)*1000","v":0},{"$f":"(DmYear!$M$6*(Unit!N$317/100)/DB!S$4)*(Unit!AA374/100)*1000","v":0},"-",null,11,{"$f":"(DmYear!$M$6*(Unit!C$318/100)/DB!H$5)*(Unit!AD374/100)*1000","v":0},{"$f":"(DmYear!$M$6*(Unit!D$318/100)/DB!I$5)*(Unit!AE374/100)*1000","v":0},{"$f":"(DmYear!$M$6*(Unit!E$318/100)/DB!J$5)*(Unit!AF374/100)*1000","v":0},{"$f":"(DmYear!$M$6*(Unit!F$318/100)/DB!K$5)*(Unit!AG374/100)*1000","v":0},{"$f":"(DmYear!$M$6*(Unit!G$318/100)/DB!L$5)*(Unit!AH374/100)*1000","v":0},{"$f":"(DmYear!$M$6*(Unit!H$318/100)/DB!M$5)*(Unit!AI374/100)*1000","v":0},{"$f":"(DmYear!$M$6*(Unit!I$318/100)/DB!N$5)*(Unit!AJ374/100)*1000","v":0},{"$f":"(DmYear!$M$6*(Unit!J$318/100)/DB!O$5)*(Unit!AK374/100)*1000","v":0},{"$f":"(DmYear!$M$6*(Unit!K$318/100)/DB!P$5)*(Unit!AL374/100)*1000","v":0},{"$f":"(DmYear!$M$6*(Unit!L$318/100)/DB!Q$5)*(Unit!AM374/100)*1000","v":0},{"$f":"(DmYear!$M$6*(Unit!M$318/100)/DB!R$5)*(Unit!AN374/100)*1000","v":0},{"$f":"(DmYear!$M$6*(Unit!N$318/100)/DB!S$5)*(Unit!AO374/100)*1000","v":0},"-",null,null,11,0,0,0,0,0,0,0,0,0,0,0,0,null,null,11,0,0,0,0,0,0,0,0,0,0,0,0,null,null,11,0,0,0,0,0,0,0,0,0,0,0,0,null,null,null,null,11,{"$f":"(DmYear!$M$33*(Unit!C$316/100)/DB!H$3)*(Unit!B374/100)*1000","v":0},{"$f":"(DmYear!$M$33*(Unit!D$316/100)/DB!I$3)*(Unit!C374/100)*1000","v":0},{"$f":"(DmYear!$M$33*(Unit!E$316/100)/DB!J$3)*(Unit!D374/100)*1000","v":0},{"$f":"(DmYear!$M$33*(Unit!F$316/100)/DB!K$3)*(Unit!E374/100)*1000","v":0},{"$f":"(DmYear!$M$33*(Unit!G$316/100)/DB!L$3)*(Unit!F374/100)*1000","v":0},{"$f":"(DmYear!$M$33*(Unit!H$316/100)/DB!M$3)*(Unit!G374/100)*1000","v":0},{"$f":"(DmYear!$M$33*(Unit!I$316/100)/DB!N$3)*(Unit!H374/100)*1000","v":0},{"$f":"(DmYear!$M$33*(Unit!J$316/100)/DB!O$3)*(Unit!I374/100)*1000","v":0},{"$f":"(DmYear!$M$33*(Unit!K$316/100)/DB!P$3)*(Unit!J374/100)*1000","v":0},{"$f":"(DmYear!$M$33*(Unit!L$316/100)/DB!Q$3)*(Unit!K374/100)*1000","v":0},{"$f":"(DmYear!$M$33*(Unit!M$316/100)/DB!R$3)*(Unit!L374/100)*1000","v":0},{"$f":"(DmYear!$M$33*(Unit!N$316/100)/DB!S$3)*(Unit!M374/100)*1000","v":0},"-",null,11,{"$f":"(DmYear!$M$33*(Unit!C$317/100)/DB!H$4)*(Unit!P374/100)*1000","v":0},{"$f":"(DmYear!$M$33*(Unit!D$317/100)/DB!I$4)*(Unit!Q374/100)*1000","v":0},{"$f":"(DmYear!$M$33*(Unit!E$317/100)/DB!J$4)*(Unit!R374/100)*1000","v":0},{"$f":"(DmYear!$M$33*(Unit!F$317/100)/DB!K$4)*(Unit!S374/100)*1000","v":0},{"$f":"(DmYear!$M$33*(Unit!G$317/100)/DB!L$4)*(Unit!T374/100)*1000","v":0},{"$f":"(DmYear!$M$33*(Unit!H$317/100)/DB!M$4)*(Unit!U374/100)*1000","v":0},{"$f":"(DmYear!$M$33*(Unit!I$317/100)/DB!N$4)*(Unit!V374/100)*1000","v":0},{"$f":"(DmYear!$M$33*(Unit!J$317/100)/DB!O$4)*(Unit!W374/100)*1000","v":0},{"$f":"(DmYear!$M$33*(Unit!K$317/100)/DB!P$4)*(Unit!X374/100)*1000","v":0},{"$f":"(DmYear!$M$33*(Unit!L$317/100)/DB!Q$4)*(Unit!Y374/100)*1000","v":0},{"$f":"(DmYear!$M$33*(Unit!M$317/100)/DB!R$4)*(Unit!Z374/100)*1000","v":0},{"$f":"(DmYear!$M$33*(Unit!N$317/100)/DB!S$4)*(Unit!AA374/100)*1000","v":0},"-",null,11,{"$f":"(DmYear!$M$33*(Unit!C$318/100)/DB!H$5)*(Unit!AD374/100)*1000","v":0},{"$f":"(DmYear!$M$33*(Unit!D$318/100)/DB!I$5)*(Unit!AE374/100)*1000","v":0},{"$f":"(DmYear!$M$33*(Unit!E$318/100)/DB!J$5)*(Unit!AF374/100)*1000","v":0},{"$f":"(DmYear!$M$33*(Unit!F$318/100)/DB!K$5)*(Unit!AG374/100)*1000","v":0},{"$f":"(DmYear!$M$33*(Unit!G$318/100)/DB!L$5)*(Unit!AH374/100)*1000","v":0},{"$f":"(DmYear!$M$33*(Unit!H$318/100)/DB!M$5)*(Unit!AI374/100)*1000","v":0},{"$f":"(DmYear!$M$33*(Unit!I$318/100)/DB!N$5)*(Unit!AJ374/100)*1000","v":0},{"$f":"(DmYear!$M$33*(Unit!J$318/100)/DB!O$5)*(Unit!AK374/100)*1000","v":0},{"$f":"(DmYear!$M$33*(Unit!K$318/100)/DB!P$5)*(Unit!AL374/100)*1000","v":0},{"$f":"(DmYear!$M$33*(Unit!L$318/100)/DB!Q$5)*(Unit!AM374/100)*1000","v":0},{"$f":"(DmYear!$M$33*(Unit!M$318/100)/DB!R$5)*(Unit!AN374/100)*1000","v":0},{"$f":"(DmYear!$M$33*(Unit!N$318/100)/DB!S$5)*(Unit!AO374/100)*1000","v":0},"-",null,null,11,0,0,0,0,0,0,0,0,0,0,0,0,null,null,11,0,0,0,0,0,0,0,0,0,0,0,0,null,null,11,0,0,0,0,0,0,0,0,0,0,0,0]
[null,12,{"$f":"(DmYear!$M$6*(Unit!C$316/100)/DB!H$3)*(Unit!B375/100)*1000","v":0},{"$f":"(DmYear!$M$6*(Unit!D$316/100)/DB!I$3)*(Unit!C375/100)*1000","v":0},{"$f":"(DmYear!$M$6*(Unit!E$316/100)/DB!J$3)*(Unit!D375/100)*1000","v":0},{"$f":"(DmYear!$M$6*(Unit!F$316/100)/DB!K$3)*(Unit!E375/100)*1000","v":0},{"$f":"(DmYear!$M$6*(Unit!G$316/100)/DB!L$3)*(Unit!F375/100)*1000","v":0},{"$f":"(DmYear!$M$6*(Unit!H$316/100)/DB!M$3)*(Unit!G375/100)*1000","v":0},{"$f":"(DmYear!$M$6*(Unit!I$316/100)/DB!N$3)*(Unit!H375/100)*1000","v":0},{"$f":"(DmYear!$M$6*(Unit!J$316/100)/DB!O$3)*(Unit!I375/100)*1000","v":0},{"$f":"(DmYear!$M$6*(Unit!K$316/100)/DB!P$3)*(Unit!J375/100)*1000","v":0},{"$f":"(DmYear!$M$6*(Unit!L$316/100)/DB!Q$3)*(Unit!K375/100)*1000","v":0},{"$f":"(DmYear!$M$6*(Unit!M$316/100)/DB!R$3)*(Unit!L375/100)*1000","v":0},{"$f":"(DmYear!$M$6*(Unit!N$316/100)/DB!S$3)*(Unit!M375/100)*1000","v":0},"-",null,12,{"$f":"(DmYear!$M$6*(Unit!C$317/100)/DB!H$4)*(Unit!P375/100)*1000","v":0},{"$f":"(DmYear!$M$6*(Unit!D$317/100)/DB!I$4)*(Unit!Q375/100)*1000","v":0},{"$f":"(DmYear!$M$6*(Unit!E$317/100)/DB!J$4)*(Unit!R375/100)*1000","v":0},{"$f":"(DmYear!$M$6*(Unit!F$317/100)/DB!K$4)*(Unit!S375/100)*1000","v":0},{"$f":"(DmYear!$M$6*(Unit!G$317/100)/DB!L$4)*(Unit!T375/100)*1000","v":0},{"$f":"(DmYear!$M$6*(Unit!H$317/100)/DB!M$4)*(Unit!U375/100)*1000","v":0},{"$f":"(DmYear!$M$6*(Unit!I$317/100)/DB!N$4)*(Unit!V375/100)*1000","v":0},{"$f":"(DmYear!$M$6*(Unit!J$317/100)/DB!O$4)*(Unit!W375/100)*1000","v":0},{"$f":"(DmYear!$M$6*(Unit!K$317/100)/DB!P$4)*(Unit!X375/100)*1000","v":0},{"$f":"(DmYear!$M$6*(Unit!L$317/100)/DB!Q$4)*(Unit!Y375/100)*1000","v":0},{"$f":"(DmYear!$M$6*(Unit!M$317/100)/DB!R$4)*(Unit!Z375/100)*1000","v":0},{"$f":"(DmYear!$M$6*(Unit!N$317/100)/DB!S$4)*(Unit!AA375/100)*1000","v":0},"-",null,12,{"$f":"(DmYear!$M$6*(Unit!C$318/100)/DB!H$5)*(Unit!AD375/100)*1000","v":0},{"$f":"(DmYear!$M$6*(Unit!D$318/100)/DB!I$5)*(Unit!AE375/100)*1000","v":0},{"$f":"(DmYear!$M$6*(Unit!E$318/100)/DB!J$5)*(Unit!AF375/100)*1000","v":0},{"$f":"(DmYear!$M$6*(Unit!F$318/100)/DB!K$5)*(Unit!AG375/100)*1000","v":0},{"$f":"(DmYear!$M$6*(Unit!G$318/100)/DB!L$5)*(Unit!AH375/100)*1000","v":0},{"$f":"(DmYear!$M$6*(Unit!H$318/100)/DB!M$5)*(Unit!AI375/100)*1000","v":0},{"$f":"(DmYear!$M$6*(Unit!I$318/100)/DB!N$5)*(Unit!AJ375/100)*1000","v":0},{"$f":"(DmYear!$M$6*(Unit!J$318/100)/DB!O$5)*(Unit!AK375/100)*1000","v":0},{"$f":"(DmYear!$M$6*(Unit!K$318/100)/DB!P$5)*(Unit!AL375/100)*1000","v":0},{"$f":"(DmYear!$M$6*(Unit!L$318/100)/DB!Q$5)*(Unit!AM375/100)*1000","v":0},{"$f":"(DmYear!$M$6*(Unit!M$318/100)/DB!R$5)*(Unit!AN375/100)*1000","v":0},{"$f":"(DmYear!$M$6*(Unit!N$318/100)/DB!S$5)*(Unit!AO375/100)*1000","v":0},"-",null,null,12,0,0,0,0,0,0,0,0,0,0,0,0,null,null,12,0,0,0,0,0,0,0,0,0,0,0,0,null,null,12,0,0,0,0,0,0,0,0,0,0,0,0,null,null,null,null,12,{"$f":"(DmYear!$M$33*(Unit!C$316/100)/DB!H$3)*(Unit!B375/100)*1000","v":0},{"$f":"(DmYear!$M$33*(Unit!D$316/100)/DB!I$3)*(Unit!C375/100)*1000","v":0},{"$f":"(DmYear!$M$33*(Unit!E$316/100)/DB!J$3)*(Unit!D375/100)*1000","v":0},{"$f":"(DmYear!$M$33*(Unit!F$316/100)/DB!K$3)*(Unit!E375/100)*1000","v":0},{"$f":"(DmYear!$M$33*(Unit!G$316/100)/DB!L$3)*(Unit!F375/100)*1000","v":0},{"$f":"(DmYear!$M$33*(Unit!H$316/100)/DB!M$3)*(Unit!G375/100)*1000","v":0},{"$f":"(DmYear!$M$33*(Unit!I$316/100)/DB!N$3)*(Unit!H375/100)*1000","v":0},{"$f":"(DmYear!$M$33*(Unit!J$316/100)/DB!O$3)*(Unit!I375/100)*1000","v":0},{"$f":"(DmYear!$M$33*(Unit!K$316/100)/DB!P$3)*(Unit!J375/100)*1000","v":0},{"$f":"(DmYear!$M$33*(Unit!L$316/100)/DB!Q$3)*(Unit!K375/100)*1000","v":0},{"$f":"(DmYear!$M$33*(Unit!M$316/100)/DB!R$3)*(Unit!L375/100)*1000","v":0},{"$f":"(DmYear!$M$33*(Unit!N$316/100)/DB!S$3)*(Unit!M375/100)*1000","v":0},"-",null,12,{"$f":"(DmYear!$M$33*(Unit!C$317/100)/DB!H$4)*(Unit!P375/100)*1000","v":0},{"$f":"(DmYear!$M$33*(Unit!D$317/100)/DB!I$4)*(Unit!Q375/100)*1000","v":0},{"$f":"(DmYear!$M$33*(Unit!E$317/100)/DB!J$4)*(Unit!R375/100)*1000","v":0},{"$f":"(DmYear!$M$33*(Unit!F$317/100)/DB!K$4)*(Unit!S375/100)*1000","v":0},{"$f":"(DmYear!$M$33*(Unit!G$317/100)/DB!L$4)*(Unit!T375/100)*1000","v":0},{"$f":"(DmYear!$M$33*(Unit!H$317/100)/DB!M$4)*(Unit!U375/100)*1000","v":0},{"$f":"(DmYear!$M$33*(Unit!I$317/100)/DB!N$4)*(Unit!V375/100)*1000","v":0},{"$f":"(DmYear!$M$33*(Unit!J$317/100)/DB!O$4)*(Unit!W375/100)*1000","v":0},{"$f":"(DmYear!$M$33*(Unit!K$317/100)/DB!P$4)*(Unit!X375/100)*1000","v":0},{"$f":"(DmYear!$M$33*(Unit!L$317/100)/DB!Q$4)*(Unit!Y375/100)*1000","v":0},{"$f":"(DmYear!$M$33*(Unit!M$317/100)/DB!R$4)*(Unit!Z375/100)*1000","v":0},{"$f":"(DmYear!$M$33*(Unit!N$317/100)/DB!S$4)*(Unit!AA375/100)*1000","v":0},"-",null,12,{"$f":"(DmYear!$M$33*(Unit!C$318/100)/DB!H$5)*(Unit!AD375/100)*1000","v":0},{"$f":"(DmYear!$M$33*(Unit!D$318/100)/DB!I$5)*(Unit!AE375/100)*1000","v":0},{"$f":"(DmYear!$M$33*(Unit!E$318/100)/DB!J$5)*(Unit!AF375/100)*1000","v":0},{"$f":"(DmYear!$M$33*(Unit!F$318/100)/DB!K$5)*(Unit!AG375/100)*1000","v":0},{"$f":"(DmYear!$M$33*(Unit!G$318/100)/DB!L$5)*(Unit!AH375/100)*1000","v":0},{"$f":"(DmYear!$M$33*(Unit!H$318/100)/DB!M$5)*(Unit!AI375/100)*1000","v":0},{"$f":"(DmYear!$M$33*(Unit!I$318/100)/DB!N$5)*(Unit!AJ375/100)*1000","v":0},{"$f":"(DmYear!$M$33*(Unit!J$318/100)/DB!O$5)*(Unit!AK375/100)*1000","v":0},{"$f":"(DmYear!$M$33*(Unit!K$318/100)/DB!P$5)*(Unit!AL375/100)*1000","v":0},{"$f":"(DmYear!$M$33*(Unit!L$318/100)/DB!Q$5)*(Unit!AM375/100)*1000","v":0},{"$f":"(DmYear!$M$33*(Unit!M$318/100)/DB!R$5)*(Unit!AN375/100)*1000","v":0},{"$f":"(DmYear!$M$33*(Unit!N$318/100)/DB!S$5)*(Unit!AO375/100)*1000","v":0},"-",null,null,12,0,0,0,0,0,0,0,0,0,0,0,0,null,null,12,0,0,0,0,0,0,0,0,0,0,0,0,null,null,12,0,0,0,0,0,0,0,0,0,0,0,0]
[null,15,{"$f":"(DmYear!$M$6*(Unit!C$316/100)/DB!H$3)*(Unit!B378/100)*1000","v":0},{"$f":"(DmYear!$M$6*(Unit!D$316/100)/DB!I$3)*(Unit!C378/100)*1000","v":0},{"$f":"(DmYear!$M$6*(Unit!E$316/100)/DB!J$3)*(Unit!D378/100)*1000","v":0},{"$f":"(DmYear!$M$6*(Unit!F$316/100)/DB!K$3)*(Unit!E378/100)*1000","v":0},{"$f":"(DmYear!$M$6*(Unit!G$316/100)/DB!L$3)*(Unit!F378/100)*1000","v":0},{"$f":"(DmYear!$M$6*(Unit!H$316/100)/DB!M$3)*(Unit!G378/100)*1000","v":0},{"$f":"(DmYear!$M$6*(Unit!I$316/100)/DB!N$3)*(Unit!H378/100)*1000","v":0},{"$f":"(DmYear!$M$6*(Unit!J$316/100)/DB!O$3)*(Unit!I378/100)*1000","v":0},{"$f":"(DmYear!$M$6*(Unit!K$316/100)/DB!P$3)*(Unit!J378/100)*1000","v":0},{"$f":"(DmYear!$M$6*(Unit!L$316/100)/DB!Q$3)*(Unit!K378/100)*1000","v":0},{"$f":"(DmYear!$M$6*(Unit!M$316/100)/DB!R$3)*(Unit!L378/100)*1000","v":0},{"$f":"(DmYear!$M$6*(Unit!N$316/100)/DB!S$3)*(Unit!M378/100)*1000","v":0},"-",null,15,{"$f":"(DmYear!$M$6*(Unit!C$317/100)/DB!H$4)*(Unit!P378/100)*1000","v":0},{"$f":"(DmYear!$M$6*(Unit!D$317/100)/DB!I$4)*(Unit!Q378/100)*1000","v":0},{"$f":"(DmYear!$M$6*(Unit!E$317/100)/DB!J$4)*(Unit!R378/100)*1000","v":0},{"$f":"(DmYear!$M$6*(Unit!F$317/100)/DB!K$4)*(Unit!S378/100)*1000","v":0},{"$f":"(DmYear!$M$6*(Unit!G$317/100)/DB!L$4)*(Unit!T378/100)*1000","v":0},{"$f":"(DmYear!$M$6*(Unit!H$317/100)/DB!M$4)*(Unit!U378/100)*1000","v":0},{"$f":"(DmYear!$M$6*(Unit!I$317/100)/DB!N$4)*(Unit!V378/100)*1000","v":0},{"$f":"(DmYear!$M$6*(Unit!J$317/100)/DB!O$4)*(Unit!W378/100)*1000","v":0},{"$f":"(DmYear!$M$6*(Unit!K$317/100)/DB!P$4)*(Unit!X378/100)*1000","v":0},{"$f":"(DmYear!$M$6*(Unit!L$317/100)/DB!Q$4)*(Unit!Y378/100)*1000","v":0},{"$f":"(DmYear!$M$6*(Unit!M$317/100)/DB!R$4)*(Unit!Z378/100)*1000","v":0},{"$f":"(DmYear!$M$6*(Unit!N$317/100)/DB!S$4)*(Unit!AA378/100)*1000","v":0},"-",null,15,{"$f":"(DmYear!$M$6*(Unit!C$318/100)/DB!H$5)*(Unit!AD378/100)*1000","v":0},{"$f":"(DmYear!$M$6*(Unit!D$318/100)/DB!I$5)*(Unit!AE378/100)*1000","v":0},{"$f":"(DmYear!$M$6*(Unit!E$318/100)/DB!J$5)*(Unit!AF378/100)*1000","v":0},{"$f":"(DmYear!$M$6*(Unit!F$318/100)/DB!K$5)*(Unit!AG378/100)*1000","v":0},{"$f":"(DmYear!$M$6*(Unit!G$318/100)/DB!L$5)*(Unit!AH378/100)*1000","v":0},{"$f":"(DmYear!$M$6*(Unit!H$318/100)/DB!M$5)*(Unit!AI378/100)*1000","v":0},{"$f":"(DmYear!$M$6*(Unit!I$318/100)/DB!N$5)*(Unit!AJ378/100)*1000","v":0},{"$f":"(DmYear!$M$6*(Unit!J$318/100)/DB!O$5)*(Unit!AK378/100)*1000","v":0},{"$f":"(DmYear!$M$6*(Unit!K$318/100)/DB!P$5)*(Unit!AL378/100)*1000","v":0},{"$f":"(DmYear!$M$6*(Unit!L$318/100)/DB!Q$5)*(Unit!AM378/100)*1000","v":0},{"$f":"(DmYear!$M$6*(Unit!M$318/100)/DB!R$5)*(Unit!AN378/100)*1000","v":0},{"$f":"(DmYear!$M$6*(Unit!N$318/100)/DB!S$5)*(Unit!AO378/100)*1000","v":0},"-",null,null,15,0,0,0,0,0,0,0,0,0,0,0,0,null,null,15,0,0,0,0,0,0,0,0,0,0,0,0,null,null,15,0,0,0,0,0,0,0,0,0,0,0,0,null,null,null,null,15,{"$f":"(DmYear!$M$33*(Unit!C$316/100)/DB!H$3)*(Unit!B378/100)*1000","v":0},{"$f":"(DmYear!$M$33*(Unit!D$316/100)/DB!I$3)*(Unit!C378/100)*1000","v":0},{"$f":"(DmYear!$M$33*(Unit!E$316/100)/DB!J$3)*(Unit!D378/100)*1000","v":0},{"$f":"(DmYear!$M$33*(Unit!F$316/100)/DB!K$3)*(Unit!E378/100)*1000","v":0},{"$f":"(DmYear!$M$33*(Unit!G$316/100)/DB!L$3)*(Unit!F378/100)*1000","v":0},{"$f":"(DmYear!$M$33*(Unit!H$316/100)/DB!M$3)*(Unit!G378/100)*1000","v":0},{"$f":"(DmYear!$M$33*(Unit!I$316/100)/DB!N$3)*(Unit!H378/100)*1000","v":0},{"$f":"(DmYear!$M$33*(Unit!J$316/100)/DB!O$3)*(Unit!I378/100)*1000","v":0},{"$f":"(DmYear!$M$33*(Unit!K$316/100)/DB!P$3)*(Unit!J378/100)*1000","v":0},{"$f":"(DmYear!$M$33*(Unit!L$316/100)/DB!Q$3)*(Unit!K378/100)*1000","v":0},{"$f":"(DmYear!$M$33*(Unit!M$316/100)/DB!R$3)*(Unit!L378/100)*1000","v":0},{"$f":"(DmYear!$M$33*(Unit!N$316/100)/DB!S$3)*(Unit!M378/100)*1000","v":0},"-",null,15,{"$f":"(DmYear!$M$33*(Unit!C$317/100)/DB!H$4)*(Unit!P378/100)*1000","v":0},{"$f":"(DmYear!$M$33*(Unit!D$317/100)/DB!I$4)*(Unit!Q378/100)*1000","v":0},{"$f":"(DmYear!$M$33*(Unit!E$317/100)/DB!J$4)*(Unit!R378/100)*1000","v":0},{"$f":"(DmYear!$M$33*(Unit!F$317/100)/DB!K$4)*(Unit!S378/100)*1000","v":0},{"$f":"(DmYear!$M$33*(Unit!G$317/100)/DB!L$4)*(Unit!T378/100)*1000","v":0},{"$f":"(DmYear!$M$33*(Unit!H$317/100)/DB!M$4)*(Unit!U378/100)*1000","v":0},{"$f":"(DmYear!$M$33*(Unit!I$317/100)/DB!N$4)*(Unit!V378/100)*1000","v":0},{"$f":"(DmYear!$M$33*(Unit!J$317/100)/DB!O$4)*(Unit!W378/100)*1000","v":0},{"$f":"(DmYear!$M$33*(Unit!K$317/100)/DB!P$4)*(Unit!X378/100)*1000","v":0},{"$f":"(DmYear!$M$33*(Unit!L$317/100)/DB!Q$4)*(Unit!Y378/100)*1000","v":0},{"$f":"(DmYear!$M$33*(Unit!M$317/100)/DB!R$4)*(Unit!Z378/100)*1000","v":0},{"$f":"(DmYear!$M$33*(Unit!N$317/100)/DB!S$4)*(Unit!AA378/100)*1000","v":0},"-",null,15,{"$f":"(DmYear!$M$33*(Unit!C$318/100)/DB!H$5)*(Unit!AD378/100)*1000","v":0},{"$f":"(DmYear!$M$33*(Unit!D$318/100)/DB!I$5)*(Unit!AE378/100)*1000","v":0},{"$f":"(DmYear!$M$33*(Unit!E$318/100)/DB!J$5)*(Unit!AF378/100)*1000","v":0},{"$f":"(DmYear!$M$33*(Unit!F$318/100)/DB!K$5)*(Unit!AG378/100)*1000","v":0},{"$f":"(DmYear!$M$33*(Unit!G$318/100)/DB!L$5)*(Unit!AH378/100)*1000","v":0},{"$f":"(DmYear!$M$33*(Unit!H$318/100)/DB!M$5)*(Unit!AI378/100)*1000","v":0},{"$f":"(DmYear!$M$33*(Unit!I$318/100)/DB!N$5)*(Unit!AJ378/100)*1000","v":0},{"$f":"(DmYear!$M$33*(Unit!J$318/100)/DB!O$5)*(Unit!AK378/100)*1000","v":0},{"$f":"(DmYear!$M$33*(Unit!K$318/100)/DB!P$5)*(Unit!AL378/100)*1000","v":0},{"$f":"(DmYear!$M$33*(Unit!L$318/100)/DB!Q$5)*(Unit!AM378/100)*1000","v":0},{"$f":"(DmYear!$M$33*(Unit!M$318/100)/DB!R$5)*(Unit!AN378/100)*1000","v":0},{"$f":"(DmYear!$M$33*(Unit!N$318/100)/DB!S$5)*(Unit!AO378/100)*1000","v":0},"-",null,null,15,0,0,0,0,0,0,0,0,0,0,0,0,null,null,15,0,0,0,0,0,0,0,0,0,0,0,0,null,null,15,0,0,0,0,0,0,0,0,0,0,0,0]
[null,17,{"$f":"(DmYear!$M$6*(Unit!C$316/100)/DB!H$3)*(Unit!B380/100)*1000","v":0},{"$f":"(DmYear!$M$6*(Unit!D$316/100)/DB!I$3)*(Unit!C380/100)*1000","v":0},{"$f":"(DmYear!$M$6*(Unit!E$316/100)/DB!J$3)*(Unit!D380/100)*1000","v":0},{"$f":"(DmYear!$M$6*(Unit!F$316/100)/DB!K$3)*(Unit!E380/100)*1000","v":0},{"$f":"(DmYear!$M$6*(Unit!G$316/100)/DB!L$3)*(Unit!F380/100)*1000","v":0},{"$f":"(DmYear!$M$6*(Unit!H$316/100)/DB!M$3)*(Unit!G380/100)*1000","v":0},{"$f":"(DmYear!$M$6*(Unit!I$316/100)/DB!N$3)*(Unit!H380/100)*1000","v":0},{"$f":"(DmYear!$M$6*(Unit!J$316/100)/DB!O$3)*(Unit!I380/100)*1000","v":0},{"$f":"(DmYear!$M$6*(Unit!K$316/100)/DB!P$3)*(Unit!J380/100)*1000","v":0},{"$f":"(DmYear!$M$6*(Unit!L$316/100)/DB!Q$3)*(Unit!K380/100)*1000","v":0},{"$f":"(DmYear!$M$6*(Unit!M$316/100)/DB!R$3)*(Unit!L380/100)*1000","v":0},{"$f":"(DmYear!$M$6*(Unit!N$316/100)/DB!S$3)*(Unit!M380/100)*1000","v":0},"-",null,17,{"$f":"(DmYear!$M$6*(Unit!C$317/100)/DB!H$4)*(Unit!P380/100)*1000","v":0},{"$f":"(DmYear!$M$6*(Unit!D$317/100)/DB!I$4)*(Unit!Q380/100)*1000","v":0},{"$f":"(DmYear!$M$6*(Unit!E$317/100)/DB!J$4)*(Unit!R380/100)*1000","v":0},{"$f":"(DmYear!$M$6*(Unit!F$317/100)/DB!K$4)*(Unit!S380/100)*1000","v":0},{"$f":"(DmYear!$M$6*(Unit!G$317/100)/DB!L$4)*(Unit!T380/100)*1000","v":0},{"$f":"(DmYear!$M$6*(Unit!H$317/100)/DB!M$4)*(Unit!U380/100)*1000","v":0},{"$f":"(DmYear!$M$6*(Unit!I$317/100)/DB!N$4)*(Unit!V380/100)*1000","v":0},{"$f":"(DmYear!$M$6*(Unit!J$317/100)/DB!O$4)*(Unit!W380/100)*1000","v":0},{"$f":"(DmYear!$M$6*(Unit!K$317/100)/DB!P$4)*(Unit!X380/100)*1000","v":0},{"$f":"(DmYear!$M$6*(Unit!L$317/100)/DB!Q$4)*(Unit!Y380/100)*1000","v":0},{"$f":"(DmYear!$M$6*(Unit!M$317/100)/DB!R$4)*(Unit!Z380/100)*1000","v":0},{"$f":"(DmYear!$M$6*(Unit!N$317/100)/DB!S$4)*(Unit!AA380/100)*1000","v":0},"-",null,17,{"$f":"(DmYear!$M$6*(Unit!C$318/100)/DB!H$5)*(Unit!AD380/100)*1000","v":0},{"$f":"(DmYear!$M$6*(Unit!D$318/100)/DB!I$5)*(Unit!AE380/100)*1000","v":0},{"$f":"(DmYear!$M$6*(Unit!E$318/100)/DB!J$5)*(Unit!AF380/100)*1000","v":0},{"$f":"(DmYear!$M$6*(Unit!F$318/100)/DB!K$5)*(Unit!AG380/100)*1000","v":0},{"$f":"(DmYear!$M$6*(Unit!G$318/100)/DB!L$5)*(Unit!AH380/100)*1000","v":0},{"$f":"(DmYear!$M$6*(Unit!H$318/100)/DB!M$5)*(Unit!AI380/100)*1000","v":0},{"$f":"(DmYear!$M$6*(Unit!I$318/100)/DB!N$5)*(Unit!AJ380/100)*1000","v":0},{"$f":"(DmYear!$M$6*(Unit!J$318/100)/DB!O$5)*(Unit!AK380/100)*1000","v":0},{"$f":"(DmYear!$M$6*(Unit!K$318/100)/DB!P$5)*(Unit!AL380/100)*1000","v":0},{"$f":"(DmYear!$M$6*(Unit!L$318/100)/DB!Q$5)*(Unit!AM380/100)*1000","v":0},{"$f":"(DmYear!$M$6*(Unit!M$318/100)/DB!R$5)*(Unit!AN380/100)*1000","v":0},{"$f":"(DmYear!$M$6*(Unit!N$318/100)/DB!S$5)*(Unit!AO380/100)*1000","v":0},"-",null,null,17,0,0,0,0,0,0,0,0,0,0,0,0,null,null,17,0,0,0,0,0,0,0,0,0,0,0,0,null,null,17,0,0,0,0,0,0,0,0,0,0,0,0,null,null,null,null,17,{"$f":"(DmYear!$M$33*(Unit!C$316/100)/DB!H$3)*(Unit!B380/100)*1000","v":0},{"$f":"(DmYear!$M$33*(Unit!D$316/100)/DB!I$3)*(Unit!C380/100)*1000","v":0},{"$f":"(DmYear!$M$33*(Unit!E$316/100)/DB!J$3)*(Unit!D380/100)*1000","v":0},{"$f":"(DmYear!$M$33*(Unit!F$316/100)/DB!K$3)*(Unit!E380/100)*1000","v":0},{"$f":"(DmYear!$M$33*(Unit!G$316/100)/DB!L$3)*(Unit!F380/100)*1000","v":0},{"$f":"(DmYear!$M$33*(Unit!H$316/100)/DB!M$3)*(Unit!G380/100)*1000","v":0},{"$f":"(DmYear!$M$33*(Unit!I$316/100)/DB!N$3)*(Unit!H380/100)*1000","v":0},{"$f":"(DmYear!$M$33*(Unit!J$316/100)/DB!O$3)*(Unit!I380/100)*1000","v":0},{"$f":"(DmYear!$M$33*(Unit!K$316/100)/DB!P$3)*(Unit!J380/100)*1000","v":0},{"$f":"(DmYear!$M$33*(Unit!L$316/100)/DB!Q$3)*(Unit!K380/100)*1000","v":0},{"$f":"(DmYear!$M$33*(Unit!M$316/100)/DB!R$3)*(Unit!L380/100)*1000","v":0},{"$f":"(DmYear!$M$33*(Unit!N$316/100)/DB!S$3)*(Unit!M380/100)*1000","v":0},"-",null,17,{"$f":"(DmYear!$M$33*(Unit!C$317/100)/DB!H$4)*(Unit!P380/100)*1000","v":0},{"$f":"(DmYear!$M$33*(Unit!D$317/100)/DB!I$4)*(Unit!Q380/100)*1000","v":0},{"$f":"(DmYear!$M$33*(Unit!E$317/100)/DB!J$4)*(Unit!R380/100)*1000","v":0},{"$f":"(DmYear!$M$33*(Unit!F$317/100)/DB!K$4)*(Unit!S380/100)*1000","v":0},{"$f":"(DmYear!$M$33*(Unit!G$317/100)/DB!L$4)*(Unit!T380/100)*1000","v":0},{"$f":"(DmYear!$M$33*(Unit!H$317/100)/DB!M$4)*(Unit!U380/100)*1000","v":0},{"$f":"(DmYear!$M$33*(Unit!I$317/100)/DB!N$4)*(Unit!V380/100)*1000","v":0},{"$f":"(DmYear!$M$33*(Unit!J$317/100)/DB!O$4)*(Unit!W380/100)*1000","v":0},{"$f":"(DmYear!$M$33*(Unit!K$317/100)/DB!P$4)*(Unit!X380/100)*1000","v":0},{"$f":"(DmYear!$M$33*(Unit!L$317/100)/DB!Q$4)*(Unit!Y380/100)*1000","v":0},{"$f":"(DmYear!$M$33*(Unit!M$317/100)/DB!R$4)*(Unit!Z380/100)*1000","v":0},{"$f":"(DmYear!$M$33*(Unit!N$317/100)/DB!S$4)*(Unit!AA380/100)*1000","v":0},"-",null,17,{"$f":"(DmYear!$M$33*(Unit!C$318/100)/DB!H$5)*(Unit!AD380/100)*1000","v":0},{"$f":"(DmYear!$M$33*(Unit!D$318/100)/DB!I$5)*(Unit!AE380/100)*1000","v":0},{"$f":"(DmYear!$M$33*(Unit!E$318/100)/DB!J$5)*(Unit!AF380/100)*1000","v":0},{"$f":"(DmYear!$M$33*(Unit!F$318/100)/DB!K$5)*(Unit!AG380/100)*1000","v":0},{"$f":"(DmYear!$M$33*(Unit!G$318/100)/DB!L$5)*(Unit!AH380/100)*1000","v":0},{"$f":"(DmYear!$M$33*(Unit!H$318/100)/DB!M$5)*(Unit!AI380/100)*1000","v":0},{"$f":"(DmYear!$M$33*(Unit!I$318/100)/DB!N$5)*(Unit!AJ380/100)*1000","v":0},{"$f":"(DmYear!$M$33*(Unit!J$318/100)/DB!O$5)*(Unit!AK380/100)*1000","v":0},{"$f":"(DmYear!$M$33*(Unit!K$318/100)/DB!P$5)*(Unit!AL380/100)*1000","v":0},{"$f":"(DmYear!$M$33*(Unit!L$318/100)/DB!Q$5)*(Unit!AM380/100)*1000","v":0},{"$f":"(DmYear!$M$33*(Unit!M$318/100)/DB!R$5)*(Unit!AN380/100)*1000","v":0},{"$f":"(DmYear!$M$33*(Unit!N$318/100)/DB!S$5)*(Unit!AO380/100)*1000","v":0},"-",null,null,17,0,0,0,0,0,0,0,0,0,0,0,0,null,null,17,0,0,0,0,0,0,0,0,0,0,0,0,null,null,17,0,0,0,0,0,0,0,0,0,0,0,0]
[null,20,{"$f":"(DmYear!$M$6*(Unit!C$316/100)/DB!H$3)*(Unit!B383/100)*1000","v":0},{"$f":"(DmYear!$M$6*(Unit!D$316/100)/DB!I$3)*(Unit!C383/100)*1000","v":0},{"$f":"(DmYear!$M$6*(Unit!E$316/100)/DB!J$3)*(Unit!D383/100)*1000","v":0},{"$f":"(DmYear!$M$6*(Unit!F$316/100)/DB!K$3)*(Unit!E383/100)*1000","v":0},{"$f":"(DmYear!$M$6*(Unit!G$316/100)/DB!L$3)*(Unit!F383/100)*1000","v":0},{"$f":"(DmYear!$M$6*(Unit!H$316/100)/DB!M$3)*(Unit!G383/100)*1000","v":0},{"$f":"(DmYear!$M$6*(Unit!I$316/100)/DB!N$3)*(Unit!H383/100)*1000","v":0},{"$f":"(DmYear!$M$6*(Unit!J$316/100)/DB!O$3)*(Unit!I383/100)*1000","v":0},{"$f":"(DmYear!$M$6*(Unit!K$316/100)/DB!P$3)*(Unit!J383/100)*1000","v":0},{"$f":"(DmYear!$M$6*(Unit!L$316/100)/DB!Q$3)*(Unit!K383/100)*1000","v":0},{"$f":"(DmYear!$M$6*(Unit!M$316/100)/DB!R$3)*(Unit!L383/100)*1000","v":0},{"$f":"(DmYear!$M$6*(Unit!N$316/100)/DB!S$3)*(Unit!M383/100)*1000","v":0},"-",null,20,{"$f":"(DmYear!$M$6*(Unit!C$317/100)/DB!H$4)*(Unit!P383/100)*1000","v":0},{"$f":"(DmYear!$M$6*(Unit!D$317/100)/DB!I$4)*(Unit!Q383/100)*1000","v":0},{"$f":"(DmYear!$M$6*(Unit!E$317/100)/DB!J$4)*(Unit!R383/100)*1000","v":0},{"$f":"(DmYear!$M$6*(Unit!F$317/100)/DB!K$4)*(Unit!S383/100)*1000","v":0},{"$f":"(DmYear!$M$6*(Unit!G$317/100)/DB!L$4)*(Unit!T383/100)*1000","v":0},{"$f":"(DmYear!$M$6*(Unit!H$317/100)/DB!M$4)*(Unit!U383/100)*1000","v":0},{"$f":"(DmYear!$M$6*(Unit!I$317/100)/DB!N$4)*(Unit!V383/100)*1000","v":0},{"$f":"(DmYear!$M$6*(Unit!J$317/100)/DB!O$4)*(Unit!W383/100)*1000","v":0},{"$f":"(DmYear!$M$6*(Unit!K$317/100)/DB!P$4)*(Unit!X383/100)*1000","v":0},{"$f":"(DmYear!$M$6*(Unit!L$317/100)/DB!Q$4)*(Unit!Y383/100)*1000","v":0},{"$f":"(DmYear!$M$6*(Unit!M$317/100)/DB!R$4)*(Unit!Z383/100)*1000","v":0},{"$f":"(DmYear!$M$6*(Unit!N$317/100)/DB!S$4)*(Unit!AA383/100)*1000","v":0},"-",null,20,{"$f":"(DmYear!$M$6*(Unit!C$318/100)/DB!H$5)*(Unit!AD383/100)*1000","v":0},{"$f":"(DmYear!$M$6*(Unit!D$318/100)/DB!I$5)*(Unit!AE383/100)*1000","v":0},{"$f":"(DmYear!$M$6*(Unit!E$318/100)/DB!J$5)*(Unit!AF383/100)*1000","v":0},{"$f":"(DmYear!$M$6*(Unit!F$318/100)/DB!K$5)*(Unit!AG383/100)*1000","v":0},{"$f":"(DmYear!$M$6*(Unit!G$318/100)/DB!L$5)*(Unit!AH383/100)*1000","v":0},{"$f":"(DmYear!$M$6*(Unit!H$318/100)/DB!M$5)*(Unit!AI383/100)*1000","v":0},{"$f":"(DmYear!$M$6*(Unit!I$318/100)/DB!N$5)*(Unit!AJ383/100)*1000","v":0},{"$f":"(DmYear!$M$6*(Unit!J$318/100)/DB!O$5)*(Unit!AK383/100)*1000","v":0},{"$f":"(DmYear!$M$6*(Unit!K$318/100)/DB!P$5)*(Unit!AL383/100)*1000","v":0},{"$f":"(DmYear!$M$6*(Unit!L$318/100)/DB!Q$5)*(Unit!AM383/100)*1000","v":0},{"$f":"(DmYear!$M$6*(Unit!M$318/100)/DB!R$5)*(Unit!AN383/100)*1000","v":0},{"$f":"(DmYear!$M$6*(Unit!N$318/100)/DB!S$5)*(Unit!AO383/100)*1000","v":0},"-",null,null,20,0,0,0,0,0,0,0,0,0,0,0,0,null,null,20,0,0,0,0,0,0,0,0,0,0,0,0,null,null,20,0,0,0,0,0,0,0,0,0,0,0,0,null,null,null,null,20,{"$f":"(DmYear!$M$33*(Unit!C$316/100)/DB!H$3)*(Unit!B383/100)*1000","v":0},{"$f":"(DmYear!$M$33*(Unit!D$316/100)/DB!I$3)*(Unit!C383/100)*1000","v":0},{"$f":"(DmYear!$M$33*(Unit!E$316/100)/DB!J$3)*(Unit!D383/100)*1000","v":0},{"$f":"(DmYear!$M$33*(Unit!F$316/100)/DB!K$3)*(Unit!E383/100)*1000","v":0},{"$f":"(DmYear!$M$33*(Unit!G$316/100)/DB!L$3)*(Unit!F383/100)*1000","v":0},{"$f":"(DmYear!$M$33*(Unit!H$316/100)/DB!M$3)*(Unit!G383/100)*1000","v":0},{"$f":"(DmYear!$M$33*(Unit!I$316/100)/DB!N$3)*(Unit!H383/100)*1000","v":0},{"$f":"(DmYear!$M$33*(Unit!J$316/100)/DB!O$3)*(Unit!I383/100)*1000","v":0},{"$f":"(DmYear!$M$33*(Unit!K$316/100)/DB!P$3)*(Unit!J383/100)*1000","v":0},{"$f":"(DmYear!$M$33*(Unit!L$316/100)/DB!Q$3)*(Unit!K383/100)*1000","v":0},{"$f":"(DmYear!$M$33*(Unit!M$316/100)/DB!R$3)*(Unit!L383/100)*1000","v":0},{"$f":"(DmYear!$M$33*(Unit!N$316/100)/DB!S$3)*(Unit!M383/100)*1000","v":0},"-",null,20,{"$f":"(DmYear!$M$33*(Unit!C$317/100)/DB!H$4)*(Unit!P383/100)*1000","v":0},{"$f":"(DmYear!$M$33*(Unit!D$317/100)/DB!I$4)*(Unit!Q383/100)*1000","v":0},{"$f":"(DmYear!$M$33*(Unit!E$317/100)/DB!J$4)*(Unit!R383/100)*1000","v":0},{"$f":"(DmYear!$M$33*(Unit!F$317/100)/DB!K$4)*(Unit!S383/100)*1000","v":0},{"$f":"(DmYear!$M$33*(Unit!G$317/100)/DB!L$4)*(Unit!T383/100)*1000","v":0},{"$f":"(DmYear!$M$33*(Unit!H$317/100)/DB!M$4)*(Unit!U383/100)*1000","v":0},{"$f":"(DmYear!$M$33*(Unit!I$317/100)/DB!N$4)*(Unit!V383/100)*1000","v":0},{"$f":"(DmYear!$M$33*(Unit!J$317/100)/DB!O$4)*(Unit!W383/100)*1000","v":0},{"$f":"(DmYear!$M$33*(Unit!K$317/100)/DB!P$4)*(Unit!X383/100)*1000","v":0},{"$f":"(DmYear!$M$33*(Unit!L$317/100)/DB!Q$4)*(Unit!Y383/100)*1000","v":0},{"$f":"(DmYear!$M$33*(Unit!M$317/100)/DB!R$4)*(Unit!Z383/100)*1000","v":0},{"$f":"(DmYear!$M$33*(Unit!N$317/100)/DB!S$4)*(Unit!AA383/100)*1000","v":0},"-",null,20,{"$f":"(DmYear!$M$33*(Unit!C$318/100)/DB!H$5)*(Unit!AD383/100)*1000","v":0},{"$f":"(DmYear!$M$33*(Unit!D$318/100)/DB!I$5)*(Unit!AE383/100)*1000","v":0},{"$f":"(DmYear!$M$33*(Unit!E$318/100)/DB!J$5)*(Unit!AF383/100)*1000","v":0},{"$f":"(DmYear!$M$33*(Unit!F$318/100)/DB!K$5)*(Unit!AG383/100)*1000","v":0},{"$f":"(DmYear!$M$33*(Unit!G$318/100)/DB!L$5)*(Unit!AH383/100)*1000","v":0},{"$f":"(DmYear!$M$33*(Unit!H$318/100)/DB!M$5)*(Unit!AI383/100)*1000","v":0},{"$f":"(DmYear!$M$33*(Unit!I$318/100)/DB!N$5)*(Unit!AJ383/100)*1000","v":0},{"$f":"(DmYear!$M$33*(Unit!J$318/100)/DB!O$5)*(Unit!AK383/100)*1000","v":0},{"$f":"(DmYear!$M$33*(Unit!K$318/100)/DB!P$5)*(Unit!AL383/100)*1000","v":0},{"$f":"(DmYear!$M$33*(Unit!L$318/100)/DB!Q$5)*(Unit!AM383/100)*1000","v":0},{"$f":"(DmYear!$M$33*(Unit!M$318/100)/DB!R$5)*(Unit!AN383/100)*1000","v":0},{"$f":"(DmYear!$M$33*(Unit!N$318/100)/DB!S$5)*(Unit!AO383/100)*1000","v":0},"-",null,null,20,0,0,0,0,0,0,0,0,0,0,0,0,null,null,20,0,0,0,0,0,0,0,0,0,0,0,0,null,null,20,0,0,0,0,0,0,0,0,0,0,0,0]
[null,21,{"$f":"(DmYear!$M$6*(Unit!C$316/100)/DB!H$3)*(Unit!B384/100)*1000","v":0},{"$f":"(DmYear!$M$6*(Unit!D$316/100)/DB!I$3)*(Unit!C384/100)*1000","v":0},{"$f":"(DmYear!$M$6*(Unit!E$316/100)/DB!J$3)*(Unit!D384/100)*1000","v":0},{"$f":"(DmYear!$M$6*(Unit!F$316/100)/DB!K$3)*(Unit!E384/100)*1000","v":0},{"$f":"(DmYear!$M$6*(Unit!G$316/100)/DB!L$3)*(Unit!F384/100)*1000","v":0},{"$f":"(DmYear!$M$6*(Unit!H$316/100)/DB!M$3)*(Unit!G384/100)*1000","v":0},{"$f":"(DmYear!$M$6*(Unit!I$316/100)/DB!N$3)*(Unit!H384/100)*1000","v":0},{"$f":"(DmYear!$M$6*(Unit!J$316/100)/DB!O$3)*(Unit!I384/100)*1000","v":0},{"$f":"(DmYear!$M$6*(Unit!K$316/100)/DB!P$3)*(Unit!J384/100)*1000","v":0},{"$f":"(DmYear!$M$6*(Unit!L$316/100)/DB!Q$3)*(Unit!K384/100)*1000","v":0},{"$f":"(DmYear!$M$6*(Unit!M$316/100)/DB!R$3)*(Unit!L384/100)*1000","v":0},{"$f":"(DmYear!$M$6*(Unit!N$316/100)/DB!S$3)*(Unit!M384/100)*1000","v":0},"-",null,21,{"$f":"(DmYear!$M$6*(Unit!C$317/100)/DB!H$4)*(Unit!P384/100)*1000","v":0},{"$f":"(DmYear!$M$6*(Unit!D$317/100)/DB!I$4)*(Unit!Q384/100)*1000","v":0},{"$f":"(DmYear!$M$6*(Unit!E$317/100)/DB!J$4)*(Unit!R384/100)*1000","v":0},{"$f":"(DmYear!$M$6*(Unit!F$317/100)/DB!K$4)*(Unit!S384/100)*1000","v":0},{"$f":"(DmYear!$M$6*(Unit!G$317/100)/DB!L$4)*(Unit!T384/100)*1000","v":0},{"$f":"(DmYear!$M$6*(Unit!H$317/100)/DB!M$4)*(Unit!U384/100)*1000","v":0},{"$f":"(DmYear!$M$6*(Unit!I$317/100)/DB!N$4)*(Unit!V384/100)*1000","v":0},{"$f":"(DmYear!$M$6*(Unit!J$317/100)/DB!O$4)*(Unit!W384/100)*1000","v":0},{"$f":"(DmYear!$M$6*(Unit!K$317/100)/DB!P$4)*(Unit!X384/100)*1000","v":0},{"$f":"(DmYear!$M$6*(Unit!L$317/100)/DB!Q$4)*(Unit!Y384/100)*1000","v":0},{"$f":"(DmYear!$M$6*(Unit!M$317/100)/DB!R$4)*(Unit!Z384/100)*1000","v":0},{"$f":"(DmYear!$M$6*(Unit!N$317/100)/DB!S$4)*(Unit!AA384/100)*1000","v":0},"-",null,21,{"$f":"(DmYear!$M$6*(Unit!C$318/100)/DB!H$5)*(Unit!AD384/100)*1000","v":0},{"$f":"(DmYear!$M$6*(Unit!D$318/100)/DB!I$5)*(Unit!AE384/100)*1000","v":0},{"$f":"(DmYear!$M$6*(Unit!E$318/100)/DB!J$5)*(Unit!AF384/100)*1000","v":0},{"$f":"(DmYear!$M$6*(Unit!F$318/100)/DB!K$5)*(Unit!AG384/100)*1000","v":0},{"$f":"(DmYear!$M$6*(Unit!G$318/100)/DB!L$5)*(Unit!AH384/100)*1000","v":0},{"$f":"(DmYear!$M$6*(Unit!H$318/100)/DB!M$5)*(Unit!AI384/100)*1000","v":0},{"$f":"(DmYear!$M$6*(Unit!I$318/100)/DB!N$5)*(Unit!AJ384/100)*1000","v":0},{"$f":"(DmYear!$M$6*(Unit!J$318/100)/DB!O$5)*(Unit!AK384/100)*1000","v":0},{"$f":"(DmYear!$M$6*(Unit!K$318/100)/DB!P$5)*(Unit!AL384/100)*1000","v":0},{"$f":"(DmYear!$M$6*(Unit!L$318/100)/DB!Q$5)*(Unit!AM384/100)*1000","v":0},{"$f":"(DmYear!$M$6*(Unit!M$318/100)/DB!R$5)*(Unit!AN384/100)*1000","v":0},{"$f":"(DmYear!$M$6*(Unit!N$318/100)/DB!S$5)*(Unit!AO384/100)*1000","v":0},"-",null,null,21,0,0,0,0,0,0,0,0,0,0,0,0,null,null,21,0,0,0,0,0,0,0,0,0,0,0,0,null,null,21,0,0,0,0,0,0,0,0,0,0,0,0,null,null,null,null,21,{"$f":"(DmYear!$M$33*(Unit!C$316/100)/DB!H$3)*(Unit!B384/100)*1000","v":0},{"$f":"(DmYear!$M$33*(Unit!D$316/100)/DB!I$3)*(Unit!C384/100)*1000","v":0},{"$f":"(DmYear!$M$33*(Unit!E$316/100)/DB!J$3)*(Unit!D384/100)*1000","v":0},{"$f":"(DmYear!$M$33*(Unit!F$316/100)/DB!K$3)*(Unit!E384/100)*1000","v":0},{"$f":"(DmYear!$M$33*(Unit!G$316/100)/DB!L$3)*(Unit!F384/100)*1000","v":0},{"$f":"(DmYear!$M$33*(Unit!H$316/100)/DB!M$3)*(Unit!G384/100)*1000","v":0},{"$f":"(DmYear!$M$33*(Unit!I$316/100)/DB!N$3)*(Unit!H384/100)*1000","v":0},{"$f":"(DmYear!$M$33*(Unit!J$316/100)/DB!O$3)*(Unit!I384/100)*1000","v":0},{"$f":"(DmYear!$M$33*(Unit!K$316/100)/DB!P$3)*(Unit!J384/100)*1000","v":0},{"$f":"(DmYear!$M$33*(Unit!L$316/100)/DB!Q$3)*(Unit!K384/100)*1000","v":0},{"$f":"(DmYear!$M$33*(Unit!M$316/100)/DB!R$3)*(Unit!L384/100)*1000","v":0},{"$f":"(DmYear!$M$33*(Unit!N$316/100)/DB!S$3)*(Unit!M384/100)*1000","v":0},"-",null,21,{"$f":"(DmYear!$M$33*(Unit!C$317/100)/DB!H$4)*(Unit!P384/100)*1000","v":0},{"$f":"(DmYear!$M$33*(Unit!D$317/100)/DB!I$4)*(Unit!Q384/100)*1000","v":0},{"$f":"(DmYear!$M$33*(Unit!E$317/100)/DB!J$4)*(Unit!R384/100)*1000","v":0},{"$f":"(DmYear!$M$33*(Unit!F$317/100)/DB!K$4)*(Unit!S384/100)*1000","v":0},{"$f":"(DmYear!$M$33*(Unit!G$317/100)/DB!L$4)*(Unit!T384/100)*1000","v":0},{"$f":"(DmYear!$M$33*(Unit!H$317/100)/DB!M$4)*(Unit!U384/100)*1000","v":0},{"$f":"(DmYear!$M$33*(Unit!I$317/100)/DB!N$4)*(Unit!V384/100)*1000","v":0},{"$f":"(DmYear!$M$33*(Unit!J$317/100)/DB!O$4)*(Unit!W384/100)*1000","v":0},{"$f":"(DmYear!$M$33*(Unit!K$317/100)/DB!P$4)*(Unit!X384/100)*1000","v":0},{"$f":"(DmYear!$M$33*(Unit!L$317/100)/DB!Q$4)*(Unit!Y384/100)*1000","v":0},{"$f":"(DmYear!$M$33*(Unit!M$317/100)/DB!R$4)*(Unit!Z384/100)*1000","v":0},{"$f":"(DmYear!$M$33*(Unit!N$317/100)/DB!S$4)*(Unit!AA384/100)*1000","v":0},"-",null,21,{"$f":"(DmYear!$M$33*(Unit!C$318/100)/DB!H$5)*(Unit!AD384/100)*1000","v":0},{"$f":"(DmYear!$M$33*(Unit!D$318/100)/DB!I$5)*(Unit!AE384/100)*1000","v":0},{"$f":"(DmYear!$M$33*(Unit!E$318/100)/DB!J$5)*(Unit!AF384/100)*1000","v":0},{"$f":"(DmYear!$M$33*(Unit!F$318/100)/DB!K$5)*(Unit!AG384/100)*1000","v":0},{"$f":"(DmYear!$M$33*(Unit!G$318/100)/DB!L$5)*(Unit!AH384/100)*1000","v":0},{"$f":"(DmYear!$M$33*(Unit!H$318/100)/DB!M$5)*(Unit!AI384/100)*1000","v":0},{"$f":"(DmYear!$M$33*(Unit!I$318/100)/DB!N$5)*(Unit!AJ384/100)*1000","v":0},{"$f":"(DmYear!$M$33*(Unit!J$318/100)/DB!O$5)*(Unit!AK384/100)*1000","v":0},{"$f":"(DmYear!$M$33*(Unit!K$318/100)/DB!P$5)*(Unit!AL384/100)*1000","v":0},{"$f":"(DmYear!$M$33*(Unit!L$318/100)/DB!Q$5)*(Unit!AM384/100)*1000","v":0},{"$f":"(DmYear!$M$33*(Unit!M$318/100)/DB!R$5)*(Unit!AN384/100)*1000","v":0},{"$f":"(DmYear!$M$33*(Unit!N$318/100)/DB!S$5)*(Unit!AO384/100)*1000","v":0},"-",null,null,21,0,0,0,0,0,0,0,0,0,0,0,0,null,null,21,0,0,0,0,0,0,0,0,0,0,0,0,null,null,21,0,0,0,0,0,0,0,0,0,0,0,0]
[null,"日",{"$f":"DB!$H$3","v":20},{"$f":"DB!$I$3","v":20},{"$f":"DB!$J$3","v":22},{"$f":"DB!$K$3","v":20},{"$f":"DB!$L$3","v":20},{"$f":"DB!$M$3","v":22},{"$f":"DB!$N$3","v":20},{"$f":"DB!$O$3","v":23},{"$f":"DB!$P$3","v":20},{"$f":"DB!$Q$3","v":21},{"$f":"DB!$R$3","v":20},{"$f":"DB!$S$3","v":21},{"$f":"SUM(C388:N388)","v":249},null,"日",{"$f":"DB!$H$4","v":4},{"$f":"DB!$I$4","v":3},{"$f":"DB!$J$4","v":4},{"$f":"DB!$K$4","v":4},{"$f":"DB!$L$4","v":4},{"$f":"DB!$M$4","v":4},{"$f":"DB!$N$4","v":5},{"$f":"DB!$O$4","v":4},{"$f":"DB!$P$4","v":4},{"$f":"DB!$Q$4","v":4},{"$f":"DB!$R$4","v":4},{"$f":"DB!$S$4","v":4},{"$f":"SUM(R388:AC388)","v":48},null,"日",{"$f":"DB!$H$5","v":7},{"$f":"DB!$I$5","v":5},{"$f":"DB!$J$5","v":5},{"$f":"DB!$K$5","v":6},{"$f":"DB!$L$5","v":7},{"$f":"DB!$M$5","v":4},{"$f":"DB!$N$5","v":6},{"$f":"DB!$O$5","v":4},{"$f":"DB!$P$5","v":6},{"$f":"DB!$Q$5","v":6},{"$f":"DB!$R$5","v":6},{"$f":"DB!$S$5","v":6},{"$f":"SUM(AG388:AR388)","v":68},null,null,null,null,null,null,null,null,null,null,null,null,null,null,null,null,null,null,null,null,null,null,null,null,null,null,null,null,null,null,null,null,null,null,null,null,null,null,null,null,null,null,null,null,null,null,null,null,null,"日",{"$f":"DB!$H$3","v":20},{"$f":"DB!$I$3","v":20},{"$f":"DB!$J$3","v":22},{"$f":"DB!$K$3","v":20},{"$f":"DB!$L$3","v":20},{"$f":"DB!$M$3","v":22},{"$f":"DB!$N$3","v":20},{"$f":"DB!$O$3","v":23},{"$f":"DB!$P$3","v":20},{"$f":"DB!$Q$3","v":21},{"$f":"DB!$R$3","v":20},{"$f":"DB!$S$3","v":21},{"$f":"SUM(CR388:DC388)","v":249},null,"日",{"$f":"DB!$H$4","v":4},{"$f":"DB!$I$4","v":3},{"$f":"DB!$J$4","v":4},{"$f":"DB!$K$4","v":4},{"$f":"DB!$L$4","v":4},{"$f":"DB!$M$4","v":4},{"$f":"DB!$N$4","v":5},{"$f":"DB!$O$4","v":4},{"$f":"DB!$P$4","v":4},{"$f":"DB!$Q$4","v":4},{"$f":"DB!$R$4","v":4},{"$f":"DB!$S$4","v":4},{"$f":"SUM(DG388:DR388)","v":48},null,"日",{"$f":"DB!$H$5","v":7},{"$f":"DB!$I$5","v":5},{"$f":"DB!$J$5","v":5},{"$f":"DB!$K$5","v":6},{"$f":"DB!$L$5","v":7},{"$f":"DB!$M$5","v":4},{"$f":"DB!$N$5","v":6},{"$f":"DB!$O$5","v":4},{"$f":"DB!$P$5","v":6},{"$f":"DB!$Q$5","v":6},{"$f":"DB!$R$5","v":6},{"$f":"DB!$S$5","v":6},{"$f":"SUM(DV388:EG388)","v":68}]
[null,"GJ/月",{"$f":"C387*C388","v":0},{"$f":"D387*D388","v":0},{"$f":"E387*E388","v":0},{"$f":"F387*F388","v":0},{"$f":"G387*G388","v":0},{"$f":"H387*H388","v":0},{"$f":"I387*I388","v":0},{"$f":"J387*J388","v":0},{"$f":"K387*K388","v":0},{"$f":"L387*L388","v":0},{"$f":"M387*M388","v":0},{"$f":"N387*N388","v":0},{"$f":"SUM(C389:N389)","v":0},null,"GJ/月",{"$f":"R387*R388","v":0},{"$f":"S387*S388","v":0},{"$f":"T387*T388","v":0},{"$f":"U387*U388","v":0},{"$f":"V387*V388","v":0},{"$f":"W387*W388","v":0},{"$f":"X387*X388","v":0},{"$f":"Y387*Y388","v":0},{"$f":"Z387*Z388","v":0},{"$f":"AA387*AA388","v":0},{"$f":"AB387*AB388","v":0},{"$f":"AC387*AC388","v":0},{"$f":"SUM(R389:AC389)","v":0},null,"GJ/月",{"$f":"AG387*AG388","v":0},{"$f":"AH387*AH388","v":0},{"$f":"AI387*AI388","v":0},{"$f":"AJ387*AJ388","v":0},{"$f":"AK387*AK388","v":0},{"$f":"AL387*AL388","v":0},{"$f":"AM387*AM388","v":0},{"$f":"AN387*AN388","v":0},{"$f":"AO387*AO388","v":0},{"$f":"AP387*AP388","v":0},{"$f":"AQ387*AQ388","v":0},{"$f":"AR387*AR388","v":0},{"$f":"SUM(AG389:AR389)","v":0},null,null,null,null,null,null,null,null,null,null,null,null,null,null,null,null,null,null,null,null,null,null,null,null,null,null,null,null,null,null,null,null,null,null,null,null,null,null,null,null,null,null,null,null,null,null,null,null,null,"GJ/月",{"$f":"CR387*CR388","v":0},{"$f":"CS387*CS388","v":0},{"$f":"CT387*CT388","v":0},{"$f":"CU387*CU388","v":0},{"$f":"CV387*CV388","v":0},{"$f":"CW387*CW388","v":0},{"$f":"CX387*CX388","v":0},{"$f":"CY387*CY388","v":0},{"$f":"CZ387*CZ388","v":0},{"$f":"DA387*DA388","v":0},{"$f":"DB387*DB388","v":0},{"$f":"DC387*DC388","v":0},{"$f":"SUM(CR389:DC389)","v":0},null,"GJ/月",{"$f":"DG387*DG388","v":0},{"$f":"DH387*DH388","v":0},{"$f":"DI387*DI388","v":0},{"$f":"DJ387*DJ388","v":0},{"$f":"DK387*DK388","v":0},{"$f":"DL387*DL388","v":0},{"$f":"DM387*DM388","v":0},{"$f":"DN387*DN388","v":0},{"$f":"DO387*DO388","v":0},{"$f":"DP387*DP388","v":0},{"$f":"DQ387*DQ388","v":0},{"$f":"DR387*DR388","v":0},{"$f":"SUM(DG389:DR389)","v":0},null,"GJ/月",{"$f":"DV387*DV388","v":0},{"$f":"DW387*DW388","v":0},{"$f":"DX387*DX388","v":0},{"$f":"DY387*DY388","v":0},{"$f":"DZ387*DZ388","v":0},{"$f":"EA387*EA388","v":0},{"$f":"EB387*EB388","v":0},{"$f":"EC387*EC388","v":0},{"$f":"ED387*ED388","v":0},{"$f":"EE387*EE388","v":0},{"$f":"EF387*EF388","v":0},{"$f":"EG387*EG388","v":0},{"$f":"SUM(DV389:EG389)","v":0}]
[null,"MJ/h","1月","2月","3月","4月","5月","6月","7月","8月","9月","10月","11月","12月","計",null,"MJ/h","1月","2月","3月","4月","5月","6月","7月","8月","9月","10月","11月","12月","計",null,"MJ/h","1月","2月","3月","4月","5月","6月","7月","8月","9月","10月","11月","12月","計",null,null,"MJ/h","1月","2月","3月","4月","5月","6月","7月","8月","9月","10月","11月","12月",null,null,"MJ/h","1月","2月","3月","4月","5月","6月","7月","8月","9月","10月","11月","12月",null,null,"MJ/h","1月","2月","3月","4月","5月","6月","7月","8月","9月","10月","11月","12月",null,null,null,null,"MJ/h","1月","2月","3月","4月","5月","6月","7月","8月","9月","10月","11月","12月","計",null,"MJ/h","1月","2月","3月","4月","5月","6月","7月","8月","9月","10月","11月","12月","計",null,"MJ/h","1月","2月","3月","4月","5月","6月","7月","8月","9月","10月","11月","12月","計",null,null,"MJ/h","1月","2月","3月","4月","5月","6月","7月","8月","9月","10月","11月","12月",null,null,"MJ/h","1月","2月","3月","4月","5月","6月","7月","8月","9月","10月","11月","12月",null,null,"MJ/h","1月","2月","3月","4月","5月","6月","7月","8月","9月","10月","11月","12月"]
[null,0,{"$f":"(DmYear!$M$7*(Unit!C$320/100)/DB!H$3)*(Unit!B393/100)*1000","v":0},{"$f":"(DmYear!$M$7*(Unit!D$320/100)/DB!I$3)*(Unit!C393/100)*1000","v":0},{"$f":"(DmYear!$M$7*(Unit!E$320/100)/DB!J$3)*(Unit!D393/100)*1000","v":0},{"$f":"(DmYear!$M$7*(Unit!F$320/100)/DB!K$3)*(Unit!E393/100)*1000","v":0},{"$f":"(DmYear!$M$7*(Unit!G$320/100)/DB!L$3)*(Unit!F393/100)*1000","v":0},{"$f":"(DmYear!$M$7*(Unit!H$320/100)/DB!M$3)*(Unit!G393/100)*1000","v":0},{"$f":"(DmYear!$M$7*(Unit!I$320/100)/DB!N$3)*(Unit!H393/100)*1000","v":0},{"$f":"(DmYear!$M$7*(Unit!J$320/100)/DB!O$3)*(Unit!I393/100)*1000","v":0},{"$f":"(DmYear!$M$7*(Unit!K$320/100)/DB!P$3)*(Unit!J393/100)*1000","v":0},{"$f":"(DmYear!$M$7*(Unit!L$320/100)/DB!Q$3)*(Unit!K393/100)*1000","v":0},{"$f":"(DmYear!$M$7*(Unit!M$320/100)/DB!R$3)*(Unit!L393/100)*1000","v":0},{"$f":"(DmYear!$M$7*(Unit!N$320/100)/DB!S$3)*(Unit!M393/100)*1000","v":0},"-",null,0,{"$f":"(DmYear!$M$7*(Unit!C$321/100)/DB!H$4)*(Unit!P393/100)*1000","v":0},{"$f":"(DmYear!$M$7*(Unit!D$321/100)/DB!I$4)*(Unit!Q393/100)*1000","v":0},{"$f":"(DmYear!$M$7*(Unit!E$321/100)/DB!J$4)*(Unit!R393/100)*1000","v":0},{"$f":"(DmYear!$M$7*(Unit!F$321/100)/DB!K$4)*(Unit!S393/100)*1000","v":0},{"$f":"(DmYear!$M$7*(Unit!G$321/100)/DB!L$4)*(Unit!T393/100)*1000","v":0},{"$f":"(DmYear!$M$7*(Unit!H$321/100)/DB!M$4)*(Unit!U393/100)*1000","v":0},{"$f":"(DmYear!$M$7*(Unit!I$321/100)/DB!N$4)*(Unit!V393/100)*1000","v":0},{"$f":"(DmYear!$M$7*(Unit!J$321/100)/DB!O$4)*(Unit!W393/100)*1000","v":0},{"$f":"(DmYear!$M$7*(Unit!K$321/100)/DB!P$4)*(Unit!X393/100)*1000","v":0},{"$f":"(DmYear!$M$7*(Unit!L$321/100)/DB!Q$4)*(Unit!Y393/100)*1000","v":0},{"$f":"(DmYear!$M$7*(Unit!M$321/100)/DB!R$4)*(Unit!Z393/100)*1000","v":0},{"$f":"(DmYear!$M$7*(Unit!N$321/100)/DB!S$4)*(Unit!AA393/100)*1000","v":0},"-",null,0,{"$f":"(DmYear!$M$7*(Unit!C$322/100)/DB!H$5)*(Unit!AD393/100)*1000","v":0},{"$f":"(DmYear!$M$7*(Unit!D$322/100)/DB!I$5)*(Unit!AE393/100)*1000","v":0},{"$f":"(DmYear!$M$7*(Unit!E$322/100)/DB!J$5)*(Unit!AF393/100)*1000","v":0},{"$f":"(DmYear!$M$7*(Unit!F$322/100)/DB!K$5)*(Unit!AG393/100)*1000","v":0},{"$f":"(DmYear!$M$7*(Unit!G$322/100)/DB!L$5)*(Unit!AH393/100)*1000","v":0},{"$f":"(DmYear!$M$7*(Unit!H$322/100)/DB!M$5)*(Unit!AI393/100)*1000","v":0},{"$f":"(DmYear!$M$7*(Unit!I$322/100)/DB!N$5)*(Unit!AJ393/100)*1000","v":0},{"$f":"(DmYear!$M$7*(Unit!J$322/100)/DB!O$5)*(Unit!AK393/100)*1000","v":0},{"$f":"(DmYear!$M$7*(Unit!K$322/100)/DB!P$5)*(Unit!AL393/100)*1000","v":0},{"$f":"(DmYear!$M$7*(Unit!L$322/100)/DB!Q$5)*(Unit!AM393/100)*1000","v":0},{"$f":"(DmYear!$M$7*(Unit!M$322/100)/DB!R$5)*(Unit!AN393/100)*1000","v":0},{"$f":"(DmYear!$M$7*(Unit!N$322/100)/DB!S$5)*(Unit!AO393/100)*1000","v":0},"-",null,null,0,{"$f":"MIN($I$390,$X$390,$AM$390)*C393","v":0},{"$f":"MIN($I$390,$X$390,$AM$390)*D393","v":0},{"$f":"MIN($I$390,$X$390,$AM$390)*E393","v":0},{"$f":"MIN($I$390,$X$390,$AM$390)*F393","v":0},{"$f":"MIN($I$390,$X$390,$AM$390)*G393","v":0},{"$f":"MIN($I$390,$X$390,$AM$390)*H393","v":0},{"$f":"MIN($I$390,$X$390,$AM$390)*I393","v":0},{"$f":"MIN($I$390,$X$390,$AM$390)*J393","v":0},{"$f":"MIN($I$390,$X$390,$AM$390)*K393","v":0},{"$f":"MIN($I$390,$X$390,$AM$390)*L393","v":0},{"$f":"MIN($I$390,$X$390,$AM$390)*M393","v":0},{"$f":"MIN($I$390,$X$390,$AM$390)*N393","v":0},null,null,0,{"$f":"MIN($I$390,$X$390,$AM$390)*R393","v":0},{"$f":"MIN($I$390,$X$390,$AM$390)*S393","v":0},{"$f":"MIN($I$390,$X$390,$AM$390)*T393","v":0},{"$f":"MIN($I$390,$X$390,$AM$390)*U393","v":0},{"$f":"MIN($I$390,$X$390,$AM$390)*V393","v":0},{"$f":"MIN($I$390,$X$390,$AM$390)*W393","v":0},{"$f":"MIN($I$390,$X$390,$AM$390)*X393","v":0},{"$f":"MIN($I$390,$X$390,$AM$390)*Y393","v":0},{"$f":"MIN($I$390,$X$390,$AM$390)*Z393","v":0},{"$f":"MIN($I$390,$X$390,$AM$390)*AA393","v":0},{"$f":"MIN($I$390,$X$390,$AM$390)*AB393","v":0},{"$f":"MIN($I$390,$X$390,$AM$390)*AC393","v":0},null,null,0,{"$f":"MIN($I$390,$X$390,$AM$390)*AG393","v":0},{"$f":"MIN($I$390,$X$390,$AM$390)*AH393","v":0},{"$f":"MIN($I$390,$X$390,$AM$390)*AI393","v":0},{"$f":"MIN($I$390,$X$390,$AM$390)*AJ393","v":0},{"$f":"MIN($I$390,$X$390,$AM$390)*AK393","v":0},{"$f":"MIN($I$390,$X$390,$AM$390)*AL393","v":0},{"$f":"MIN($I$390,$X$390,$AM$390)*AM393","v":0},{"$f":"MIN($I$390,$X$390,$AM$390)*AN393","v":0},{"$f":"MIN($I$390,$X$390,$AM$390)*AO393","v":0},{"$f":"MIN($I$390,$X$390,$AM$390)*AP393","v":0},{"$f":"MIN($I$390,$X$390,$AM$390)*AQ393","v":0},{"$f":"MIN($I$390,$X$390,$AM$390)*AR393","v":0},null,null,null,null,0,{"$f":"(DmYear!$M$34*(Unit!C$320/100)/DB!H$3)*(Unit!B393/100)*1000","v":0},{"$f":"(DmYear!$M$34*(Unit!D$320/100)/DB!I$3)*(Unit!C393/100)*1000","v":0},{"$f":"(DmYear!$M$34*(Unit!E$320/100)/DB!J$3)*(Unit!D393/100)*1000","v":0},{"$f":"(DmYear!$M$34*(Unit!F$320/100)/DB!K$3)*(Unit!E393/100)*1000","v":0},{"$f":"(DmYear!$M$34*(Unit!G$320/100)/DB!L$3)*(Unit!F393/100)*1000","v":0},{"$f":"(DmYear!$M$34*(Unit!H$320/100)/DB!M$3)*(Unit!G393/100)*1000","v":0},{"$f":"(DmYear!$M$34*(Unit!I$320/100)/DB!N$3)*(Unit!H393/100)*1000","v":0},{"$f":"(DmYear!$M$34*(Unit!J$320/100)/DB!O$3)*(Unit!I393/100)*1000","v":0},{"$f":"(DmYear!$M$34*(Unit!K$320/100)/DB!P$3)*(Unit!J393/100)*1000","v":0},{"$f":"(DmYear!$M$34*(Unit!L$320/100)/DB!Q$3)*(Unit!K393/100)*1000","v":0},{"$f":"(DmYear!$M$34*(Unit!M$320/100)/DB!R$3)*(Unit!L393/100)*1000","v":0},{"$f":"(DmYear!$M$34*(Unit!N$320/100)/DB!S$3)*(Unit!M393/100)*1000","v":0},"-",null,0,{"$f":"(DmYear!$M$34*(Unit!C$321/100)/DB!H$4)*(Unit!P393/100)*1000","v":0},{"$f":"(DmYear!$M$34*(Unit!D$321/100)/DB!I$4)*(Unit!Q393/100)*1000","v":0},{"$f":"(DmYear!$M$34*(Unit!E$321/100)/DB!J$4)*(Unit!R393/100)*1000","v":0},{"$f":"(DmYear!$M$34*(Unit!F$321/100)/DB!K$4)*(Unit!S393/100)*1000","v":0},{"$f":"(DmYear!$M$34*(Unit!G$321/100)/DB!L$4)*(Unit!T393/100)*1000","v":0},{"$f":"(DmYear!$M$34*(Unit!H$321/100)/DB!M$4)*(Unit!U393/100)*1000","v":0},{"$f":"(DmYear!$M$34*(Unit!I$321/100)/DB!N$4)*(Unit!V393/100)*1000","v":0},{"$f":"(DmYear!$M$34*(Unit!J$321/100)/DB!O$4)*(Unit!W393/100)*1000","v":0},{"$f":"(DmYear!$M$34*(Unit!K$321/100)/DB!P$4)*(Unit!X393/100)*1000","v":0},{"$f":"(DmYear!$M$34*(Unit!L$321/100)/DB!Q$4)*(Unit!Y393/100)*1000","v":0},{"$f":"(DmYear!$M$34*(Unit!M$321/100)/DB!R$4)*(Unit!Z393/100)*1000","v":0},{"$f":"(DmYear!$M$34*(Unit!N$321/100)/DB!S$4)*(Unit!AA393/100)*1000","v":0},"-",null,0,{"$f":"(DmYear!$M$34*(Unit!C$322/100)/DB!H$5)*(Unit!AD393/100)*1000","v":0},{"$f":"(DmYear!$M$34*(Unit!D$322/100)/DB!I$5)*(Unit!AE393/100)*1000","v":0},{"$f":"(DmYear!$M$34*(Unit!E$322/100)/DB!J$5)*(Unit!AF393/100)*1000","v":0},{"$f":"(DmYear!$M$34*(Unit!F$322/100)/DB!K$5)*(Unit!AG393/100)*1000","v":0},{"$f":"(DmYear!$M$34*(Unit!G$322/100)/DB!L$5)*(Unit!AH393/100)*1000","v":0},{"$f":"(DmYear!$M$34*(Unit!H$322/100)/DB!M$5)*(Unit!AI393/100)*1000","v":0},{"$f":"(DmYear!$M$34*(Unit!I$322/100)/DB!N$5)*(Unit!AJ393/100)*1000","v":0},{"$f":"(DmYear!$M$34*(Unit!J$322/100)/DB!O$5)*(Unit!AK393/100)*1000","v":0},{"$f":"(DmYear!$M$34*(Unit!K$322/100)/DB!P$5)*(Unit!AL393/100)*1000","v":0},{"$f":"(DmYear!$M$34*(Unit!L$322/100)/DB!Q$5)*(Unit!AM393/100)*1000","v":0},{"$f":"(DmYear!$M$34*(Unit!M$322/100)/DB!R$5)*(Unit!AN393/100)*1000","v":0},{"$f":"(DmYear!$M$34*(Unit!N$322/100)/DB!S$5)*(Unit!AO393/100)*1000","v":0},"-",null,null,0,{"$f":"MIN($CX$390,$DM$390,$EB$390)*CR393","v":0},{"$f":"MIN($CX$390,$DM$390,$EB$390)*CS393","v":0},{"$f":"MIN($CX$390,$DM$390,$EB$390)*CT393","v":0},{"$f":"MIN($CX$390,$DM$390,$EB$390)*CU393","v":0},{"$f":"MIN($CX$390,$DM$390,$EB$390)*CV393","v":0},{"$f":"MIN($CX$390,$DM$390,$EB$390)*CW393","v":0},{"$f":"MIN($CX$390,$DM$390,$EB$390)*CX393","v":0},{"$f":"MIN($CX$390,$DM$390,$EB$390)*CY393","v":0},{"$f":"MIN($CX$390,$DM$390,$EB$390)*CZ393","v":0},{"$f":"MIN($CX$390,$DM$390,$EB$390)*DA393","v":0},{"$f":"MIN($CX$390,$DM$390,$EB$390)*DB393","v":0},{"$f":"MIN($CX$390,$DM$390,$EB$390)*DC393","v":0},null,null,0,{"$f":"MIN($CX$390,$DM$390,$EB$390)*DG393","v":0},{"$f":"MIN($CX$390,$DM$390,$EB$390)*DH393","v":0},{"$f":"MIN($CX$390,$DM$390,$EB$390)*DI393","v":0},{"$f":"MIN($CX$390,$DM$390,$EB$390)*DJ393","v":0},{"$f":"MIN($CX$390,$DM$390,$EB$390)*DK393","v":0},{"$f":"MIN($CX$390,$DM$390,$EB$390)*DL393","v":0},{"$f":"MIN($CX$390,$DM$390,$EB$390)*DM393","v":0},{"$f":"MIN($CX$390,$DM$390,$EB$390)*DN393","v":0},{"$f":"MIN($CX$390,$DM$390,$EB$390)*DO393","v":0},{"$f":"MIN($CX$390,$DM$390,$EB$390)*DP393","v":0},{"$f":"MIN($CX$390,$DM$390,$EB$390)*DQ393","v":0},{"$f":"MIN($CX$390,$DM$390,$EB$390)*DR393","v":0},null,null,0,{"$f":"MIN($CX$390,$DM$390,$EB$390)*DV393","v":0},{"$f":"MIN($CX$390,$DM$390,$EB$390)*DW393","v":0},{"$f":"MIN($CX$390,$DM$390,$EB$390)*DX393","v":0},{"$f":"MIN($CX$390,$DM$390,$EB$390)*DY393","v":0},{"$f":"MIN($CX$390,$DM$390,$EB$390)*DZ393","v":0},{"$f":"MIN($CX$390,$DM$390,$EB$390)*EA393","v":0},{"$f":"MIN($CX$390,$DM$390,$EB$390)*EB393","v":0},{"$f":"MIN($CX$390,$DM$390,$EB$390)*EC393","v":0},{"$f":"MIN($CX$390,$DM$390,$EB$390)*ED393","v":0},{"$f":"MIN($CX$390,$DM$390,$EB$390)*EE393","v":0},{"$f":"MIN($CX$390,$DM$390,$EB$390)*EF393","v":0},{"$f":"MIN($CX$390,$DM$390,$EB$390)*EG393","v":0}]
[null,4,{"$f":"(DmYear!$M$7*(Unit!C$320/100)/DB!H$3)*(Unit!B397/100)*1000","v":0},{"$f":"(DmYear!$M$7*(Unit!D$320/100)/DB!I$3)*(Unit!C397/100)*1000","v":0},{"$f":"(DmYear!$M$7*(Unit!E$320/100)/DB!J$3)*(Unit!D397/100)*1000","v":0},{"$f":"(DmYear!$M$7*(Unit!F$320/100)/DB!K$3)*(Unit!E397/100)*1000","v":0},{"$f":"(DmYear!$M$7*(Unit!G$320/100)/DB!L$3)*(Unit!F397/100)*1000","v":0},{"$f":"(DmYear!$M$7*(Unit!H$320/100)/DB!M$3)*(Unit!G397/100)*1000","v":0},{"$f":"(DmYear!$M$7*(Unit!I$320/100)/DB!N$3)*(Unit!H397/100)*1000","v":0},{"$f":"(DmYear!$M$7*(Unit!J$320/100)/DB!O$3)*(Unit!I397/100)*1000","v":0},{"$f":"(DmYear!$M$7*(Unit!K$320/100)/DB!P$3)*(Unit!J397/100)*1000","v":0},{"$f":"(DmYear!$M$7*(Unit!L$320/100)/DB!Q$3)*(Unit!K397/100)*1000","v":0},{"$f":"(DmYear!$M$7*(Unit!M$320/100)/DB!R$3)*(Unit!L397/100)*1000","v":0},{"$f":"(DmYear!$M$7*(Unit!N$320/100)/DB!S$3)*(Unit!M397/100)*1000","v":0},"-",null,4,{"$f":"(DmYear!$M$7*(Unit!C$321/100)/DB!H$4)*(Unit!P397/100)*1000","v":0},{"$f":"(DmYear!$M$7*(Unit!D$321/100)/DB!I$4)*(Unit!Q397/100)*1000","v":0},{"$f":"(DmYear!$M$7*(Unit!E$321/100)/DB!J$4)*(Unit!R397/100)*1000","v":0},{"$f":"(DmYear!$M$7*(Unit!F$321/100)/DB!K$4)*(Unit!S397/100)*1000","v":0},{"$f":"(DmYear!$M$7*(Unit!G$321/100)/DB!L$4)*(Unit!T397/100)*1000","v":0},{"$f":"(DmYear!$M$7*(Unit!H$321/100)/DB!M$4)*(Unit!U397/100)*1000","v":0},{"$f":"(DmYear!$M$7*(Unit!I$321/100)/DB!N$4)*(Unit!V397/100)*1000","v":0},{"$f":"(DmYear!$M$7*(Unit!J$321/100)/DB!O$4)*(Unit!W397/100)*1000","v":0},{"$f":"(DmYear!$M$7*(Unit!K$321/100)/DB!P$4)*(Unit!X397/100)*1000","v":0},{"$f":"(DmYear!$M$7*(Unit!L$321/100)/DB!Q$4)*(Unit!Y397/100)*1000","v":0},{"$f":"(DmYear!$M$7*(Unit!M$321/100)/DB!R$4)*(Unit!Z397/100)*1000","v":0},{"$f":"(DmYear!$M$7*(Unit!N$321/100)/DB!S$4)*(Unit!AA397/100)*1000","v":0},"-",null,4,{"$f":"(DmYear!$M$7*(Unit!C$322/100)/DB!H$5)*(Unit!AD397/100)*1000","v":0},{"$f":"(DmYear!$M$7*(Unit!D$322/100)/DB!I$5)*(Unit!AE397/100)*1000","v":0},{"$f":"(DmYear!$M$7*(Unit!E$322/100)/DB!J$5)*(Unit!AF397/100)*1000","v":0},{"$f":"(DmYear!$M$7*(Unit!F$322/100)/DB!K$5)*(Unit!AG397/100)*1000","v":0},{"$f":"(DmYear!$M$7*(Unit!G$322/100)/DB!L$5)*(Unit!AH397/100)*1000","v":0},{"$f":"(DmYear!$M$7*(Unit!H$322/100)/DB!M$5)*(Unit!AI397/100)*1000","v":0},{"$f":"(DmYear!$M$7*(Unit!I$322/100)/DB!N$5)*(Unit!AJ397/100)*1000","v":0},{"$f":"(DmYear!$M$7*(Unit!J$322/100)/DB!O$5)*(Unit!AK397/100)*1000","v":0},{"$f":"(DmYear!$M$7*(Unit!K$322/100)/DB!P$5)*(Unit!AL397/100)*1000","v":0},{"$f":"(DmYear!$M$7*(Unit!L$322/100)/DB!Q$5)*(Unit!AM397/100)*1000","v":0},{"$f":"(DmYear!$M$7*(Unit!M$322/100)/DB!R$5)*(Unit!AN397/100)*1000","v":0},{"$f":"(DmYear!$M$7*(Unit!N$322/100)/DB!S$5)*(Unit!AO397/100)*1000","v":0},"-",null,null,4,0,0,0,0,0,0,0,0,0,0,0,0,null,null,4,0,0,0,0,0,0,0,0,0,0,0,0,null,null,4,0,0,0,0,0,0,0,0,0,0,0,0,null,null,null,null,4,{"$f":"(DmYear!$M$34*(Unit!C$320/100)/DB!H$3)*(Unit!B397/100)*1000","v":0},{"$f":"(DmYear!$M$34*(Unit!D$320/100)/DB!I$3)*(Unit!C397/100)*1000","v":0},{"$f":"(DmYear!$M$34*(Unit!E$320/100)/DB!J$3)*(Unit!D397/100)*1000","v":0},{"$f":"(DmYear!$M$34*(Unit!F$320/100)/DB!K$3)*(Unit!E397/100)*1000","v":0},{"$f":"(DmYear!$M$34*(Unit!G$320/100)/DB!L$3)*(Unit!F397/100)*1000","v":0},{"$f":"(DmYear!$M$34*(Unit!H$320/100)/DB!M$3)*(Unit!G397/100)*1000","v":0},{"$f":"(DmYear!$M$34*(Unit!I$320/100)/DB!N$3)*(Unit!H397/100)*1000","v":0},{"$f":"(DmYear!$M$34*(Unit!J$320/100)/DB!O$3)*(Unit!I397/100)*1000","v":0},{"$f":"(DmYear!$M$34*(Unit!K$320/100)/DB!P$3)*(Unit!J397/100)*1000","v":0},{"$f":"(DmYear!$M$34*(Unit!L$320/100)/DB!Q$3)*(Unit!K397/100)*1000","v":0},{"$f":"(DmYear!$M$34*(Unit!M$320/100)/DB!R$3)*(Unit!L397/100)*1000","v":0},{"$f":"(DmYear!$M$34*(Unit!N$320/100)/DB!S$3)*(Unit!M397/100)*1000","v":0},"-",null,4,{"$f":"(DmYear!$M$34*(Unit!C$321/100)/DB!H$4)*(Unit!P397/100)*1000","v":0},{"$f":"(DmYear!$M$34*(Unit!D$321/100)/DB!I$4)*(Unit!Q397/100)*1000","v":0},{"$f":"(DmYear!$M$34*(Unit!E$321/100)/DB!J$4)*(Unit!R397/100)*1000","v":0},{"$f":"(DmYear!$M$34*(Unit!F$321/100)/DB!K$4)*(Unit!S397/100)*1000","v":0},{"$f":"(DmYear!$M$34*(Unit!G$321/100)/DB!L$4)*(Unit!T397/100)*1000","v":0},{"$f":"(DmYear!$M$34*(Unit!H$321/100)/DB!M$4)*(Unit!U397/100)*1000","v":0},{"$f":"(DmYear!$M$34*(Unit!I$321/100)/DB!N$4)*(Unit!V397/100)*1000","v":0},{"$f":"(DmYear!$M$34*(Unit!J$321/100)/DB!O$4)*(Unit!W397/100)*1000","v":0},{"$f":"(DmYear!$M$34*(Unit!K$321/100)/DB!P$4)*(Unit!X397/100)*1000","v":0},{"$f":"(DmYear!$M$34*(Unit!L$321/100)/DB!Q$4)*(Unit!Y397/100)*1000","v":0},{"$f":"(DmYear!$M$34*(Unit!M$321/100)/DB!R$4)*(Unit!Z397/100)*1000","v":0},{"$f":"(DmYear!$M$34*(Unit!N$321/100)/DB!S$4)*(Unit!AA397/100)*1000","v":0},"-",null,4,{"$f":"(DmYear!$M$34*(Unit!C$322/100)/DB!H$5)*(Unit!AD397/100)*1000","v":0},{"$f":"(DmYear!$M$34*(Unit!D$322/100)/DB!I$5)*(Unit!AE397/100)*1000","v":0},{"$f":"(DmYear!$M$34*(Unit!E$322/100)/DB!J$5)*(Unit!AF397/100)*1000","v":0},{"$f":"(DmYear!$M$34*(Unit!F$322/100)/DB!K$5)*(Unit!AG397/100)*1000","v":0},{"$f":"(DmYear!$M$34*(Unit!G$322/100)/DB!L$5)*(Unit!AH397/100)*1000","v":0},{"$f":"(DmYear!$M$34*(Unit!H$322/100)/DB!M$5)*(Unit!AI397/100)*1000","v":0},{"$f":"(DmYear!$M$34*(Unit!I$322/100)/DB!N$5)*(Unit!AJ397/100)*1000","v":0},{"$f":"(DmYear!$M$34*(Unit!J$322/100)/DB!O$5)*(Unit!AK397/100)*1000","v":0},{"$f":"(DmYear!$M$34*(Unit!K$322/100)/DB!P$5)*(Unit!AL397/100)*1000","v":0},{"$f":"(DmYear!$M$34*(Unit!L$322/100)/DB!Q$5)*(Unit!AM397/100)*1000","v":0},{"$f":"(DmYear!$M$34*(Unit!M$322/100)/DB!R$5)*(Unit!AN397/100)*1000","v":0},{"$f":"(DmYear!$M$34*(Unit!N$322/100)/DB!S$5)*(Unit!AO397/100)*1000","v":0},"-",null,null,4,0,0,0,0,0,0,0,0,0,0,0,0,null,null,4,0,0,0,0,0,0,0,0,0,0,0,0,null,null,4,0,0,0,0,0,0,0,0,0,0,0,0]
[null,6,{"$f":"(DmYear!$M$7*(Unit!C$320/100)/DB!H$3)*(Unit!B399/100)*1000","v":0},{"$f":"(DmYear!$M$7*(Unit!D$320/100)/DB!I$3)*(Unit!C399/100)*1000","v":0},{"$f":"(DmYear!$M$7*(Unit!E$320/100)/DB!J$3)*(Unit!D399/100)*1000","v":0},{"$f":"(DmYear!$M$7*(Unit!F$320/100)/DB!K$3)*(Unit!E399/100)*1000","v":0},{"$f":"(DmYear!$M$7*(Unit!G$320/100)/DB!L$3)*(Unit!F399/100)*1000","v":0},{"$f":"(DmYear!$M$7*(Unit!H$320/100)/DB!M$3)*(Unit!G399/100)*1000","v":0},{"$f":"(DmYear!$M$7*(Unit!I$320/100)/DB!N$3)*(Unit!H399/100)*1000","v":0},{"$f":"(DmYear!$M$7*(Unit!J$320/100)/DB!O$3)*(Unit!I399/100)*1000","v":0},{"$f":"(DmYear!$M$7*(Unit!K$320/100)/DB!P$3)*(Unit!J399/100)*1000","v":0},{"$f":"(DmYear!$M$7*(Unit!L$320/100)/DB!Q$3)*(Unit!K399/100)*1000","v":0},{"$f":"(DmYear!$M$7*(Unit!M$320/100)/DB!R$3)*(Unit!L399/100)*1000","v":0},{"$f":"(DmYear!$M$7*(Unit!N$320/100)/DB!S$3)*(Unit!M399/100)*1000","v":0},"-",null,6,{"$f":"(DmYear!$M$7*(Unit!C$321/100)/DB!H$4)*(Unit!P399/100)*1000","v":0},{"$f":"(DmYear!$M$7*(Unit!D$321/100)/DB!I$4)*(Unit!Q399/100)*1000","v":0},{"$f":"(DmYear!$M$7*(Unit!E$321/100)/DB!J$4)*(Unit!R399/100)*1000","v":0},{"$f":"(DmYear!$M$7*(Unit!F$321/100)/DB!K$4)*(Unit!S399/100)*1000","v":0},{"$f":"(DmYear!$M$7*(Unit!G$321/100)/DB!L$4)*(Unit!T399/100)*1000","v":0},{"$f":"(DmYear!$M$7*(Unit!H$321/100)/DB!M$4)*(Unit!U399/100)*1000","v":0},{"$f":"(DmYear!$M$7*(Unit!I$321/100)/DB!N$4)*(Unit!V399/100)*1000","v":0},{"$f":"(DmYear!$M$7*(Unit!J$321/100)/DB!O$4)*(Unit!W399/100)*1000","v":0},{"$f":"(DmYear!$M$7*(Unit!K$321/100)/DB!P$4)*(Unit!X399/100)*1000","v":0},{"$f":"(DmYear!$M$7*(Unit!L$321/100)/DB!Q$4)*(Unit!Y399/100)*1000","v":0},{"$f":"(DmYear!$M$7*(Unit!M$321/100)/DB!R$4)*(Unit!Z399/100)*1000","v":0},{"$f":"(DmYear!$M$7*(Unit!N$321/100)/DB!S$4)*(Unit!AA399/100)*1000","v":0},"-",null,6,{"$f":"(DmYear!$M$7*(Unit!C$322/100)/DB!H$5)*(Unit!AD399/100)*1000","v":0},{"$f":"(DmYear!$M$7*(Unit!D$322/100)/DB!I$5)*(Unit!AE399/100)*1000","v":0},{"$f":"(DmYear!$M$7*(Unit!E$322/100)/DB!J$5)*(Unit!AF399/100)*1000","v":0},{"$f":"(DmYear!$M$7*(Unit!F$322/100)/DB!K$5)*(Unit!AG399/100)*1000","v":0},{"$f":"(DmYear!$M$7*(Unit!G$322/100)/DB!L$5)*(Unit!AH399/100)*1000","v":0},{"$f":"(DmYear!$M$7*(Unit!H$322/100)/DB!M$5)*(Unit!AI399/100)*1000","v":0},{"$f":"(DmYear!$M$7*(Unit!I$322/100)/DB!N$5)*(Unit!AJ399/100)*1000","v":0},{"$f":"(DmYear!$M$7*(Unit!J$322/100)/DB!O$5)*(Unit!AK399/100)*1000","v":0},{"$f":"(DmYear!$M$7*(Unit!K$322/100)/DB!P$5)*(Unit!AL399/100)*1000","v":0},{"$f":"(DmYear!$M$7*(Unit!L$322/100)/DB!Q$5)*(Unit!AM399/100)*1000","v":0},{"$f":"(DmYear!$M$7*(Unit!M$322/100)/DB!R$5)*(Unit!AN399/100)*1000","v":0},{"$f":"(DmYear!$M$7*(Unit!N$322/100)/DB!S$5)*(Unit!AO399/100)*1000","v":0},"-",null,null,6,0,0,0,0,0,0,0,0,0,0,0,0,null,null,6,0,0,0,0,0,0,0,0,0,0,0,0,null,null,6,0,0,0,0,0,0,0,0,0,0,0,0,null,null,null,null,6,{"$f":"(DmYear!$M$34*(Unit!C$320/100)/DB!H$3)*(Unit!B399/100)*1000","v":0},{"$f":"(DmYear!$M$34*(Unit!D$320/100)/DB!I$3)*(Unit!C399/100)*1000","v":0},{"$f":"(DmYear!$M$34*(Unit!E$320/100)/DB!J$3)*(Unit!D399/100)*1000","v":0},{"$f":"(DmYear!$M$34*(Unit!F$320/100)/DB!K$3)*(Unit!E399/100)*1000","v":0},{"$f":"(DmYear!$M$34*(Unit!G$320/100)/DB!L$3)*(Unit!F399/100)*1000","v":0},{"$f":"(DmYear!$M$34*(Unit!H$320/100)/DB!M$3)*(Unit!G399/100)*1000","v":0},{"$f":"(DmYear!$M$34*(Unit!I$320/100)/DB!N$3)*(Unit!H399/100)*1000","v":0},{"$f":"(DmYear!$M$34*(Unit!J$320/100)/DB!O$3)*(Unit!I399/100)*1000","v":0},{"$f":"(DmYear!$M$34*(Unit!K$320/100)/DB!P$3)*(Unit!J399/100)*1000","v":0},{"$f":"(DmYear!$M$34*(Unit!L$320/100)/DB!Q$3)*(Unit!K399/100)*1000","v":0},{"$f":"(DmYear!$M$34*(Unit!M$320/100)/DB!R$3)*(Unit!L399/100)*1000","v":0},{"$f":"(DmYear!$M$34*(Unit!N$320/100)/DB!S$3)*(Unit!M399/100)*1000","v":0},"-",null,6,{"$f":"(DmYear!$M$34*(Unit!C$321/100)/DB!H$4)*(Unit!P399/100)*1000","v":0},{"$f":"(DmYear!$M$34*(Unit!D$321/100)/DB!I$4)*(Unit!Q399/100)*1000","v":0},{"$f":"(DmYear!$M$34*(Unit!E$321/100)/DB!J$4)*(Unit!R399/100)*1000","v":0},{"$f":"(DmYear!$M$34*(Unit!F$321/100)/DB!K$4)*(Unit!S399/100)*1000","v":0},{"$f":"(DmYear!$M$34*(Unit!G$321/100)/DB!L$4)*(Unit!T399/100)*1000","v":0},{"$f":"(DmYear!$M$34*(Unit!H$321/100)/DB!M$4)*(Unit!U399/100)*1000","v":0},{"$f":"(DmYear!$M$34*(Unit!I$321/100)/DB!N$4)*(Unit!V399/100)*1000","v":0},{"$f":"(DmYear!$M$34*(Unit!J$321/100)/DB!O$4)*(Unit!W399/100)*1000","v":0},{"$f":"(DmYear!$M$34*(Unit!K$321/100)/DB!P$4)*(Unit!X399/100)*1000","v":0},{"$f":"(DmYear!$M$34*(Unit!L$321/100)/DB!Q$4)*(Unit!Y399/100)*1000","v":0},{"$f":"(DmYear!$M$34*(Unit!M$321/100)/DB!R$4)*(Unit!Z399/100)*1000","v":0},{"$f":"(DmYear!$M$34*(Unit!N$321/100)/DB!S$4)*(Unit!AA399/100)*1000","v":0},"-",null,6,{"$f":"(DmYear!$M$34*(Unit!C$322/100)/DB!H$5)*(Unit!AD399/100)*1000","v":0},{"$f":"(DmYear!$M$34*(Unit!D$322/100)/DB!I$5)*(Unit!AE399/100)*1000","v":0},{"$f":"(DmYear!$M$34*(Unit!E$322/100)/DB!J$5)*(Unit!AF399/100)*1000","v":0},{"$f":"(DmYear!$M$34*(Unit!F$322/100)/DB!K$5)*(Unit!AG399/100)*1000","v":0},{"$f":"(DmYear!$M$34*(Unit!G$322/100)/DB!L$5)*(Unit!AH399/100)*1000","v":0},{"$f":"(DmYear!$M$34*(Unit!H$322/100)/DB!M$5)*(Unit!AI399/100)*1000","v":0},{"$f":"(DmYear!$M$34*(Unit!I$322/100)/DB!N$5)*(Unit!AJ399/100)*1000","v":0},{"$f":"(DmYear!$M$34*(Unit!J$322/100)/DB!O$5)*(Unit!AK399/100)*1000","v":0},{"$f":"(DmYear!$M$34*(Unit!K$322/100)/DB!P$5)*(Unit!AL399/100)*1000","v":0},{"$f":"(DmYear!$M$34*(Unit!L$322/100)/DB!Q$5)*(Unit!AM399/100)*1000","v":0},{"$f":"(DmYear!$M$34*(Unit!M$322/100)/DB!R$5)*(Unit!AN399/100)*1000","v":0},{"$f":"(DmYear!$M$34*(Unit!N$322/100)/DB!S$5)*(Unit!AO399/100)*1000","v":0},"-",null,null,6,0,0,0,0,0,0,0,0,0,0,0,0,null,null,6,0,0,0,0,0,0,0,0,0,0,0,0,null,null,6,0,0,0,0,0,0,0,0,0,0,0,0]
[null,9,{"$f":"(DmYear!$M$7*(Unit!C$320/100)/DB!H$3)*(Unit!B402/100)*1000","v":0},{"$f":"(DmYear!$M$7*(Unit!D$320/100)/DB!I$3)*(Unit!C402/100)*1000","v":0},{"$f":"(DmYear!$M$7*(Unit!E$320/100)/DB!J$3)*(Unit!D402/100)*1000","v":0},{"$f":"(DmYear!$M$7*(Unit!F$320/100)/DB!K$3)*(Unit!E402/100)*1000","v":0},{"$f":"(DmYear!$M$7*(Unit!G$320/100)/DB!L$3)*(Unit!F402/100)*1000","v":0},{"$f":"(DmYear!$M$7*(Unit!H$320/100)/DB!M$3)*(Unit!G402/100)*1000","v":0},{"$f":"(DmYear!$M$7*(Unit!I$320/100)/DB!N$3)*(Unit!H402/100)*1000","v":0},{"$f":"(DmYear!$M$7*(Unit!J$320/100)/DB!O$3)*(Unit!I402/100)*1000","v":0},{"$f":"(DmYear!$M$7*(Unit!K$320/100)/DB!P$3)*(Unit!J402/100)*1000","v":0},{"$f":"(DmYear!$M$7*(Unit!L$320/100)/DB!Q$3)*(Unit!K402/100)*1000","v":0},{"$f":"(DmYear!$M$7*(Unit!M$320/100)/DB!R$3)*(Unit!L402/100)*1000","v":0},{"$f":"(DmYear!$M$7*(Unit!N$320/100)/DB!S$3)*(Unit!M402/100)*1000","v":0},"-",null,9,{"$f":"(DmYear!$M$7*(Unit!C$321/100)/DB!H$4)*(Unit!P402/100)*1000","v":0},{"$f":"(DmYear!$M$7*(Unit!D$321/100)/DB!I$4)*(Unit!Q402/100)*1000","v":0},{"$f":"(DmYear!$M$7*(Unit!E$321/100)/DB!J$4)*(Unit!R402/100)*1000","v":0},{"$f":"(DmYear!$M$7*(Unit!F$321/100)/DB!K$4)*(Unit!S402/100)*1000","v":0},{"$f":"(DmYear!$M$7*(Unit!G$321/100)/DB!L$4)*(Unit!T402/100)*1000","v":0},{"$f":"(DmYear!$M$7*(Unit!H$321/100)/DB!M$4)*(Unit!U402/100)*1000","v":0},{"$f":"(DmYear!$M$7*(Unit!I$321/100)/DB!N$4)*(Unit!V402/100)*1000","v":0},{"$f":"(DmYear!$M$7*(Unit!J$321/100)/DB!O$4)*(Unit!W402/100)*1000","v":0},{"$f":"(DmYear!$M$7*(Unit!K$321/100)/DB!P$4)*(Unit!X402/100)*1000","v":0},{"$f":"(DmYear!$M$7*(Unit!L$321/100)/DB!Q$4)*(Unit!Y402/100)*1000","v":0},{"$f":"(DmYear!$M$7*(Unit!M$321/100)/DB!R$4)*(Unit!Z402/100)*1000","v":0},{"$f":"(DmYear!$M$7*(Unit!N$321/100)/DB!S$4)*(Unit!AA402/100)*1000","v":0},"-",null,9,{"$f":"(DmYear!$M$7*(Unit!C$322/100)/DB!H$5)*(Unit!AD402/100)*1000","v":0},{"$f":"(DmYear!$M$7*(Unit!D$322/100)/DB!I$5)*(Unit!AE402/100)*1000","v":0},{"$f":"(DmYear!$M$7*(Unit!E$322/100)/DB!J$5)*(Unit!AF402/100)*1000","v":0},{"$f":"(DmYear!$M$7*(Unit!F$322/100)/DB!K$5)*(Unit!AG402/100)*1000","v":0},{"$f":"(DmYear!$M$7*(Unit!G$322/100)/DB!L$5)*(Unit!AH402/100)*1000","v":0},{"$f":"(DmYear!$M$7*(Unit!H$322/100)/DB!M$5)*(Unit!AI402/100)*1000","v":0},{"$f":"(DmYear!$M$7*(Unit!I$322/100)/DB!N$5)*(Unit!AJ402/100)*1000","v":0},{"$f":"(DmYear!$M$7*(Unit!J$322/100)/DB!O$5)*(Unit!AK402/100)*1000","v":0},{"$f":"(DmYear!$M$7*(Unit!K$322/100)/DB!P$5)*(Unit!AL402/100)*1000","v":0},{"$f":"(DmYear!$M$7*(Unit!L$322/100)/DB!Q$5)*(Unit!AM402/100)*1000","v":0},{"$f":"(DmYear!$M$7*(Unit!M$322/100)/DB!R$5)*(Unit!AN402/100)*1000","v":0},{"$f":"(DmYear!$M$7*(Unit!N$322/100)/DB!S$5)*(Unit!AO402/100)*1000","v":0},"-",null,null,9,0,0,0,0,0,0,0,0,0,0,0,0,null,null,9,0,0,0,0,0,0,0,0,0,0,0,0,null,null,9,0,0,0,0,0,0,0,0,0,0,0,0,null,null,null,null,9,{"$f":"(DmYear!$M$34*(Unit!C$320/100)/DB!H$3)*(Unit!B402/100)*1000","v":0},{"$f":"(DmYear!$M$34*(Unit!D$320/100)/DB!I$3)*(Unit!C402/100)*1000","v":0},{"$f":"(DmYear!$M$34*(Unit!E$320/100)/DB!J$3)*(Unit!D402/100)*1000","v":0},{"$f":"(DmYear!$M$34*(Unit!F$320/100)/DB!K$3)*(Unit!E402/100)*1000","v":0},{"$f":"(DmYear!$M$34*(Unit!G$320/100)/DB!L$3)*(Unit!F402/100)*1000","v":0},{"$f":"(DmYear!$M$34*(Unit!H$320/100)/DB!M$3)*(Unit!G402/100)*1000","v":0},{"$f":"(DmYear!$M$34*(Unit!I$320/100)/DB!N$3)*(Unit!H402/100)*1000","v":0},{"$f":"(DmYear!$M$34*(Unit!J$320/100)/DB!O$3)*(Unit!I402/100)*1000","v":0},{"$f":"(DmYear!$M$34*(Unit!K$320/100)/DB!P$3)*(Unit!J402/100)*1000","v":0},{"$f":"(DmYear!$M$34*(Unit!L$320/100)/DB!Q$3)*(Unit!K402/100)*1000","v":0},{"$f":"(DmYear!$M$34*(Unit!M$320/100)/DB!R$3)*(Unit!L402/100)*1000","v":0},{"$f":"(DmYear!$M$34*(Unit!N$320/100)/DB!S$3)*(Unit!M402/100)*1000","v":0},"-",null,9,{"$f":"(DmYear!$M$34*(Unit!C$321/100)/DB!H$4)*(Unit!P402/100)*1000","v":0},{"$f":"(DmYear!$M$34*(Unit!D$321/100)/DB!I$4)*(Unit!Q402/100)*1000","v":0},{"$f":"(DmYear!$M$34*(Unit!E$321/100)/DB!J$4)*(Unit!R402/100)*1000","v":0},{"$f":"(DmYear!$M$34*(Unit!F$321/100)/DB!K$4)*(Unit!S402/100)*1000","v":0},{"$f":"(DmYear!$M$34*(Unit!G$321/100)/DB!L$4)*(Unit!T402/100)*1000","v":0},{"$f":"(DmYear!$M$34*(Unit!H$321/100)/DB!M$4)*(Unit!U402/100)*1000","v":0},{"$f":"(DmYear!$M$34*(Unit!I$321/100)/DB!N$4)*(Unit!V402/100)*1000","v":0},{"$f":"(DmYear!$M$34*(Unit!J$321/100)/DB!O$4)*(Unit!W402/100)*1000","v":0},{"$f":"(DmYear!$M$34*(Unit!K$321/100)/DB!P$4)*(Unit!X402/100)*1000","v":0},{"$f":"(DmYear!$M$34*(Unit!L$321/100)/DB!Q$4)*(Unit!Y402/100)*1000","v":0},{"$f":"(DmYear!$M$34*(Unit!M$321/100)/DB!R$4)*(Unit!Z402/100)*1000","v":0},{"$f":"(DmYear!$M$34*(Unit!N$321/100)/DB!S$4)*(Unit!AA402/100)*1000","v":0},"-",null,9,{"$f":"(DmYear!$M$34*(Unit!C$322/100)/DB!H$5)*(Unit!AD402/100)*1000","v":0},{"$f":"(DmYear!$M$34*(Unit!D$322/100)/DB!I$5)*(Unit!AE402/100)*1000","v":0},{"$f":"(DmYear!$M$34*(Unit!E$322/100)/DB!J$5)*(Unit!AF402/100)*1000","v":0},{"$f":"(DmYear!$M$34*(Unit!F$322/100)/DB!K$5)*(Unit!AG402/100)*1000","v":0},{"$f":"(DmYear!$M$34*(Unit!G$322/100)/DB!L$5)*(Unit!AH402/100)*1000","v":0},{"$f":"(DmYear!$M$34*(Unit!H$322/100)/DB!M$5)*(Unit!AI402/100)*1000","v":0},{"$f":"(DmYear!$M$34*(Unit!I$322/100)/DB!N$5)*(Unit!AJ402/100)*1000","v":0},{"$f":"(DmYear!$M$34*(Unit!J$322/100)/DB!O$5)*(Unit!AK402/100)*1000","v":0},{"$f":"(DmYear!$M$34*(Unit!K$322/100)/DB!P$5)*(Unit!AL402/100)*1000","v":0},{"$f":"(DmYear!$M$34*(Unit!L$322/100)/DB!Q$5)*(Unit!AM402/100)*1000","v":0},{"$f":"(DmYear!$M$34*(Unit!M$322/100)/DB!R$5)*(Unit!AN402/100)*1000","v":0},{"$f":"(DmYear!$M$34*(Unit!N$322/100)/DB!S$5)*(Unit!AO402/100)*1000","v":0},"-",null,null,9,0,0,0,0,0,0,0,0,0,0,0,0,null,null,9,0,0,0,0,0,0,0,0,0,0,0,0,null,null,9,0,0,0,0,0,0,0,0,0,0,0,0]
[null,10,{"$f":"(DmYear!$M$7*(Unit!C$320/100)/DB!H$3)*(Unit!B403/100)*1000","v":0},{"$f":"(DmYear!$M$7*(Unit!D$320/100)/DB!I$3)*(Unit!C403/100)*1000","v":0},{"$f":"(DmYear!$M$7*(Unit!E$320/100)/DB!J$3)*(Unit!D403/100)*1000","v":0},{"$f":"(DmYear!$M$7*(Unit!F$320/100)/DB!K$3)*(Unit!E403/100)*1000","v":0},{"$f":"(DmYear!$M$7*(Unit!G$320/100)/DB!L$3)*(Unit!F403/100)*1000","v":0},{"$f":"(DmYear!$M$7*(Unit!H$320/100)/DB!M$3)*(Unit!G403/100)*1000","v":0},{"$f":"(DmYear!$M$7*(Unit!I$320/100)/DB!N$3)*(Unit!H403/100)*1000","v":0},{"$f":"(DmYear!$M$7*(Unit!J$320/100)/DB!O$3)*(Unit!I403/100)*1000","v":0},{"$f":"(DmYear!$M$7*(Unit!K$320/100)/DB!P$3)*(Unit!J403/100)*1000","v":0},{"$f":"(DmYear!$M$7*(Unit!L$320/100)/DB!Q$3)*(Unit!K403/100)*1000","v":0},{"$f":"(DmYear!$M$7*(Unit!M$320/100)/DB!R$3)*(Unit!L403/100)*1000","v":0},{"$f":"(DmYear!$M$7*(Unit!N$320/100)/DB!S$3)*(Unit!M403/100)*1000","v":0},"-",null,10,{"$f":"(DmYear!$M$7*(Unit!C$321/100)/DB!H$4)*(Unit!P403/100)*1000","v":0},{"$f":"(DmYear!$M$7*(Unit!D$321/100)/DB!I$4)*(Unit!Q403/100)*1000","v":0},{"$f":"(DmYear!$M$7*(Unit!E$321/100)/DB!J$4)*(Unit!R403/100)*1000","v":0},{"$f":"(DmYear!$M$7*(Unit!F$321/100)/DB!K$4)*(Unit!S403/100)*1000","v":0},{"$f":"(DmYear!$M$7*(Unit!G$321/100)/DB!L$4)*(Unit!T403/100)*1000","v":0},{"$f":"(DmYear!$M$7*(Unit!H$321/100)/DB!M$4)*(Unit!U403/100)*1000","v":0},{"$f":"(DmYear!$M$7*(Unit!I$321/100)/DB!N$4)*(Unit!V403/100)*1000","v":0},{"$f":"(DmYear!$M$7*(Unit!J$321/100)/DB!O$4)*(Unit!W403/100)*1000","v":0},{"$f":"(DmYear!$M$7*(Unit!K$321/100)/DB!P$4)*(Unit!X403/100)*1000","v":0},{"$f":"(DmYear!$M$7*(Unit!L$321/100)/DB!Q$4)*(Unit!Y403/100)*1000","v":0},{"$f":"(DmYear!$M$7*(Unit!M$321/100)/DB!R$4)*(Unit!Z403/100)*1000","v":0},{"$f":"(DmYear!$M$7*(Unit!N$321/100)/DB!S$4)*(Unit!AA403/100)*1000","v":0},"-",null,10,{"$f":"(DmYear!$M$7*(Unit!C$322/100)/DB!H$5)*(Unit!AD403/100)*1000","v":0},{"$f":"(DmYear!$M$7*(Unit!D$322/100)/DB!I$5)*(Unit!AE403/100)*1000","v":0},{"$f":"(DmYear!$M$7*(Unit!E$322/100)/DB!J$5)*(Unit!AF403/100)*1000","v":0},{"$f":"(DmYear!$M$7*(Unit!F$322/100)/DB!K$5)*(Unit!AG403/100)*1000","v":0},{"$f":"(DmYear!$M$7*(Unit!G$322/100)/DB!L$5)*(Unit!AH403/100)*1000","v":0},{"$f":"(DmYear!$M$7*(Unit!H$322/100)/DB!M$5)*(Unit!AI403/100)*1000","v":0},{"$f":"(DmYear!$M$7*(Unit!I$322/100)/DB!N$5)*(Unit!AJ403/100)*1000","v":0},{"$f":"(DmYear!$M$7*(Unit!J$322/100)/DB!O$5)*(Unit!AK403/100)*1000","v":0},{"$f":"(DmYear!$M$7*(Unit!K$322/100)/DB!P$5)*(Unit!AL403/100)*1000","v":0},{"$f":"(DmYear!$M$7*(Unit!L$322/100)/DB!Q$5)*(Unit!AM403/100)*1000","v":0},{"$f":"(DmYear!$M$7*(Unit!M$322/100)/DB!R$5)*(Unit!AN403/100)*1000","v":0},{"$f":"(DmYear!$M$7*(Unit!N$322/100)/DB!S$5)*(Unit!AO403/100)*1000","v":0},"-",null,null,10,0,0,0,0,0,0,0,0,0,0,0,0,null,null,10,0,0,0,0,0,0,0,0,0,0,0,0,null,null,10,0,0,0,0,0,0,0,0,0,0,0,0,null,null,null,null,10,{"$f":"(DmYear!$M$34*(Unit!C$320/100)/DB!H$3)*(Unit!B403/100)*1000","v":0},{"$f":"(DmYear!$M$34*(Unit!D$320/100)/DB!I$3)*(Unit!C403/100)*1000","v":0},{"$f":"(DmYear!$M$34*(Unit!E$320/100)/DB!J$3)*(Unit!D403/100)*1000","v":0},{"$f":"(DmYear!$M$34*(Unit!F$320/100)/DB!K$3)*(Unit!E403/100)*1000","v":0},{"$f":"(DmYear!$M$34*(Unit!G$320/100)/DB!L$3)*(Unit!F403/100)*1000","v":0},{"$f":"(DmYear!$M$34*(Unit!H$320/100)/DB!M$3)*(Unit!G403/100)*1000","v":0},{"$f":"(DmYear!$M$34*(Unit!I$320/100)/DB!N$3)*(Unit!H403/100)*1000","v":0},{"$f":"(DmYear!$M$34*(Unit!J$320/100)/DB!O$3)*(Unit!I403/100)*1000","v":0},{"$f":"(DmYear!$M$34*(Unit!K$320/100)/DB!P$3)*(Unit!J403/100)*1000","v":0},{"$f":"(DmYear!$M$34*(Unit!L$320/100)/DB!Q$3)*(Unit!K403/100)*1000","v":0},{"$f":"(DmYear!$M$34*(Unit!M$320/100)/DB!R$3)*(Unit!L403/100)*1000","v":0},{"$f":"(DmYear!$M$34*(Unit!N$320/100)/DB!S$3)*(Unit!M403/100)*1000","v":0},"-",null,10,{"$f":"(DmYear!$M$34*(Unit!C$321/100)/DB!H$4)*(Unit!P403/100)*1000","v":0},{"$f":"(DmYear!$M$34*(Unit!D$321/100)/DB!I$4)*(Unit!Q403/100)*1000","v":0},{"$f":"(DmYear!$M$34*(Unit!E$321/100)/DB!J$4)*(Unit!R403/100)*1000","v":0},{"$f":"(DmYear!$M$34*(Unit!F$321/100)/DB!K$4)*(Unit!S403/100)*1000","v":0},{"$f":"(DmYear!$M$34*(Unit!G$321/100)/DB!L$4)*(Unit!T403/100)*1000","v":0},{"$f":"(DmYear!$M$34*(Unit!H$321/100)/DB!M$4)*(Unit!U403/100)*1000","v":0},{"$f":"(DmYear!$M$34*(Unit!I$321/100)/DB!N$4)*(Unit!V403/100)*1000","v":0},{"$f":"(DmYear!$M$34*(Unit!J$321/100)/DB!O$4)*(Unit!W403/100)*1000","v":0},{"$f":"(DmYear!$M$34*(Unit!K$321/100)/DB!P$4)*(Unit!X403/100)*1000","v":0},{"$f":"(DmYear!$M$34*(Unit!L$321/100)/DB!Q$4)*(Unit!Y403/100)*1000","v":0},{"$f":"(DmYear!$M$34*(Unit!M$321/100)/DB!R$4)*(Unit!Z403/100)*1000","v":0},{"$f":"(DmYear!$M$34*(Unit!N$321/100)/DB!S$4)*(Unit!AA403/100)*1000","v":0},"-",null,10,{"$f":"(DmYear!$M$34*(Unit!C$322/100)/DB!H$5)*(Unit!AD403/100)*1000","v":0},{"$f":"(DmYear!$M$34*(Unit!D$322/100)/DB!I$5)*(Unit!AE403/100)*1000","v":0},{"$f":"(DmYear!$M$34*(Unit!E$322/100)/DB!J$5)*(Unit!AF403/100)*1000","v":0},{"$f":"(DmYear!$M$34*(Unit!F$322/100)/DB!K$5)*(Unit!AG403/100)*1000","v":0},{"$f":"(DmYear!$M$34*(Unit!G$322/100)/DB!L$5)*(Unit!AH403/100)*1000","v":0},{"$f":"(DmYear!$M$34*(Unit!H$322/100)/DB!M$5)*(Unit!AI403/100)*1000","v":0},{"$f":"(DmYear!$M$34*(Unit!I$322/100)/DB!N$5)*(Unit!AJ403/100)*1000","v":0},{"$f":"(DmYear!$M$34*(Unit!J$322/100)/DB!O$5)*(Unit!AK403/100)*1000","v":0},{"$f":"(DmYear!$M$34*(Unit!K$322/100)/DB!P$5)*(Unit!AL403/100)*1000","v":0},{"$f":"(DmYear!$M$34*(Unit!L$322/100)/DB!Q$5)*(Unit!AM403/100)*1000","v":0},{"$f":"(DmYear!$M$34*(Unit!M$322/100)/DB!R$5)*(Unit!AN403/100)*1000","v":0},{"$f":"(DmYear!$M$34*(Unit!N$322/100)/DB!S$5)*(Unit!AO403/100)*1000","v":0},"-",null,null,10,0,0,0,0,0,0,0,0,0,0,0,0,null,null,10,0,0,0,0,0,0,0,0,0,0,0,0,null,null,10,0,0,0,0,0,0,0,0,0,0,0,0]
[null,14,{"$f":"(DmYear!$M$7*(Unit!C$320/100)/DB!H$3)*(Unit!B407/100)*1000","v":0},{"$f":"(DmYear!$M$7*(Unit!D$320/100)/DB!I$3)*(Unit!C407/100)*1000","v":0},{"$f":"(DmYear!$M$7*(Unit!E$320/100)/DB!J$3)*(Unit!D407/100)*1000","v":0},{"$f":"(DmYear!$M$7*(Unit!F$320/100)/DB!K$3)*(Unit!E407/100)*1000","v":0},{"$f":"(DmYear!$M$7*(Unit!G$320/100)/DB!L$3)*(Unit!F407/100)*1000","v":0},{"$f":"(DmYear!$M$7*(Unit!H$320/100)/DB!M$3)*(Unit!G407/100)*1000","v":0},{"$f":"(DmYear!$M$7*(Unit!I$320/100)/DB!N$3)*(Unit!H407/100)*1000","v":0},{"$f":"(DmYear!$M$7*(Unit!J$320/100)/DB!O$3)*(Unit!I407/100)*1000","v":0},{"$f":"(DmYear!$M$7*(Unit!K$320/100)/DB!P$3)*(Unit!J407/100)*1000","v":0},{"$f":"(DmYear!$M$7*(Unit!L$320/100)/DB!Q$3)*(Unit!K407/100)*1000","v":0},{"$f":"(DmYear!$M$7*(Unit!M$320/100)/DB!R$3)*(Unit!L407/100)*1000","v":0},{"$f":"(DmYear!$M$7*(Unit!N$320/100)/DB!S$3)*(Unit!M407/100)*1000","v":0},"-",null,14,{"$f":"(DmYear!$M$7*(Unit!C$321/100)/DB!H$4)*(Unit!P407/100)*1000","v":0},{"$f":"(DmYear!$M$7*(Unit!D$321/100)/DB!I$4)*(Unit!Q407/100)*1000","v":0},{"$f":"(DmYear!$M$7*(Unit!E$321/100)/DB!J$4)*(Unit!R407/100)*1000","v":0},{"$f":"(DmYear!$M$7*(Unit!F$321/100)/DB!K$4)*(Unit!S407/100)*1000","v":0},{"$f":"(DmYear!$M$7*(Unit!G$321/100)/DB!L$4)*(Unit!T407/100)*1000","v":0},{"$f":"(DmYear!$M$7*(Unit!H$321/100)/DB!M$4)*(Unit!U407/100)*1000","v":0},{"$f":"(DmYear!$M$7*(Unit!I$321/100)/DB!N$4)*(Unit!V407/100)*1000","v":0},{"$f":"(DmYear!$M$7*(Unit!J$321/100)/DB!O$4)*(Unit!W407/100)*1000","v":0},{"$f":"(DmYear!$M$7*(Unit!K$321/100)/DB!P$4)*(Unit!X407/100)*1000","v":0},{"$f":"(DmYear!$M$7*(Unit!L$321/100)/DB!Q$4)*(Unit!Y407/100)*1000","v":0},{"$f":"(DmYear!$M$7*(Unit!M$321/100)/DB!R$4)*(Unit!Z407/100)*1000","v":0},{"$f":"(DmYear!$M$7*(Unit!N$321/100)/DB!S$4)*(Unit!AA407/100)*1000","v":0},"-",null,14,{"$f":"(DmYear!$M$7*(Unit!C$322/100)/DB!H$5)*(Unit!AD407/100)*1000","v":0},{"$f":"(DmYear!$M$7*(Unit!D$322/100)/DB!I$5)*(Unit!AE407/100)*1000","v":0},{"$f":"(DmYear!$M$7*(Unit!E$322/100)/DB!J$5)*(Unit!AF407/100)*1000","v":0},{"$f":"(DmYear!$M$7*(Unit!F$322/100)/DB!K$5)*(Unit!AG407/100)*1000","v":0},{"$f":"(DmYear!$M$7*(Unit!G$322/100)/DB!L$5)*(Unit!AH407/100)*1000","v":0},{"$f":"(DmYear!$M$7*(Unit!H$322/100)/DB!M$5)*(Unit!AI407/100)*1000","v":0},{"$f":"(DmYear!$M$7*(Unit!I$322/100)/DB!N$5)*(Unit!AJ407/100)*1000","v":0},{"$f":"(DmYear!$M$7*(Unit!J$322/100)/DB!O$5)*(Unit!AK407/100)*1000","v":0},{"$f":"(DmYear!$M$7*(Unit!K$322/100)/DB!P$5)*(Unit!AL407/100)*1000","v":0},{"$f":"(DmYear!$M$7*(Unit!L$322/100)/DB!Q$5)*(Unit!AM407/100)*1000","v":0},{"$f":"(DmYear!$M$7*(Unit!M$322/100)/DB!R$5)*(Unit!AN407/100)*1000","v":0},{"$f":"(DmYear!$M$7*(Unit!N$322/100)/DB!S$5)*(Unit!AO407/100)*1000","v":0},"-",null,null,14,0,0,0,0,0,0,0,0,0,0,0,0,null,null,14,0,0,0,0,0,0,0,0,0,0,0,0,null,null,14,0,0,0,0,0,0,0,0,0,0,0,0,null,null,null,null,14,{"$f":"(DmYear!$M$34*(Unit!C$320/100)/DB!H$3)*(Unit!B407/100)*1000","v":0},{"$f":"(DmYear!$M$34*(Unit!D$320/100)/DB!I$3)*(Unit!C407/100)*1000","v":0},{"$f":"(DmYear!$M$34*(Unit!E$320/100)/DB!J$3)*(Unit!D407/100)*1000","v":0},{"$f":"(DmYear!$M$34*(Unit!F$320/100)/DB!K$3)*(Unit!E407/100)*1000","v":0},{"$f":"(DmYear!$M$34*(Unit!G$320/100)/DB!L$3)*(Unit!F407/100)*1000","v":0},{"$f":"(DmYear!$M$34*(Unit!H$320/100)/DB!M$3)*(Unit!G407/100)*1000","v":0},{"$f":"(DmYear!$M$34*(Unit!I$320/100)/DB!N$3)*(Unit!H407/100)*1000","v":0},{"$f":"(DmYear!$M$34*(Unit!J$320/100)/DB!O$3)*(Unit!I407/100)*1000","v":0},{"$f":"(DmYear!$M$34*(Unit!K$320/100)/DB!P$3)*(Unit!J407/100)*1000","v":0},{"$f":"(DmYear!$M$34*(Unit!L$320/100)/DB!Q$3)*(Unit!K407/100)*1000","v":0},{"$f":"(DmYear!$M$34*(Unit!M$320/100)/DB!R$3)*(Unit!L407/100)*1000","v":0},{"$f":"(DmYear!$M$34*(Unit!N$320/100)/DB!S$3)*(Unit!M407/100)*1000","v":0},"-",null,14,{"$f":"(DmYear!$M$34*(Unit!C$321/100)/DB!H$4)*(Unit!P407/100)*1000","v":0},{"$f":"(DmYear!$M$34*(Unit!D$321/100)/DB!I$4)*(Unit!Q407/100)*1000","v":0},{"$f":"(DmYear!$M$34*(Unit!E$321/100)/DB!J$4)*(Unit!R407/100)*1000","v":0},{"$f":"(DmYear!$M$34*(Unit!F$321/100)/DB!K$4)*(Unit!S407/100)*1000","v":0},{"$f":"(DmYear!$M$34*(Unit!G$321/100)/DB!L$4)*(Unit!T407/100)*1000","v":0},{"$f":"(DmYear!$M$34*(Unit!H$321/100)/DB!M$4)*(Unit!U407/100)*1000","v":0},{"$f":"(DmYear!$M$34*(Unit!I$321/100)/DB!N$4)*(Unit!V407/100)*1000","v":0},{"$f":"(DmYear!$M$34*(Unit!J$321/100)/DB!O$4)*(Unit!W407/100)*1000","v":0},{"$f":"(DmYear!$M$34*(Unit!K$321/100)/DB!P$4)*(Unit!X407/100)*1000","v":0},{"$f":"(DmYear!$M$34*(Unit!L$321/100)/DB!Q$4)*(Unit!Y407/100)*1000","v":0},{"$f":"(DmYear!$M$34*(Unit!M$321/100)/DB!R$4)*(Unit!Z407/100)*1000","v":0},{"$f":"(DmYear!$M$34*(Unit!N$321/100)/DB!S$4)*(Unit!AA407/100)*1000","v":0},"-",null,14,{"$f":"(DmYear!$M$34*(Unit!C$322/100)/DB!H$5)*(Unit!AD407/100)*1000","v":0},{"$f":"(DmYear!$M$34*(Unit!D$322/100)/DB!I$5)*(Unit!AE407/100)*1000","v":0},{"$f":"(DmYear!$M$34*(Unit!E$322/100)/DB!J$5)*(Unit!AF407/100)*1000","v":0},{"$f":"(DmYear!$M$34*(Unit!F$322/100)/DB!K$5)*(Unit!AG407/100)*1000","v":0},{"$f":"(DmYear!$M$34*(Unit!G$322/100)/DB!L$5)*(Unit!AH407/100)*1000","v":0},{"$f":"(DmYear!$M$34*(Unit!H$322/100)/DB!M$5)*(Unit!AI407/100)*1000","v":0},{"$f":"(DmYear!$M$34*(Unit!I$322/100)/DB!N$5)*(Unit!AJ407/100)*1000","v":0},{"$f":"(DmYear!$M$34*(Unit!J$322/100)/DB!O$5)*(Unit!AK407/100)*1000","v":0},{"$f":"(DmYear!$M$34*(Unit!K$322/100)/DB!P$5)*(Unit!AL407/100)*1000","v":0},{"$f":"(DmYear!$M$34*(Unit!L$322/100)/DB!Q$5)*(Unit!AM407/100)*1000","v":0},{"$f":"(DmYear!$M$34*(Unit!M$322/100)/DB!R$5)*(Unit!AN407/100)*1000","v":0},{"$f":"(DmYear!$M$34*(Unit!N$322/100)/DB!S$5)*(Unit!AO407/100)*1000","v":0},"-",null,null,14,0,0,0,0,0,0,0,0,0,0,0,0,null,null,14,0,0,0,0,0,0,0,0,0,0,0,0,null,null,14,0,0,0,0,0,0,0,0,0,0,0,0]
[null,15,{"$f":"(DmYear!$M$7*(Unit!C$320/100)/DB!H$3)*(Unit!B408/100)*1000","v":0},{"$f":"(DmYear!$M$7*(Unit!D$320/100)/DB!I$3)*(Unit!C408/100)*1000","v":0},{"$f":"(DmYear!$M$7*(Unit!E$320/100)/DB!J$3)*(Unit!D408/100)*1000","v":0},{"$f":"(DmYear!$M$7*(Unit!F$320/100)/DB!K$3)*(Unit!E408/100)*1000","v":0},{"$f":"(DmYear!$M$7*(Unit!G$320/100)/DB!L$3)*(Unit!F408/100)*1000","v":0},{"$f":"(DmYear!$M$7*(Unit!H$320/100)/DB!M$3)*(Unit!G408/100)*1000","v":0},{"$f":"(DmYear!$M$7*(Unit!I$320/100)/DB!N$3)*(Unit!H408/100)*1000","v":0},{"$f":"(DmYear!$M$7*(Unit!J$320/100)/DB!O$3)*(Unit!I408/100)*1000","v":0},{"$f":"(DmYear!$M$7*(Unit!K$320/100)/DB!P$3)*(Unit!J408/100)*1000","v":0},{"$f":"(DmYear!$M$7*(Unit!L$320/100)/DB!Q$3)*(Unit!K408/100)*1000","v":0},{"$f":"(DmYear!$M$7*(Unit!M$320/100)/DB!R$3)*(Unit!L408/100)*1000","v":0},{"$f":"(DmYear!$M$7*(Unit!N$320/100)/DB!S$3)*(Unit!M408/100)*1000","v":0},"-",null,15,{"$f":"(DmYear!$M$7*(Unit!C$321/100)/DB!H$4)*(Unit!P408/100)*1000","v":0},{"$f":"(DmYear!$M$7*(Unit!D$321/100)/DB!I$4)*(Unit!Q408/100)*1000","v":0},{"$f":"(DmYear!$M$7*(Unit!E$321/100)/DB!J$4)*(Unit!R408/100)*1000","v":0},{"$f":"(DmYear!$M$7*(Unit!F$321/100)/DB!K$4)*(Unit!S408/100)*1000","v":0},{"$f":"(DmYear!$M$7*(Unit!G$321/100)/DB!L$4)*(Unit!T408/100)*1000","v":0},{"$f":"(DmYear!$M$7*(Unit!H$321/100)/DB!M$4)*(Unit!U408/100)*1000","v":0},{"$f":"(DmYear!$M$7*(Unit!I$321/100)/DB!N$4)*(Unit!V408/100)*1000","v":0},{"$f":"(DmYear!$M$7*(Unit!J$321/100)/DB!O$4)*(Unit!W408/100)*1000","v":0},{"$f":"(DmYear!$M$7*(Unit!K$321/100)/DB!P$4)*(Unit!X408/100)*1000","v":0},{"$f":"(DmYear!$M$7*(Unit!L$321/100)/DB!Q$4)*(Unit!Y408/100)*1000","v":0},{"$f":"(DmYear!$M$7*(Unit!M$321/100)/DB!R$4)*(Unit!Z408/100)*1000","v":0},{"$f":"(DmYear!$M$7*(Unit!N$321/100)/DB!S$4)*(Unit!AA408/100)*1000","v":0},"-",null,15,{"$f":"(DmYear!$M$7*(Unit!C$322/100)/DB!H$5)*(Unit!AD408/100)*1000","v":0},{"$f":"(DmYear!$M$7*(Unit!D$322/100)/DB!I$5)*(Unit!AE408/100)*1000","v":0},{"$f":"(DmYear!$M$7*(Unit!E$322/100)/DB!J$5)*(Unit!AF408/100)*1000","v":0},{"$f":"(DmYear!$M$7*(Unit!F$322/100)/DB!K$5)*(Unit!AG408/100)*1000","v":0},{"$f":"(DmYear!$M$7*(Unit!G$322/100)/DB!L$5)*(Unit!AH408/100)*1000","v":0},{"$f":"(DmYear!$M$7*(Unit!H$322/100)/DB!M$5)*(Unit!AI408/100)*1000","v":0},{"$f":"(DmYear!$M$7*(Unit!I$322/100)/DB!N$5)*(Unit!AJ408/100)*1000","v":0},{"$f":"(DmYear!$M$7*(Unit!J$322/100)/DB!O$5)*(Unit!AK408/100)*1000","v":0},{"$f":"(DmYear!$M$7*(Unit!K$322/100)/DB!P$5)*(Unit!AL408/100)*1000","v":0},{"$f":"(DmYear!$M$7*(Unit!L$322/100)/DB!Q$5)*(Unit!AM408/100)*1000","v":0},{"$f":"(DmYear!$M$7*(Unit!M$322/100)/DB!R$5)*(Unit!AN408/100)*1000","v":0},{"$f":"(DmYear!$M$7*(Unit!N$322/100)/DB!S$5)*(Unit!AO408/100)*1000","v":0},"-",null,null,15,0,0,0,0,0,0,0,0,0,0,0,0,null,null,15,0,0,0,0,0,0,0,0,0,0,0,0,null,null,15,0,0,0,0,0,0,0,0,0,0,0,0,null,null,null,null,15,{"$f":"(DmYear!$M$34*(Unit!C$320/100)/DB!H$3)*(Unit!B408/100)*1000","v":0},{"$f":"(DmYear!$M$34*(Unit!D$320/100)/DB!I$3)*(Unit!C408/100)*1000","v":0},{"$f":"(DmYear!$M$34*(Unit!E$320/100)/DB!J$3)*(Unit!D408/100)*1000","v":0},{"$f":"(DmYear!$M$34*(Unit!F$320/100)/DB!K$3)*(Unit!E408/100)*1000","v":0},{"$f":"(DmYear!$M$34*(Unit!G$320/100)/DB!L$3)*(Unit!F408/100)*1000","v":0},{"$f":"(DmYear!$M$34*(Unit!H$320/100)/DB!M$3)*(Unit!G408/100)*1000","v":0},{"$f":"(DmYear!$M$34*(Unit!I$320/100)/DB!N$3)*(Unit!H408/100)*1000","v":0},{"$f":"(DmYear!$M$34*(Unit!J$320/100)/DB!O$3)*(Unit!I408/100)*1000","v":0},{"$f":"(DmYear!$M$34*(Unit!K$320/100)/DB!P$3)*(Unit!J408/100)*1000","v":0},{"$f":"(DmYear!$M$34*(Unit!L$320/100)/DB!Q$3)*(Unit!K408/100)*1000","v":0},{"$f":"(DmYear!$M$34*(Unit!M$320/100)/DB!R$3)*(Unit!L408/100)*1000","v":0},{"$f":"(DmYear!$M$34*(Unit!N$320/100)/DB!S$3)*(Unit!M408/100)*1000","v":0},"-",null,15,{"$f":"(DmYear!$M$34*(Unit!C$321/100)/DB!H$4)*(Unit!P408/100)*1000","v":0},{"$f":"(DmYear!$M$34*(Unit!D$321/100)/DB!I$4)*(Unit!Q408/100)*1000","v":0},{"$f":"(DmYear!$M$34*(Unit!E$321/100)/DB!J$4)*(Unit!R408/100)*1000","v":0},{"$f":"(DmYear!$M$34*(Unit!F$321/100)/DB!K$4)*(Unit!S408/100)*1000","v":0},{"$f":"(DmYear!$M$34*(Unit!G$321/100)/DB!L$4)*(Unit!T408/100)*1000","v":0},{"$f":"(DmYear!$M$34*(Unit!H$321/100)/DB!M$4)*(Unit!U408/100)*1000","v":0},{"$f":"(DmYear!$M$34*(Unit!I$321/100)/DB!N$4)*(Unit!V408/100)*1000","v":0},{"$f":"(DmYear!$M$34*(Unit!J$321/100)/DB!O$4)*(Unit!W408/100)*1000","v":0},{"$f":"(DmYear!$M$34*(Unit!K$321/100)/DB!P$4)*(Unit!X408/100)*1000","v":0},{"$f":"(DmYear!$M$34*(Unit!L$321/100)/DB!Q$4)*(Unit!Y408/100)*1000","v":0},{"$f":"(DmYear!$M$34*(Unit!M$321/100)/DB!R$4)*(Unit!Z408/100)*1000","v":0},{"$f":"(DmYear!$M$34*(Unit!N$321/100)/DB!S$4)*(Unit!AA408/100)*1000","v":0},"-",null,15,{"$f":"(DmYear!$M$34*(Unit!C$322/100)/DB!H$5)*(Unit!AD408/100)*1000","v":0},{"$f":"(DmYear!$M$34*(Unit!D$322/100)/DB!I$5)*(Unit!AE408/100)*1000","v":0},{"$f":"(DmYear!$M$34*(Unit!E$322/100)/DB!J$5)*(Unit!AF408/100)*1000","v":0},{"$f":"(DmYear!$M$34*(Unit!F$322/100)/DB!K$5)*(Unit!AG408/100)*1000","v":0},{"$f":"(DmYear!$M$34*(Unit!G$322/100)/DB!L$5)*(Unit!AH408/100)*1000","v":0},{"$f":"(DmYear!$M$34*(Unit!H$322/100)/DB!M$5)*(Unit!AI408/100)*1000","v":0},{"$f":"(DmYear!$M$34*(Unit!I$322/100)/DB!N$5)*(Unit!AJ408/100)*1000","v":0},{"$f":"(DmYear!$M$34*(Unit!J$322/100)/DB!O$5)*(Unit!AK408/100)*1000","v":0},{"$f":"(DmYear!$M$34*(Unit!K$322/100)/DB!P$5)*(Unit!AL408/100)*1000","v":0},{"$f":"(DmYear!$M$34*(Unit!L$322/100)/DB!Q$5)*(Unit!AM408/100)*1000","v":0},{"$f":"(DmYear!$M$34*(Unit!M$322/100)/DB!R$5)*(Unit!AN408/100)*1000","v":0},{"$f":"(DmYear!$M$34*(Unit!N$322/100)/DB!S$5)*(Unit!AO408/100)*1000","v":0},"-",null,null,15,0,0,0,0,0,0,0,0,0,0,0,0,null,null,15,0,0,0,0,0,0,0,0,0,0,0,0,null,null,15,0,0,0,0,0,0,0,0,0,0,0,0]
[null,18,{"$f":"(DmYear!$M$7*(Unit!C$320/100)/DB!H$3)*(Unit!B411/100)*1000","v":0},{"$f":"(DmYear!$M$7*(Unit!D$320/100)/DB!I$3)*(Unit!C411/100)*1000","v":0},{"$f":"(DmYear!$M$7*(Unit!E$320/100)/DB!J$3)*(Unit!D411/100)*1000","v":0},{"$f":"(DmYear!$M$7*(Unit!F$320/100)/DB!K$3)*(Unit!E411/100)*1000","v":0},{"$f":"(DmYear!$M$7*(Unit!G$320/100)/DB!L$3)*(Unit!F411/100)*1000","v":0},{"$f":"(DmYear!$M$7*(Unit!H$320/100)/DB!M$3)*(Unit!G411/100)*1000","v":0},{"$f":"(DmYear!$M$7*(Unit!I$320/100)/DB!N$3)*(Unit!H411/100)*1000","v":0},{"$f":"(DmYear!$M$7*(Unit!J$320/100)/DB!O$3)*(Unit!I411/100)*1000","v":0},{"$f":"(DmYear!$M$7*(Unit!K$320/100)/DB!P$3)*(Unit!J411/100)*1000","v":0},{"$f":"(DmYear!$M$7*(Unit!L$320/100)/DB!Q$3)*(Unit!K411/100)*1000","v":0},{"$f":"(DmYear!$M$7*(Unit!M$320/100)/DB!R$3)*(Unit!L411/100)*1000","v":0},{"$f":"(DmYear!$M$7*(Unit!N$320/100)/DB!S$3)*(Unit!M411/100)*1000","v":0},"-",null,18,{"$f":"(DmYear!$M$7*(Unit!C$321/100)/DB!H$4)*(Unit!P411/100)*1000","v":0},{"$f":"(DmYear!$M$7*(Unit!D$321/100)/DB!I$4)*(Unit!Q411/100)*1000","v":0},{"$f":"(DmYear!$M$7*(Unit!E$321/100)/DB!J$4)*(Unit!R411/100)*1000","v":0},{"$f":"(DmYear!$M$7*(Unit!F$321/100)/DB!K$4)*(Unit!S411/100)*1000","v":0},{"$f":"(DmYear!$M$7*(Unit!G$321/100)/DB!L$4)*(Unit!T411/100)*1000","v":0},{"$f":"(DmYear!$M$7*(Unit!H$321/100)/DB!M$4)*(Unit!U411/100)*1000","v":0},{"$f":"(DmYear!$M$7*(Unit!I$321/100)/DB!N$4)*(Unit!V411/100)*1000","v":0},{"$f":"(DmYear!$M$7*(Unit!J$321/100)/DB!O$4)*(Unit!W411/100)*1000","v":0},{"$f":"(DmYear!$M$7*(Unit!K$321/100)/DB!P$4)*(Unit!X411/100)*1000","v":0},{"$f":"(DmYear!$M$7*(Unit!L$321/100)/DB!Q$4)*(Unit!Y411/100)*1000","v":0},{"$f":"(DmYear!$M$7*(Unit!M$321/100)/DB!R$4)*(Unit!Z411/100)*1000","v":0},{"$f":"(DmYear!$M$7*(Unit!N$321/100)/DB!S$4)*(Unit!AA411/100)*1000","v":0},"-",null,18,{"$f":"(DmYear!$M$7*(Unit!C$322/100)/DB!H$5)*(Unit!AD411/100)*1000","v":0},{"$f":"(DmYear!$M$7*(Unit!D$322/100)/DB!I$5)*(Unit!AE411/100)*1000","v":0},{"$f":"(DmYear!$M$7*(Unit!E$322/100)/DB!J$5)*(Unit!AF411/100)*1000","v":0},{"$f":"(DmYear!$M$7*(Unit!F$322/100)/DB!K$5)*(Unit!AG411/100)*1000","v":0},{"$f":"(DmYear!$M$7*(Unit!G$322/100)/DB!L$5)*(Unit!AH411/100)*1000","v":0},{"$f":"(DmYear!$M$7*(Unit!H$322/100)/DB!M$5)*(Unit!AI411/100)*1000","v":0},{"$f":"(DmYear!$M$7*(Unit!I$322/100)/DB!N$5)*(Unit!AJ411/100)*1000","v":0},{"$f":"(DmYear!$M$7*(Unit!J$322/100)/DB!O$5)*(Unit!AK411/100)*1000","v":0},{"$f":"(DmYear!$M$7*(Unit!K$322/100)/DB!P$5)*(Unit!AL411/100)*1000","v":0},{"$f":"(DmYear!$M$7*(Unit!L$322/100)/DB!Q$5)*(Unit!AM411/100)*1000","v":0},{"$f":"(DmYear!$M$7*(Unit!M$322/100)/DB!R$5)*(Unit!AN411/100)*1000","v":0},{"$f":"(DmYear!$M$7*(Unit!N$322/100)/DB!S$5)*(Unit!AO411/100)*1000","v":0},"-",null,null,18,0,0,0,0,0,0,0,0,0,0,0,0,null,null,18,0,0,0,0,0,0,0,0,0,0,0,0,null,null,18,0,0,0,0,0,0,0,0,0,0,0,0,null,null,null,null,18,{"$f":"(DmYear!$M$34*(Unit!C$320/100)/DB!H$3)*(Unit!B411/100)*1000","v":0},{"$f":"(DmYear!$M$34*(Unit!D$320/100)/DB!I$3)*(Unit!C411/100)*1000","v":0},{"$f":"(DmYear!$M$34*(Unit!E$320/100)/DB!J$3)*(Unit!D411/100)*1000","v":0},{"$f":"(DmYear!$M$34*(Unit!F$320/100)/DB!K$3)*(Unit!E411/100)*1000","v":0},{"$f":"(DmYear!$M$34*(Unit!G$320/100)/DB!L$3)*(Unit!F411/100)*1000","v":0},{"$f":"(DmYear!$M$34*(Unit!H$320/100)/DB!M$3)*(Unit!G411/100)*1000","v":0},{"$f":"(DmYear!$M$34*(Unit!I$320/100)/DB!N$3)*(Unit!H411/100)*1000","v":0},{"$f":"(DmYear!$M$34*(Unit!J$320/100)/DB!O$3)*(Unit!I411/100)*1000","v":0},{"$f":"(DmYear!$M$34*(Unit!K$320/100)/DB!P$3)*(Unit!J411/100)*1000","v":0},{"$f":"(DmYear!$M$34*(Unit!L$320/100)/DB!Q$3)*(Unit!K411/100)*1000","v":0},{"$f":"(DmYear!$M$34*(Unit!M$320/100)/DB!R$3)*(Unit!L411/100)*1000","v":0},{"$f":"(DmYear!$M$34*(Unit!N$320/100)/DB!S$3)*(Unit!M411/100)*1000","v":0},"-",null,18,{"$f":"(DmYear!$M$34*(Unit!C$321/100)/DB!H$4)*(Unit!P411/100)*1000","v":0},{"$f":"(DmYear!$M$34*(Unit!D$321/100)/DB!I$4)*(Unit!Q411/100)*1000","v":0},{"$f":"(DmYear!$M$34*(Unit!E$321/100)/DB!J$4)*(Unit!R411/100)*1000","v":0},{"$f":"(DmYear!$M$34*(Unit!F$321/100)/DB!K$4)*(Unit!S411/100)*1000","v":0},{"$f":"(DmYear!$M$34*(Unit!G$321/100)/DB!L$4)*(Unit!T411/100)*1000","v":0},{"$f":"(DmYear!$M$34*(Unit!H$321/100)/DB!M$4)*(Unit!U411/100)*1000","v":0},{"$f":"(DmYear!$M$34*(Unit!I$321/100)/DB!N$4)*(Unit!V411/100)*1000","v":0},{"$f":"(DmYear!$M$34*(Unit!J$321/100)/DB!O$4)*(Unit!W411/100)*1000","v":0},{"$f":"(DmYear!$M$34*(Unit!K$321/100)/DB!P$4)*(Unit!X411/100)*1000","v":0},{"$f":"(DmYear!$M$34*(Unit!L$321/100)/DB!Q$4)*(Unit!Y411/100)*1000","v":0},{"$f":"(DmYear!$M$34*(Unit!M$321/100)/DB!R$4)*(Unit!Z411/100)*1000","v":0},{"$f":"(DmYear!$M$34*(Unit!N$321/100)/DB!S$4)*(Unit!AA411/100)*1000","v":0},"-",null,18,{"$f":"(DmYear!$M$34*(Unit!C$322/100)/DB!H$5)*(Unit!AD411/100)*1000","v":0},{"$f":"(DmYear!$M$34*(Unit!D$322/100)/DB!I$5)*(Unit!AE411/100)*1000","v":0},{"$f":"(DmYear!$M$34*(Unit!E$322/100)/DB!J$5)*(Unit!AF411/100)*1000","v":0},{"$f":"(DmYear!$M$34*(Unit!F$322/100)/DB!K$5)*(Unit!AG411/100)*1000","v":0},{"$f":"(DmYear!$M$34*(Unit!G$322/100)/DB!L$5)*(Unit!AH411/100)*1000","v":0},{"$f":"(DmYear!$M$34*(Unit!H$322/100)/DB!M$5)*(Unit!AI411/100)*1000","v":0},{"$f":"(DmYear!$M$34*(Unit!I$322/100)/DB!N$5)*(Unit!AJ411/100)*1000","v":0},{"$f":"(DmYear!$M$34*(Unit!J$322/100)/DB!O$5)*(Unit!AK411/100)*1000","v":0},{"$f":"(DmYear!$M$34*(Unit!K$322/100)/DB!P$5)*(Unit!AL411/100)*1000","v":0},{"$f":"(DmYear!$M$34*(Unit!L$322/100)/DB!Q$5)*(Unit!AM411/100)*1000","v":0},{"$f":"(DmYear!$M$34*(Unit!M$322/100)/DB!R$5)*(Unit!AN411/100)*1000","v":0},{"$f":"(DmYear!$M$34*(Unit!N$322/100)/DB!S$5)*(Unit!AO411/100)*1000","v":0},"-",null,null,18,0,0,0,0,0,0,0,0,0,0,0,0,null,null,18,0,0,0,0,0,0,0,0,0,0,0,0,null,null,18,0,0,0,0,0,0,0,0,0,0,0,0]
[null,19,{"$f":"(DmYear!$M$7*(Unit!C$320/100)/DB!H$3)*(Unit!B412/100)*1000","v":0},{"$f":"(DmYear!$M$7*(Unit!D$320/100)/DB!I$3)*(Unit!C412/100)*1000","v":0},{"$f":"(DmYear!$M$7*(Unit!E$320/100)/DB!J$3)*(Unit!D412/100)*1000","v":0},{"$f":"(DmYear!$M$7*(Unit!F$320/100)/DB!K$3)*(Unit!E412/100)*1000","v":0},{"$f":"(DmYear!$M$7*(Unit!G$320/100)/DB!L$3)*(Unit!F412/100)*1000","v":0},{"$f":"(DmYear!$M$7*(Unit!H$320/100)/DB!M$3)*(Unit!G412/100)*1000","v":0},{"$f":"(DmYear!$M$7*(Unit!I$320/100)/DB!N$3)*(Unit!H412/100)*1000","v":0},{"$f":"(DmYear!$M$7*(Unit!J$320/100)/DB!O$3)*(Unit!I412/100)*1000","v":0},{"$f":"(DmYear!$M$7*(Unit!K$320/100)/DB!P$3)*(Unit!J412/100)*1000","v":0},{"$f":"(DmYear!$M$7*(Unit!L$320/100)/DB!Q$3)*(Unit!K412/100)*1000","v":0},{"$f":"(DmYear!$M$7*(Unit!M$320/100)/DB!R$3)*(Unit!L412/100)*1000","v":0},{"$f":"(DmYear!$M$7*(Unit!N$320/100)/DB!S$3)*(Unit!M412/100)*1000","v":0},"-",null,19,{"$f":"(DmYear!$M$7*(Unit!C$321/100)/DB!H$4)*(Unit!P412/100)*1000","v":0},{"$f":"(DmYear!$M$7*(Unit!D$321/100)/DB!I$4)*(Unit!Q412/100)*1000","v":0},{"$f":"(DmYear!$M$7*(Unit!E$321/100)/DB!J$4)*(Unit!R412/100)*1000","v":0},{"$f":"(DmYear!$M$7*(Unit!F$321/100)/DB!K$4)*(Unit!S412/100)*1000","v":0},{"$f":"(DmYear!$M$7*(Unit!G$321/100)/DB!L$4)*(Unit!T412/100)*1000","v":0},{"$f":"(DmYear!$M$7*(Unit!H$321/100)/DB!M$4)*(Unit!U412/100)*1000","v":0},{"$f":"(DmYear!$M$7*(Unit!I$321/100)/DB!N$4)*(Unit!V412/100)*1000","v":0},{"$f":"(DmYear!$M$7*(Unit!J$321/100)/DB!O$4)*(Unit!W412/100)*1000","v":0},{"$f":"(DmYear!$M$7*(Unit!K$321/100)/DB!P$4)*(Unit!X412/100)*1000","v":0},{"$f":"(DmYear!$M$7*(Unit!L$321/100)/DB!Q$4)*(Unit!Y412/100)*1000","v":0},{"$f":"(DmYear!$M$7*(Unit!M$321/100)/DB!R$4)*(Unit!Z412/100)*1000","v":0},{"$f":"(DmYear!$M$7*(Unit!N$321/100)/DB!S$4)*(Unit!AA412/100)*1000","v":0},"-",null,19,{"$f":"(DmYear!$M$7*(Unit!C$322/100)/DB!H$5)*(Unit!AD412/100)*1000","v":0},{"$f":"(DmYear!$M$7*(Unit!D$322/100)/DB!I$5)*(Unit!AE412/100)*1000","v":0},{"$f":"(DmYear!$M$7*(Unit!E$322/100)/DB!J$5)*(Unit!AF412/100)*1000","v":0},{"$f":"(DmYear!$M$7*(Unit!F$322/100)/DB!K$5)*(Unit!AG412/100)*1000","v":0},{"$f":"(DmYear!$M$7*(Unit!G$322/100)/DB!L$5)*(Unit!AH412/100)*1000","v":0},{"$f":"(DmYear!$M$7*(Unit!H$322/100)/DB!M$5)*(Unit!AI412/100)*1000","v":0},{"$f":"(DmYear!$M$7*(Unit!I$322/100)/DB!N$5)*(Unit!AJ412/100)*1000","v":0},{"$f":"(DmYear!$M$7*(Unit!J$322/100)/DB!O$5)*(Unit!AK412/100)*1000","v":0},{"$f":"(DmYear!$M$7*(Unit!K$322/100)/DB!P$5)*(Unit!AL412/100)*1000","v":0},{"$f":"(DmYear!$M$7*(Unit!L$322/100)/DB!Q$5)*(Unit!AM412/100)*1000","v":0},{"$f":"(DmYear!$M$7*(Unit!M$322/100)/DB!R$5)*(Unit!AN412/100)*1000","v":0},{"$f":"(DmYear!$M$7*(Unit!N$322/100)/DB!S$5)*(Unit!AO412/100)*1000","v":0},"-",null,null,19,0,0,0,0,0,0,0,0,0,0,0,0,null,null,19,0,0,0,0,0,0,0,0,0,0,0,0,null,null,19,0,0,0,0,0,0,0,0,0,0,0,0,null,null,null,null,19,{"$f":"(DmYear!$M$34*(Unit!C$320/100)/DB!H$3)*(Unit!B412/100)*1000","v":0},{"$f":"(DmYear!$M$34*(Unit!D$320/100)/DB!I$3)*(Unit!C412/100)*1000","v":0},{"$f":"(DmYear!$M$34*(Unit!E$320/100)/DB!J$3)*(Unit!D412/100)*1000","v":0},{"$f":"(DmYear!$M$34*(Unit!F$320/100)/DB!K$3)*(Unit!E412/100)*1000","v":0},{"$f":"(DmYear!$M$34*(Unit!G$320/100)/DB!L$3)*(Unit!F412/100)*1000","v":0},{"$f":"(DmYear!$M$34*(Unit!H$320/100)/DB!M$3)*(Unit!G412/100)*1000","v":0},{"$f":"(DmYear!$M$34*(Unit!I$320/100)/DB!N$3)*(Unit!H412/100)*1000","v":0},{"$f":"(DmYear!$M$34*(Unit!J$320/100)/DB!O$3)*(Unit!I412/100)*1000","v":0},{"$f":"(DmYear!$M$34*(Unit!K$320/100)/DB!P$3)*(Unit!J412/100)*1000","v":0},{"$f":"(DmYear!$M$34*(Unit!L$320/100)/DB!Q$3)*(Unit!K412/100)*1000","v":0},{"$f":"(DmYear!$M$34*(Unit!M$320/100)/DB!R$3)*(Unit!L412/100)*1000","v":0},{"$f":"(DmYear!$M$34*(Unit!N$320/100)/DB!S$3)*(Unit!M412/100)*1000","v":0},"-",null,19,{"$f":"(DmYear!$M$34*(Unit!C$321/100)/DB!H$4)*(Unit!P412/100)*1000","v":0},{"$f":"(DmYear!$M$34*(Unit!D$321/100)/DB!I$4)*(Unit!Q412/100)*1000","v":0},{"$f":"(DmYear!$M$34*(Unit!E$321/100)/DB!J$4)*(Unit!R412/100)*1000","v":0},{"$f":"(DmYear!$M$34*(Unit!F$321/100)/DB!K$4)*(Unit!S412/100)*1000","v":0},{"$f":"(DmYear!$M$34*(Unit!G$321/100)/DB!L$4)*(Unit!T412/100)*1000","v":0},{"$f":"(DmYear!$M$34*(Unit!H$321/100)/DB!M$4)*(Unit!U412/100)*1000","v":0},{"$f":"(DmYear!$M$34*(Unit!I$321/100)/DB!N$4)*(Unit!V412/100)*1000","v":0},{"$f":"(DmYear!$M$34*(Unit!J$321/100)/DB!O$4)*(Unit!W412/100)*1000","v":0},{"$f":"(DmYear!$M$34*(Unit!K$321/100)/DB!P$4)*(Unit!X412/100)*1000","v":0},{"$f":"(DmYear!$M$34*(Unit!L$321/100)/DB!Q$4)*(Unit!Y412/100)*1000","v":0},{"$f":"(DmYear!$M$34*(Unit!M$321/100)/DB!R$4)*(Unit!Z412/100)*1000","v":0},{"$f":"(DmYear!$M$34*(Unit!N$321/100)/DB!S$4)*(Unit!AA412/100)*1000","v":0},"-",null,19,{"$f":"(DmYear!$M$34*(Unit!C$322/100)/DB!H$5)*(Unit!AD412/100)*1000","v":0},{"$f":"(DmYear!$M$34*(Unit!D$322/100)/DB!I$5)*(Unit!AE412/100)*1000","v":0},{"$f":"(DmYear!$M$34*(Unit!E$322/100)/DB!J$5)*(Unit!AF412/100)*1000","v":0},{"$f":"(DmYear!$M$34*(Unit!F$322/100)/DB!K$5)*(Unit!AG412/100)*1000","v":0},{"$f":"(DmYear!$M$34*(Unit!G$322/100)/DB!L$5)*(Unit!AH412/100)*1000","v":0},{"$f":"(DmYear!$M$34*(Unit!H$322/100)/DB!M$5)*(Unit!AI412/100)*1000","v":0},{"$f":"(DmYear!$M$34*(Unit!I$322/100)/DB!N$5)*(Unit!AJ412/100)*1000","v":0},{"$f":"(DmYear!$M$34*(Unit!J$322/100)/DB!O$5)*(Unit!AK412/100)*1000","v":0},{"$f":"(DmYear!$M$34*(Unit!K$322/100)/DB!P$5)*(Unit!AL412/100)*1000","v":0},{"$f":"(DmYear!$M$34*(Unit!L$322/100)/DB!Q$5)*(Unit!AM412/100)*1000","v":0},{"$f":"(DmYear!$M$34*(Unit!M$322/100)/DB!R$5)*(Unit!AN412/100)*1000","v":0},{"$f":"(DmYear!$M$34*(Unit!N$322/100)/DB!S$5)*(Unit!AO412/100)*1000","v":0},"-",null,null,19,0,0,0,0,0,0,0,0,0,0,0,0,null,null,19,0,0,0,0,0,0,0,0,0,0,0,0,null,null,19,0,0,0,0,0,0,0,0,0,0,0,0]
[null,23,{"$f":"(DmYear!$M$7*(Unit!C$320/100)/DB!H$3)*(Unit!B416/100)*1000","v":0},{"$f":"(DmYear!$M$7*(Unit!D$320/100)/DB!I$3)*(Unit!C416/100)*1000","v":0},{"$f":"(DmYear!$M$7*(Unit!E$320/100)/DB!J$3)*(Unit!D416/100)*1000","v":0},{"$f":"(DmYear!$M$7*(Unit!F$320/100)/DB!K$3)*(Unit!E416/100)*1000","v":0},{"$f":"(DmYear!$M$7*(Unit!G$320/100)/DB!L$3)*(Unit!F416/100)*1000","v":0},{"$f":"(DmYear!$M$7*(Unit!H$320/100)/DB!M$3)*(Unit!G416/100)*1000","v":0},{"$f":"(DmYear!$M$7*(Unit!I$320/100)/DB!N$3)*(Unit!H416/100)*1000","v":0},{"$f":"(DmYear!$M$7*(Unit!J$320/100)/DB!O$3)*(Unit!I416/100)*1000","v":0},{"$f":"(DmYear!$M$7*(Unit!K$320/100)/DB!P$3)*(Unit!J416/100)*1000","v":0},{"$f":"(DmYear!$M$7*(Unit!L$320/100)/DB!Q$3)*(Unit!K416/100)*1000","v":0},{"$f":"(DmYear!$M$7*(Unit!M$320/100)/DB!R$3)*(Unit!L416/100)*1000","v":0},{"$f":"(DmYear!$M$7*(Unit!N$320/100)/DB!S$3)*(Unit!M416/100)*1000","v":0},"-",null,23,{"$f":"(DmYear!$M$7*(Unit!C$321/100)/DB!H$4)*(Unit!P416/100)*1000","v":0},{"$f":"(DmYear!$M$7*(Unit!D$321/100)/DB!I$4)*(Unit!Q416/100)*1000","v":0},{"$f":"(DmYear!$M$7*(Unit!E$321/100)/DB!J$4)*(Unit!R416/100)*1000","v":0},{"$f":"(DmYear!$M$7*(Unit!F$321/100)/DB!K$4)*(Unit!S416/100)*1000","v":0},{"$f":"(DmYear!$M$7*(Unit!G$321/100)/DB!L$4)*(Unit!T416/100)*1000","v":0},{"$f":"(DmYear!$M$7*(Unit!H$321/100)/DB!M$4)*(Unit!U416/100)*1000","v":0},{"$f":"(DmYear!$M$7*(Unit!I$321/100)/DB!N$4)*(Unit!V416/100)*1000","v":0},{"$f":"(DmYear!$M$7*(Unit!J$321/100)/DB!O$4)*(Unit!W416/100)*1000","v":0},{"$f":"(DmYear!$M$7*(Unit!K$321/100)/DB!P$4)*(Unit!X416/100)*1000","v":0},{"$f":"(DmYear!$M$7*(Unit!L$321/100)/DB!Q$4)*(Unit!Y416/100)*1000","v":0},{"$f":"(DmYear!$M$7*(Unit!M$321/100)/DB!R$4)*(Unit!Z416/100)*1000","v":0},{"$f":"(DmYear!$M$7*(Unit!N$321/100)/DB!S$4)*(Unit!AA416/100)*1000","v":0},"-",null,23,{"$f":"(DmYear!$M$7*(Unit!C$322/100)/DB!H$5)*(Unit!AD416/100)*1000","v":0},{"$f":"(DmYear!$M$7*(Unit!D$322/100)/DB!I$5)*(Unit!AE416/100)*1000","v":0},{"$f":"(DmYear!$M$7*(Unit!E$322/100)/DB!J$5)*(Unit!AF416/100)*1000","v":0},{"$f":"(DmYear!$M$7*(Unit!F$322/100)/DB!K$5)*(Unit!AG416/100)*1000","v":0},{"$f":"(DmYear!$M$7*(Unit!G$322/100)/DB!L$5)*(Unit!AH416/100)*1000","v":0},{"$f":"(DmYear!$M$7*(Unit!H$322/100)/DB!M$5)*(Unit!AI416/100)*1000","v":0},{"$f":"(DmYear!$M$7*(Unit!I$322/100)/DB!N$5)*(Unit!AJ416/100)*1000","v":0},{"$f":"(DmYear!$M$7*(Unit!J$322/100)/DB!O$5)*(Unit!AK416/100)*1000","v":0},{"$f":"(DmYear!$M$7*(Unit!K$322/100)/DB!P$5)*(Unit!AL416/100)*1000","v":0},{"$f":"(DmYear!$M$7*(Unit!L$322/100)/DB!Q$5)*(Unit!AM416/100)*1000","v":0},{"$f":"(DmYear!$M$7*(Unit!M$322/100)/DB!R$5)*(Unit!AN416/100)*1000","v":0},{"$f":"(DmYear!$M$7*(Unit!N$322/100)/DB!S$5)*(Unit!AO416/100)*1000","v":0},"-",null,null,23,0,0,0,0,0,0,0,0,0,0,0,0,null,null,23,0,0,0,0,0,0,0,0,0,0,0,0,null,null,23,0,0,0,0,0,0,0,0,0,0,0,0,null,null,null,null,23,{"$f":"(DmYear!$M$34*(Unit!C$320/100)/DB!H$3)*(Unit!B416/100)*1000","v":0},{"$f":"(DmYear!$M$34*(Unit!D$320/100)/DB!I$3)*(Unit!C416/100)*1000","v":0},{"$f":"(DmYear!$M$34*(Unit!E$320/100)/DB!J$3)*(Unit!D416/100)*1000","v":0},{"$f":"(DmYear!$M$34*(Unit!F$320/100)/DB!K$3)*(Unit!E416/100)*1000","v":0},{"$f":"(DmYear!$M$34*(Unit!G$320/100)/DB!L$3)*(Unit!F416/100)*1000","v":0},{"$f":"(DmYear!$M$34*(Unit!H$320/100)/DB!M$3)*(Unit!G416/100)*1000","v":0},{"$f":"(DmYear!$M$34*(Unit!I$320/100)/DB!N$3)*(Unit!H416/100)*1000","v":0},{"$f":"(DmYear!$M$34*(Unit!J$320/100)/DB!O$3)*(Unit!I416/100)*1000","v":0},{"$f":"(DmYear!$M$34*(Unit!K$320/100)/DB!P$3)*(Unit!J416/100)*1000","v":0},{"$f":"(DmYear!$M$34*(Unit!L$320/100)/DB!Q$3)*(Unit!K416/100)*1000","v":0},{"$f":"(DmYear!$M$34*(Unit!M$320/100)/DB!R$3)*(Unit!L416/100)*1000","v":0},{"$f":"(DmYear!$M$34*(Unit!N$320/100)/DB!S$3)*(Unit!M416/100)*1000","v":0},"-",null,23,{"$f":"(DmYear!$M$34*(Unit!C$321/100)/DB!H$4)*(Unit!P416/100)*1000","v":0},{"$f":"(DmYear!$M$34*(Unit!D$321/100)/DB!I$4)*(Unit!Q416/100)*1000","v":0},{"$f":"(DmYear!$M$34*(Unit!E$321/100)/DB!J$4)*(Unit!R416/100)*1000","v":0},{"$f":"(DmYear!$M$34*(Unit!F$321/100)/DB!K$4)*(Unit!S416/100)*1000","v":0},{"$f":"(DmYear!$M$34*(Unit!G$321/100)/DB!L$4)*(Unit!T416/100)*1000","v":0},{"$f":"(DmYear!$M$34*(Unit!H$321/100)/DB!M$4)*(Unit!U416/100)*1000","v":0},{"$f":"(DmYear!$M$34*(Unit!I$321/100)/DB!N$4)*(Unit!V416/100)*1000","v":0},{"$f":"(DmYear!$M$34*(Unit!J$321/100)/DB!O$4)*(Unit!W416/100)*1000","v":0},{"$f":"(DmYear!$M$34*(Unit!K$321/100)/DB!P$4)*(Unit!X416/100)*1000","v":0},{"$f":"(DmYear!$M$34*(Unit!L$321/100)/DB!Q$4)*(Unit!Y416/100)*1000","v":0},{"$f":"(DmYear!$M$34*(Unit!M$321/100)/DB!R$4)*(Unit!Z416/100)*1000","v":0},{"$f":"(DmYear!$M$34*(Unit!N$321/100)/DB!S$4)*(Unit!AA416/100)*1000","v":0},"-",null,23,{"$f":"(DmYear!$M$34*(Unit!C$322/100)/DB!H$5)*(Unit!AD416/100)*1000","v":0},{"$f":"(DmYear!$M$34*(Unit!D$322/100)/DB!I$5)*(Unit!AE416/100)*1000","v":0},{"$f":"(DmYear!$M$34*(Unit!E$322/100)/DB!J$5)*(Unit!AF416/100)*1000","v":0},{"$f":"(DmYear!$M$34*(Unit!F$322/100)/DB!K$5)*(Unit!AG416/100)*1000","v":0},{"$f":"(DmYear!$M$34*(Unit!G$322/100)/DB!L$5)*(Unit!AH416/100)*1000","v":0},{"$f":"(DmYear!$M$34*(Unit!H$322/100)/DB!M$5)*(Unit!AI416/100)*1000","v":0},{"$f":"(DmYear!$M$34*(Unit!I$322/100)/DB!N$5)*(Unit!AJ416/100)*1000","v":0},{"$f":"(DmYear!$M$34*(Unit!J$322/100)/DB!O$5)*(Unit!AK416/100)*1000","v":0},{"$f":"(DmYear!$M$34*(Unit!K$322/100)/DB!P$5)*(Unit!AL416/100)*1000","v":0},{"$f":"(DmYear!$M$34*(Unit!L$322/100)/DB!Q$5)*(Unit!AM416/100)*1000","v":0},{"$f":"(DmYear!$M$34*(Unit!M$322/100)/DB!R$5)*(Unit!AN416/100)*1000","v":0},{"$f":"(DmYear!$M$34*(Unit!N$322/100)/DB!S$5)*(Unit!AO416/100)*1000","v":0},"-",null,null,23,0,0,0,0,0,0,0,0,0,0,0,0,null,null,23,0,0,0,0,0,0,0,0,0,0,0,0,null,null,23,0,0,0,0,0,0,0,0,0,0,0,0]
[null,"MJ/日",{"$f":"DmYear!$M$7*(Unit!C$320/100)/DB!H$3*1000","v":0},{"$f":"DmYear!$M$7*(Unit!D$320/100)/DB!I$3*1000","v":0},{"$f":"DmYear!$M$7*(Unit!E$320/100)/DB!J$3*1000","v":0},{"$f":"DmYear!$M$7*(Unit!F$320/100)/DB!K$3*1000","v":0},{"$f":"DmYear!$M$7*(Unit!G$320/100)/DB!L$3*1000","v":0},{"$f":"DmYear!$M$7*(Unit!H$320/100)/DB!M$3*1000","v":0},{"$f":"DmYear!$M$7*(Unit!I$320/100)/DB!N$3*1000","v":0},{"$f":"DmYear!$M$7*(Unit!J$320/100)/DB!O$3*1000","v":0},{"$f":"DmYear!$M$7*(Unit!K$320/100)/DB!P$3*1000","v":0},{"$f":"DmYear!$M$7*(Unit!L$320/100)/DB!Q$3*1000","v":0},{"$f":"DmYear!$M$7*(Unit!M$320/100)/DB!R$3*1000","v":0},{"$f":"DmYear!$M$7*(Unit!N$320/100)/DB!S$3*1000","v":0},"-",null,"MJ/日",{"$f":"DmYear!$M$7*(Unit!C$321/100)/DB!H$4*1000","v":0},{"$f":"DmYear!$M$7*(Unit!D$321/100)/DB!I$4*1000","v":0},{"$f":"DmYear!$M$7*(Unit!E$321/100)/DB!J$4*1000","v":0},{"$f":"DmYear!$M$7*(Unit!F$321/100)/DB!K$4*1000","v":0},{"$f":"DmYear!$M$7*(Unit!G$321/100)/DB!L$4*1000","v":0},{"$f":"DmYear!$M$7*(Unit!H$321/100)/DB!M$4*1000","v":0},{"$f":"DmYear!$M$7*(Unit!I$321/100)/DB!N$4*1000","v":0},{"$f":"DmYear!$M$7*(Unit!J$321/100)/DB!O$4*1000","v":0},{"$f":"DmYear!$M$7*(Unit!K$321/100)/DB!P$4*1000","v":0},{"$f":"DmYear!$M$7*(Unit!L$321/100)/DB!Q$4*1000","v":0},{"$f":"DmYear!$M$7*(Unit!M$321/100)/DB!R$4*1000","v":0},{"$f":"DmYear!$M$7*(Unit!N$321/100)/DB!S$4*1000","v":0},"-",null,"MJ/日",{"$f":"DmYear!$M$7*(Unit!C$322/100)/DB!H$5*1000","v":0},{"$f":"DmYear!$M$7*(Unit!D$322/100)/DB!I$5*1000","v":0},{"$f":"DmYear!$M$7*(Unit!E$322/100)/DB!J$5*1000","v":0},{"$f":"DmYear!$M$7*(Unit!F$322/100)/DB!K$5*1000","v":0},{"$f":"DmYear!$M$7*(Unit!G$322/100)/DB!L$5*1000","v":0},{"$f":"DmYear!$M$7*(Unit!H$322/100)/DB!M$5*1000","v":0},{"$f":"DmYear!$M$7*(Unit!I$322/100)/DB!N$5*1000","v":0},{"$f":"DmYear!$M$7*(Unit!J$322/100)/DB!O$5*1000","v":0},{"$f":"DmYear!$M$7*(Unit!K$322/100)/DB!P$5*1000","v":0},{"$f":"DmYear!$M$7*(Unit!L$322/100)/DB!Q$5*1000","v":0},{"$f":"DmYear!$M$7*(Unit!M$322/100)/DB!R$5*1000","v":0},{"$f":"DmYear!$M$7*(Unit!N$322/100)/DB!S$5*1000","v":0},"-",null,null,"MJ/日",{"$f":"SUM(AW393:AW416)","v":0},{"$f":"SUM(AX393:AX416)","v":0},{"$f":"SUM(AY393:AY416)","v":0},{"$f":"SUM(AZ393:AZ416)","v":0},{"$f":"SUM(BA393:BA416)","v":0},{"$f":"SUM(BB393:BB416)","v":0},{"$f":"SUM(BC393:BC416)","v":0},{"$f":"SUM(BD393:BD416)","v":0},{"$f":"SUM(BE393:BE416)","v":0},{"$f":"SUM(BF393:BF416)","v":0},{"$f":"SUM(BG393:BG416)","v":0},{"$f":"SUM(BH393:BH416)","v":0},null,null,"MJ/日",{"$f":"SUM(BL393:BL416)","v":0},{"$f":"SUM(BM393:BM416)","v":0},{"$f":"SUM(BN393:BN416)","v":0},{"$f":"SUM(BO393:BO416)","v":0},{"$f":"SUM(BP393:BP416)","v":0},{"$f":"SUM(BQ393:BQ416)","v":0},{"$f":"SUM(BR393:BR416)","v":0},{"$f":"SUM(BS393:BS416)","v":0},{"$f":"SUM(BT393:BT416)","v":0},{"$f":"SUM(BU393:BU416)","v":0},{"$f":"SUM(BV393:BV416)","v":0},{"$f":"SUM(BW393:BW416)","v":0},null,null,"MJ/日",{"$f":"SUM(CA393:CA416)","v":0},{"$f":"SUM(CB393:CB416)","v":0},{"$f":"SUM(CC393:CC416)","v":0},{"$f":"SUM(CD393:CD416)","v":0},{"$f":"SUM(CE393:CE416)","v":0},{"$f":"SUM(CF393:CF416)","v":0},{"$f":"SUM(CG393:CG416)","v":0},{"$f":"SUM(CH393:CH416)","v":0},{"$f":"SUM(CI393:CI416)","v":0},{"$f":"SUM(CJ393:CJ416)","v":0},{"$f":"SUM(CK393:CK416)","v":0},{"$f":"SUM(CL393:CL416)","v":0},null,null,null,null,"MJ/日",{"$f":"DmYear!$M$34*(Unit!C$320/100)/DB!H$3*1000","v":0},{"$f":"DmYear!$M$34*(Unit!D$320/100)/DB!I$3*1000","v":0},{"$f":"DmYear!$M$34*(Unit!E$320/100)/DB!J$3*1000","v":0},{"$f":"DmYear!$M$34*(Unit!F$320/100)/DB!K$3*1000","v":0},{"$f":"DmYear!$M$34*(Unit!G$320/100)/DB!L$3*1000","v":0},{"$f":"DmYear!$M$34*(Unit!H$320/100)/DB!M$3*1000","v":0},{"$f":"DmYear!$M$34*(Unit!I$320/100)/DB!N$3*1000","v":0},{"$f":"DmYear!$M$34*(Unit!J$320/100)/DB!O$3*1000","v":0},{"$f":"DmYear!$M$34*(Unit!K$320/100)/DB!P$3*1000","v":0},{"$f":"DmYear!$M$34*(Unit!L$320/100)/DB!Q$3*1000","v":0},{"$f":"DmYear!$M$34*(Unit!M$320/100)/DB!R$3*1000","v":0},{"$f":"DmYear!$M$34*(Unit!N$320/100)/DB!S$3*1000","v":0},"-",null,"MJ/日",{"$f":"DmYear!$M$34*(Unit!C$321/100)/DB!H$4*1000","v":0},{"$f":"DmYear!$M$34*(Unit!D$321/100)/DB!I$4*1000","v":0},{"$f":"DmYear!$M$34*(Unit!E$321/100)/DB!J$4*1000","v":0},{"$f":"DmYear!$M$34*(Unit!F$321/100)/DB!K$4*1000","v":0},{"$f":"DmYear!$M$34*(Unit!G$321/100)/DB!L$4*1000","v":0},{"$f":"DmYear!$M$34*(Unit!H$321/100)/DB!M$4*1000","v":0},{"$f":"DmYear!$M$34*(Unit!I$321/100)/DB!N$4*1000","v":0},{"$f":"DmYear!$M$34*(Unit!J$321/100)/DB!O$4*1000","v":0},{"$f":"DmYear!$M$34*(Unit!K$321/100)/DB!P$4*1000","v":0},{"$f":"DmYear!$M$34*(Unit!L$321/100)/DB!Q$4*1000","v":0},{"$f":"DmYear!$M$34*(Unit!M$321/100)/DB!R$4*1000","v":0},{"$f":"DmYear!$M$34*(Unit!N$321/100)/DB!S$4*1000","v":0},"-",null,"MJ/日",{"$f":"DmYear!$M$34*(Unit!C$322/100)/DB!H$5*1000","v":0},{"$f":"DmYear!$M$34*(Unit!D$322/100)/DB!I$5*1000","v":0},{"$f":"DmYear!$M$34*(Unit!E$322/100)/DB!J$5*1000","v":0},{"$f":"DmYear!$M$34*(Unit!F$322/100)/DB!K$5*1000","v":0},{"$f":"DmYear!$M$34*(Unit!G$322/100)/DB!L$5*1000","v":0},{"$f":"DmYear!$M$34*(Unit!H$322/100)/DB!M$5*1000","v":0},{"$f":"DmYear!$M$34*(Unit!I$322/100)/DB!N$5*1000","v":0},{"$f":"DmYear!$M$34*(Unit!J$322/100)/DB!O$5*1000","v":0},{"$f":"DmYear!$M$34*(Unit!K$322/100)/DB!P$5*1000","v":0},{"$f":"DmYear!$M$34*(Unit!L$322/100)/DB!Q$5*1000","v":0},{"$f":"DmYear!$M$34*(Unit!M$322/100)/DB!R$5*1000","v":0},{"$f":"DmYear!$M$34*(Unit!N$322/100)/DB!S$5*1000","v":0},"-",null,null,"MJ/日",{"$f":"SUM(EL393:EL416)","v":0},{"$f":"SUM(EM393:EM416)","v":0},{"$f":"SUM(EN393:EN416)","v":0},{"$f":"SUM(EO393:EO416)","v":0},{"$f":"SUM(EP393:EP416)","v":0},{"$f":"SUM(EQ393:EQ416)","v":0},{"$f":"SUM(ER393:ER416)","v":0},{"$f":"SUM(ES393:ES416)","v":0},{"$f":"SUM(ET393:ET416)","v":0},{"$f":"SUM(EU393:EU416)","v":0},{"$f":"SUM(EV393:EV416)","v":0},{"$f":"SUM(EW393:EW416)","v":0},null,null,"MJ/日",{"$f":"SUM(FA393:FA416)","v":0},{"$f":"SUM(FB393:FB416)","v":0},{"$f":"SUM(FC393:FC416)","v":0},{"$f":"SUM(FD393:FD416)","v":0},{"$f":"SUM(FE393:FE416)","v":0},{"$f":"SUM(FF393:FF416)","v":0},{"$f":"SUM(FG393:FG416)","v":0},{"$f":"SUM(FH393:FH416)","v":0},{"$f":"SUM(FI393:FI416)","v":0},{"$f":"SUM(FJ393:FJ416)","v":0},{"$f":"SUM(FK393:FK416)","v":0},{"$f":"SUM(FL393:FL416)","v":0},null,null,"MJ/日",{"$f":"SUM(FP393:FP416)","v":0},{"$f":"SUM(FQ393:FQ416)","v":0},{"$f":"SUM(FR393:FR416)","v":0},{"$f":"SUM(FS393:FS416)","v":0},{"$f":"SUM(FT393:FT416)","v":0},{"$f":"SUM(FU393:FU416)","v":0},{"$f":"SUM(FV393:FV416)","v":0},{"$f":"SUM(FW393:FW416)","v":0},{"$f":"SUM(FX393:FX416)","v":0},{"$f":"SUM(FY393:FY416)","v":0},{"$f":"SUM(FZ393:FZ416)","v":0},{"$f":"SUM(GA393:GA416)","v":0}]
[null,"max",{"$f":"MAX(C423:N446)","v":0},null,"文献値",{"$f":"DmYear!E8","v":0},null,"比率",{"$f":"IF(C420=0,0,F420/C420)","v":0},null,null,null,null,null,null,null,"max",{"$f":"MAX(R423:AC446)","v":0},null,"文献値",{"$f":"DmYear!E8","v":0},null,"比率",{"$f":"IF(R420=0,0,U420/R420)","v":0},null,null,null,null,null,null,null,"max",{"$f":"MAX(AG423:AR446)","v":0},null,"文献値",{"$f":"DmYear!E8","v":0},null,"比率",{"$f":"IF(AG420=0,0,AJ420/AG420)","v":0},null,null,null,null,null,null,null,null,null,null,null,null,null,null,null,null,null,null,null,null,null,null,null,null,null,null,null,null,null,null,null,null,null,null,null,null,null,null,null,null,null,null,null,null,null,null,null,null,null,null,null,null,null,null,null,"max",{"$f":"MAX(CR423:DC446)","v":0},null,"文献値",{"$f":"DmYear!$E35","v":0},null,"比率",{"$f":"IF(CR420=0,0,CU420/CR420)","v":0},null,null,null,null,null,null,null,"max",{"$f":"MAX(DG423:DR446)","v":0},null,"文献値",{"$f":"DmYear!$E35","v":0},null,"比率",{"$f":"IF(DG420=0,0,DJ420/DG420)","v":0},null,null,null,null,null,null,null,"max",{"$f":"MAX(DV423:EG446)","v":0},null,"文献値",{"$f":"DmYear!$E35","v":0},null,"比率",{"$f":"IF(DV420=0,0,DY420/DV420)","v":0}]
[null,"MJ/h","1月","2月","3月","4月","5月","6月","7月","8月","9月","10月","11月","12月","計",null,"MJ/h","1月","2月","3月","4月","5月","6月","7月","8月","9月","10月","11月","12月","計",null,"MJ/h","1月","2月","3月","4月","5月","6月","7月","8月","9月","10月","11月","12月","計",null,null,"MJ/h","1月","2月","3月","4月","5月","6月","7月","8月","9月","10月","11月","12月",null,null,"MJ/h","1月","2月","3月","4月","5月","6月","7月","8月","9月","10月","11月","12月",null,null,"MJ/h","1月","2月","3月","4月","5月","6月","7月","8月","9月","10月","11月","12月",null,null,null,null,"MJ/h","1月","2月","3月","4月","5月","6月","7月","8月","9月","10月","11月","12月","計",null,"MJ/h","1月","2月","3月","4月","5月","6月","7月","8月","9月","10月","11月","12月","計",null,"MJ/h","1月","2月","3月","4月","5月","6月","7月","8月","9月","10月","11月","12月","計",null,null,"MJ/h","1月","2月","3月","4月","5月","6月","7月","8月","9月","10月","11月","12月",null,null,"MJ/h","1月","2月","3月","4月","5月","6月","7月","8月","9月","10月","11月","12月",null,null,"MJ/h","1月","2月","3月","4月","5月","6月","7月","8月","9月","10月","11月","12月"]
[null,2,{"$f":"(DmYear!$M$8*(Unit!C$324/100)/DB!H$3)*(Unit!B425/100)*1000","v":0},{"$f":"(DmYear!$M$8*(Unit!D$324/100)/DB!I$3)*(Unit!C425/100)*1000","v":0},{"$f":"(DmYear!$M$8*(Unit!E$324/100)/DB!J$3)*(Unit!D425/100)*1000","v":0},{"$f":"(DmYear!$M$8*(Unit!F$324/100)/DB!K$3)*(Unit!E425/100)*1000","v":0},{"$f":"(DmYear!$M$8*(Unit!G$324/100)/DB!L$3)*(Unit!F425/100)*1000","v":0},{"$f":"(DmYear!$M$8*(Unit!H$324/100)/DB!M$3)*(Unit!G425/100)*1000","v":0},{"$f":"(DmYear!$M$8*(Unit!I$324/100)/DB!N$3)*(Unit!H425/100)*1000","v":0},{"$f":"(DmYear!$M$8*(Unit!J$324/100)/DB!O$3)*(Unit!I425/100)*1000","v":0},{"$f":"(DmYear!$M$8*(Unit!K$324/100)/DB!P$3)*(Unit!J425/100)*1000","v":0},{"$f":"(DmYear!$M$8*(Unit!L$324/100)/DB!Q$3)*(Unit!K425/100)*1000","v":0},{"$f":"(DmYear!$M$8*(Unit!M$324/100)/DB!R$3)*(Unit!L425/100)*1000","v":0},{"$f":"(DmYear!$M$8*(Unit!N$324/100)/DB!S$3)*(Unit!M425/100)*1000","v":0},"-",null,2,{"$f":"(DmYear!$M$8*(Unit!C$325/100)/DB!H$4)*(Unit!P425/100)*1000","v":0},{"$f":"(DmYear!$M$8*(Unit!D$325/100)/DB!I$4)*(Unit!Q425/100)*1000","v":0},{"$f":"(DmYear!$M$8*(Unit!E$325/100)/DB!J$4)*(Unit!R425/100)*1000","v":0},{"$f":"(DmYear!$M$8*(Unit!F$325/100)/DB!K$4)*(Unit!S425/100)*1000","v":0},{"$f":"(DmYear!$M$8*(Unit!G$325/100)/DB!L$4)*(Unit!T425/100)*1000","v":0},{"$f":"(DmYear!$M$8*(Unit!H$325/100)/DB!M$4)*(Unit!U425/100)*1000","v":0},{"$f":"(DmYear!$M$8*(Unit!I$325/100)/DB!N$4)*(Unit!V425/100)*1000","v":0},{"$f":"(DmYear!$M$8*(Unit!J$325/100)/DB!O$4)*(Unit!W425/100)*1000","v":0},{"$f":"(DmYear!$M$8*(Unit!K$325/100)/DB!P$4)*(Unit!X425/100)*1000","v":0},{"$f":"(DmYear!$M$8*(Unit!L$325/100)/DB!Q$4)*(Unit!Y425/100)*1000","v":0},{"$f":"(DmYear!$M$8*(Unit!M$325/100)/DB!R$4)*(Unit!Z425/100)*1000","v":0},{"$f":"(DmYear!$M$8*(Unit!N$325/100)/DB!S$4)*(Unit!AA425/100)*1000","v":0},"-",null,2,{"$f":"(DmYear!$M$8*(Unit!C$326/100)/DB!H$5)*(Unit!AD425/100)*1000","v":0},{"$f":"(DmYear!$M$8*(Unit!D$326/100)/DB!I$5)*(Unit!AE425/100)*1000","v":0},{"$f":"(DmYear!$M$8*(Unit!E$326/100)/DB!J$5)*(Unit!AF425/100)*1000","v":0},{"$f":"(DmYear!$M$8*(Unit!F$326/100)/DB!K$5)*(Unit!AG425/100)*1000","v":0},{"$f":"(DmYear!$M$8*(Unit!G$326/100)/DB!L$5)*(Unit!AH425/100)*1000","v":0},{"$f":"(DmYear!$M$8*(Unit!H$326/100)/DB!M$5)*(Unit!AI425/100)*1000","v":0},{"$f":"(DmYear!$M$8*(Unit!I$326/100)/DB!N$5)*(Unit!AJ425/100)*1000","v":0},{"$f":"(DmYear!$M$8*(Unit!J$326/100)/DB!O$5)*(Unit!AK425/100)*1000","v":0},{"$f":"(DmYear!$M$8*(Unit!K$326/100)/DB!P$5)*(Unit!AL425/100)*1000","v":0},{"$f":"(DmYear!$M$8*(Unit!L$326/100)/DB!Q$5)*(Unit!AM425/100)*1000","v":0},{"$f":"(DmYear!$M$8*(Unit!M$326/100)/DB!R$5)*(Unit!AN425/100)*1000","v":0},{"$f":"(DmYear!$M$8*(Unit!N$326/100)/DB!S$5)*(Unit!AO425/100)*1000","v":0},"-",null,null,2,0,0,0,0,0,0,0,0,0,0,0,0,null,null,2,0,0,0,0,0,0,0,0,0,0,0,0,null,null,2,0,0,0,0,0,0,0,0,0,0,0,0,null,null,null,null,2,{"$f":"(DmYear!$M$35*(Unit!C$324/100)/DB!H$3)*(Unit!B425/100)*1000","v":0},{"$f":"(DmYear!$M$35*(Unit!D$324/100)/DB!I$3)*(Unit!C425/100)*1000","v":0},{"$f":"(DmYear!$M$35*(Unit!E$324/100)/DB!J$3)*(Unit!D425/100)*1000","v":0},{"$f":"(DmYear!$M$35*(Unit!F$324/100)/DB!K$3)*(Unit!E425/100)*1000","v":0},{"$f":"(DmYear!$M$35*(Unit!G$324/100)/DB!L$3)*(Unit!F425/100)*1000","v":0},{"$f":"(DmYear!$M$35*(Unit!H$324/100)/DB!M$3)*(Unit!G425/100)*1000","v":0},{"$f":"(DmYear!$M$35*(Unit!I$324/100)/DB!N$3)*(Unit!H425/100)*1000","v":0},{"$f":"(DmYear!$M$35*(Unit!J$324/100)/DB!O$3)*(Unit!I425/100)*1000","v":0},{"$f":"(DmYear!$M$35*(Unit!K$324/100)/DB!P$3)*(Unit!J425/100)*1000","v":0},{"$f":"(DmYear!$M$35*(Unit!L$324/100)/DB!Q$3)*(Unit!K425/100)*1000","v":0},{"$f":"(DmYear!$M$35*(Unit!M$324/100)/DB!R$3)*(Unit!L425/100)*1000","v":0},{"$f":"(DmYear!$M$35*(Unit!N$324/100)/DB!S$3)*(Unit!M425/100)*1000","v":0},"-",null,2,{"$f":"(DmYear!$M$35*(Unit!C$325/100)/DB!H$4)*(Unit!P425/100)*1000","v":0},{"$f":"(DmYear!$M$35*(Unit!D$325/100)/DB!I$4)*(Unit!Q425/100)*1000","v":0},{"$f":"(DmYear!$M$35*(Unit!E$325/100)/DB!J$4)*(Unit!R425/100)*1000","v":0},{"$f":"(DmYear!$M$35*(Unit!F$325/100)/DB!K$4)*(Unit!S425/100)*1000","v":0},{"$f":"(DmYear!$M$35*(Unit!G$325/100)/DB!L$4)*(Unit!T425/100)*1000","v":0},{"$f":"(DmYear!$M$35*(Unit!H$325/100)/DB!M$4)*(Unit!U425/100)*1000","v":0},{"$f":"(DmYear!$M$35*(Unit!I$325/100)/DB!N$4)*(Unit!V425/100)*1000","v":0},{"$f":"(DmYear!$M$35*(Unit!J$325/100)/DB!O$4)*(Unit!W425/100)*1000","v":0},{"$f":"(DmYear!$M$35*(Unit!K$325/100)/DB!P$4)*(Unit!X425/100)*1000","v":0},{"$f":"(DmYear!$M$35*(Unit!L$325/100)/DB!Q$4)*(Unit!Y425/100)*1000","v":0},{"$f":"(DmYear!$M$35*(Unit!M$325/100)/DB!R$4)*(Unit!Z425/100)*1000","v":0},{"$f":"(DmYear!$M$35*(Unit!N$325/100)/DB!S$4)*(Unit!AA425/100)*1000","v":0},"-",null,2,{"$f":"(DmYear!$M$35*(Unit!C$326/100)/DB!H$5)*(Unit!AD425/100)*1000","v":0},{"$f":"(DmYear!$M$35*(Unit!D$326/100)/DB!I$5)*(Unit!AE425/100)*1000","v":0},{"$f":"(DmYear!$M$35*(Unit!E$326/100)/DB!J$5)*(Unit!AF425/100)*1000","v":0},{"$f":"(DmYear!$M$35*(Unit!F$326/100)/DB!K$5)*(Unit!AG425/100)*1000","v":0},{"$f":"(DmYear!$M$35*(Unit!G$326/100)/DB!L$5)*(Unit!AH425/100)*1000","v":0},{"$f":"(DmYear!$M$35*(Unit!H$326/100)/DB!M$5)*(Unit!AI425/100)*1000","v":0},{"$f":"(DmYear!$M$35*(Unit!I$326/100)/DB!N$5)*(Unit!AJ425/100)*1000","v":0},{"$f":"(DmYear!$M$35*(Unit!J$326/100)/DB!O$5)*(Unit!AK425/100)*1000","v":0},{"$f":"(DmYear!$M$35*(Unit!K$326/100)/DB!P$5)*(Unit!AL425/100)*1000","v":0},{"$f":"(DmYear!$M$35*(Unit!L$326/100)/DB!Q$5)*(Unit!AM425/100)*1000","v":0},{"$f":"(DmYear!$M$35*(Unit!M$326/100)/DB!R$5)*(Unit!AN425/100)*1000","v":0},{"$f":"(DmYear!$M$35*(Unit!N$326/100)/DB!S$5)*(Unit!AO425/100)*1000","v":0},"-",null,null,2,0,0,0,0,0,0,0,0,0,0,0,0,null,null,2,0,0,0,0,0,0,0,0,0,0,0,0,null,null,2,0,0,0,0,0,0,0,0,0,0,0,0]
[null,5,{"$f":"(DmYear!$M$8*(Unit!C$324/100)/DB!H$3)*(Unit!B428/100)*1000","v":0},{"$f":"(DmYear!$M$8*(Unit!D$324/100)/DB!I$3)*(Unit!C428/100)*1000","v":0},{"$f":"(DmYear!$M$8*(Unit!E$324/100)/DB!J$3)*(Unit!D428/100)*1000","v":0},{"$f":"(DmYear!$M$8*(Unit!F$324/100)/DB!K$3)*(Unit!E428/100)*1000","v":0},{"$f":"(DmYear!$M$8*(Unit!G$324/100)/DB!L$3)*(Unit!F428/100)*1000","v":0},{"$f":"(DmYear!$M$8*(Unit!H$324/100)/DB!M$3)*(Unit!G428/100)*1000","v":0},{"$f":"(DmYear!$M$8*(Unit!I$324/100)/DB!N$3)*(Unit!H428/100)*1000","v":0},{"$f":"(DmYear!$M$8*(Unit!J$324/100)/DB!O$3)*(Unit!I428/100)*1000","v":0},{"$f":"(DmYear!$M$8*(Unit!K$324/100)/DB!P$3)*(Unit!J428/100)*1000","v":0},{"$f":"(DmYear!$M$8*(Unit!L$324/100)/DB!Q$3)*(Unit!K428/100)*1000","v":0},{"$f":"(DmYear!$M$8*(Unit!M$324/100)/DB!R$3)*(Unit!L428/100)*1000","v":0},{"$f":"(DmYear!$M$8*(Unit!N$324/100)/DB!S$3)*(Unit!M428/100)*1000","v":0},"-",null,5,{"$f":"(DmYear!$M$8*(Unit!C$325/100)/DB!H$4)*(Unit!P428/100)*1000","v":0},{"$f":"(DmYear!$M$8*(Unit!D$325/100)/DB!I$4)*(Unit!Q428/100)*1000","v":0},{"$f":"(DmYear!$M$8*(Unit!E$325/100)/DB!J$4)*(Unit!R428/100)*1000","v":0},{"$f":"(DmYear!$M$8*(Unit!F$325/100)/DB!K$4)*(Unit!S428/100)*1000","v":0},{"$f":"(DmYear!$M$8*(Unit!G$325/100)/DB!L$4)*(Unit!T428/100)*1000","v":0},{"$f":"(DmYear!$M$8*(Unit!H$325/100)/DB!M$4)*(Unit!U428/100)*1000","v":0},{"$f":"(DmYear!$M$8*(Unit!I$325/100)/DB!N$4)*(Unit!V428/100)*1000","v":0},{"$f":"(DmYear!$M$8*(Unit!J$325/100)/DB!O$4)*(Unit!W428/100)*1000","v":0},{"$f":"(DmYear!$M$8*(Unit!K$325/100)/DB!P$4)*(Unit!X428/100)*1000","v":0},{"$f":"(DmYear!$M$8*(Unit!L$325/100)/DB!Q$4)*(Unit!Y428/100)*1000","v":0},{"$f":"(DmYear!$M$8*(Unit!M$325/100)/DB!R$4)*(Unit!Z428/100)*1000","v":0},{"$f":"(DmYear!$M$8*(Unit!N$325/100)/DB!S$4)*(Unit!AA428/100)*1000","v":0},"-",null,5,{"$f":"(DmYear!$M$8*(Unit!C$326/100)/DB!H$5)*(Unit!AD428/100)*1000","v":0},{"$f":"(DmYear!$M$8*(Unit!D$326/100)/DB!I$5)*(Unit!AE428/100)*1000","v":0},{"$f":"(DmYear!$M$8*(Unit!E$326/100)/DB!J$5)*(Unit!AF428/100)*1000","v":0},{"$f":"(DmYear!$M$8*(Unit!F$326/100)/DB!K$5)*(Unit!AG428/100)*1000","v":0},{"$f":"(DmYear!$M$8*(Unit!G$326/100)/DB!L$5)*(Unit!AH428/100)*1000","v":0},{"$f":"(DmYear!$M$8*(Unit!H$326/100)/DB!M$5)*(Unit!AI428/100)*1000","v":0},{"$f":"(DmYear!$M$8*(Unit!I$326/100)/DB!N$5)*(Unit!AJ428/100)*1000","v":0},{"$f":"(DmYear!$M$8*(Unit!J$326/100)/DB!O$5)*(Unit!AK428/100)*1000","v":0},{"$f":"(DmYear!$M$8*(Unit!K$326/100)/DB!P$5)*(Unit!AL428/100)*1000","v":0},{"$f":"(DmYear!$M$8*(Unit!L$326/100)/DB!Q$5)*(Unit!AM428/100)*1000","v":0},{"$f":"(DmYear!$M$8*(Unit!M$326/100)/DB!R$5)*(Unit!AN428/100)*1000","v":0},{"$f":"(DmYear!$M$8*(Unit!N$326/100)/DB!S$5)*(Unit!AO428/100)*1000","v":0},"-",null,null,5,0,0,0,0,0,0,0,0,0,0,0,0,null,null,5,0,0,0,0,0,0,0,0,0,0,0,0,null,null,5,0,0,0,0,0,0,0,0,0,0,0,0,null,null,null,null,5,{"$f":"(DmYear!$M$35*(Unit!C$324/100)/DB!H$3)*(Unit!B428/100)*1000","v":0},{"$f":"(DmYear!$M$35*(Unit!D$324/100)/DB!I$3)*(Unit!C428/100)*1000","v":0},{"$f":"(DmYear!$M$35*(Unit!E$324/100)/DB!J$3)*(Unit!D428/100)*1000","v":0},{"$f":"(DmYear!$M$35*(Unit!F$324/100)/DB!K$3)*(Unit!E428/100)*1000","v":0},{"$f":"(DmYear!$M$35*(Unit!G$324/100)/DB!L$3)*(Unit!F428/100)*1000","v":0},{"$f":"(DmYear!$M$35*(Unit!H$324/100)/DB!M$3)*(Unit!G428/100)*1000","v":0},{"$f":"(DmYear!$M$35*(Unit!I$324/100)/DB!N$3)*(Unit!H428/100)*1000","v":0},{"$f":"(DmYear!$M$35*(Unit!J$324/100)/DB!O$3)*(Unit!I428/100)*1000","v":0},{"$f":"(DmYear!$M$35*(Unit!K$324/100)/DB!P$3)*(Unit!J428/100)*1000","v":0},{"$f":"(DmYear!$M$35*(Unit!L$324/100)/DB!Q$3)*(Unit!K428/100)*1000","v":0},{"$f":"(DmYear!$M$35*(Unit!M$324/100)/DB!R$3)*(Unit!L428/100)*1000","v":0},{"$f":"(DmYear!$M$35*(Unit!N$324/100)/DB!S$3)*(Unit!M428/100)*1000","v":0},"-",null,5,{"$f":"(DmYear!$M$35*(Unit!C$325/100)/DB!H$4)*(Unit!P428/100)*1000","v":0},{"$f":"(DmYear!$M$35*(Unit!D$325/100)/DB!I$4)*(Unit!Q428/100)*1000","v":0},{"$f":"(DmYear!$M$35*(Unit!E$325/100)/DB!J$4)*(Unit!R428/100)*1000","v":0},{"$f":"(DmYear!$M$35*(Unit!F$325/100)/DB!K$4)*(Unit!S428/100)*1000","v":0},{"$f":"(DmYear!$M$35*(Unit!G$325/100)/DB!L$4)*(Unit!T428/100)*1000","v":0},{"$f":"(DmYear!$M$35*(Unit!H$325/100)/DB!M$4)*(Unit!U428/100)*1000","v":0},{"$f":"(DmYear!$M$35*(Unit!I$325/100)/DB!N$4)*(Unit!V428/100)*1000","v":0},{"$f":"(DmYear!$M$35*(Unit!J$325/100)/DB!O$4)*(Unit!W428/100)*1000","v":0},{"$f":"(DmYear!$M$35*(Unit!K$325/100)/DB!P$4)*(Unit!X428/100)*1000","v":0},{"$f":"(DmYear!$M$35*(Unit!L$325/100)/DB!Q$4)*(Unit!Y428/100)*1000","v":0},{"$f":"(DmYear!$M$35*(Unit!M$325/100)/DB!R$4)*(Unit!Z428/100)*1000","v":0},{"$f":"(DmYear!$M$35*(Unit!N$325/100)/DB!S$4)*(Unit!AA428/100)*1000","v":0},"-",null,5,{"$f":"(DmYear!$M$35*(Unit!C$326/100)/DB!H$5)*(Unit!AD428/100)*1000","v":0},{"$f":"(DmYear!$M$35*(Unit!D$326/100)/DB!I$5)*(Unit!AE428/100)*1000","v":0},{"$f":"(DmYear!$M$35*(Unit!E$326/100)/DB!J$5)*(Unit!AF428/100)*1000","v":0},{"$f":"(DmYear!$M$35*(Unit!F$326/100)/DB!K$5)*(Unit!AG428/100)*1000","v":0},{"$f":"(DmYear!$M$35*(Unit!G$326/100)/DB!L$5)*(Unit!AH428/100)*1000","v":0},{"$f":"(DmYear!$M$35*(Unit!H$326/100)/DB!M$5)*(Unit!AI428/100)*1000","v":0},{"$f":"(DmYear!$M$35*(Unit!I$326/100)/DB!N$5)*(Unit!AJ428/100)*1000","v":0},{"$f":"(DmYear!$M$35*(Unit!J$326/100)/DB!O$5)*(Unit!AK428/100)*1000","v":0},{"$f":"(DmYear!$M$35*(Unit!K$326/100)/DB!P$5)*(Unit!AL428/100)*1000","v":0},{"$f":"(DmYear!$M$35*(Unit!L$326/100)/DB!Q$5)*(Unit!AM428/100)*1000","v":0},{"$f":"(DmYear!$M$35*(Unit!M$326/100)/DB!R$5)*(Unit!AN428/100)*1000","v":0},{"$f":"(DmYear!$M$35*(Unit!N$326/100)/DB!S$5)*(Unit!AO428/100)*1000","v":0},"-",null,null,5,0,0,0,0,0,0,0,0,0,0,0,0,null,null,5,0,0,0,0,0,0,0,0,0,0,0,0,null,null,5,0,0,0,0,0,0,0,0,0,0,0,0]
[null,7,{"$f":"(DmYear!$M$8*(Unit!C$324/100)/DB!H$3)*(Unit!B430/100)*1000","v":0},{"$f":"(DmYear!$M$8*(Unit!D$324/100)/DB!I$3)*(Unit!C430/100)*1000","v":0},{"$f":"(DmYear!$M$8*(Unit!E$324/100)/DB!J$3)*(Unit!D430/100)*1000","v":0},{"$f":"(DmYear!$M$8*(Unit!F$324/100)/DB!K$3)*(Unit!E430/100)*1000","v":0},{"$f":"(DmYear!$M$8*(Unit!G$324/100)/DB!L$3)*(Unit!F430/100)*1000","v":0},{"$f":"(DmYear!$M$8*(Unit!H$324/100)/DB!M$3)*(Unit!G430/100)*1000","v":0},{"$f":"(DmYear!$M$8*(Unit!I$324/100)/DB!N$3)*(Unit!H430/100)*1000","v":0},{"$f":"(DmYear!$M$8*(Unit!J$324/100)/DB!O$3)*(Unit!I430/100)*1000","v":0},{"$f":"(DmYear!$M$8*(Unit!K$324/100)/DB!P$3)*(Unit!J430/100)*1000","v":0},{"$f":"(DmYear!$M$8*(Unit!L$324/100)/DB!Q$3)*(Unit!K430/100)*1000","v":0},{"$f":"(DmYear!$M$8*(Unit!M$324/100)/DB!R$3)*(Unit!L430/100)*1000","v":0},{"$f":"(DmYear!$M$8*(Unit!N$324/100)/DB!S$3)*(Unit!M430/100)*1000","v":0},"-",null,7,{"$f":"(DmYear!$M$8*(Unit!C$325/100)/DB!H$4)*(Unit!P430/100)*1000","v":0},{"$f":"(DmYear!$M$8*(Unit!D$325/100)/DB!I$4)*(Unit!Q430/100)*1000","v":0},{"$f":"(DmYear!$M$8*(Unit!E$325/100)/DB!J$4)*(Unit!R430/100)*1000","v":0},{"$f":"(DmYear!$M$8*(Unit!F$325/100)/DB!K$4)*(Unit!S430/100)*1000","v":0},{"$f":"(DmYear!$M$8*(Unit!G$325/100)/DB!L$4)*(Unit!T430/100)*1000","v":0},{"$f":"(DmYear!$M$8*(Unit!H$325/100)/DB!M$4)*(Unit!U430/100)*1000","v":0},{"$f":"(DmYear!$M$8*(Unit!I$325/100)/DB!N$4)*(Unit!V430/100)*1000","v":0},{"$f":"(DmYear!$M$8*(Unit!J$325/100)/DB!O$4)*(Unit!W430/100)*1000","v":0},{"$f":"(DmYear!$M$8*(Unit!K$325/100)/DB!P$4)*(Unit!X430/100)*1000","v":0},{"$f":"(DmYear!$M$8*(Unit!L$325/100)/DB!Q$4)*(Unit!Y430/100)*1000","v":0},{"$f":"(DmYear!$M$8*(Unit!M$325/100)/DB!R$4)*(Unit!Z430/100)*1000","v":0},{"$f":"(DmYear!$M$8*(Unit!N$325/100)/DB!S$4)*(Unit!AA430/100)*1000","v":0},"-",null,7,{"$f":"(DmYear!$M$8*(Unit!C$326/100)/DB!H$5)*(Unit!AD430/100)*1000","v":0},{"$f":"(DmYear!$M$8*(Unit!D$326/100)/DB!I$5)*(Unit!AE430/100)*1000","v":0},{"$f":"(DmYear!$M$8*(Unit!E$326/100)/DB!J$5)*(Unit!AF430/100)*1000","v":0},{"$f":"(DmYear!$M$8*(Unit!F$326/100)/DB!K$5)*(Unit!AG430/100)*1000","v":0},{"$f":"(DmYear!$M$8*(Unit!G$326/100)/DB!L$5)*(Unit!AH430/100)*1000","v":0},{"$f":"(DmYear!$M$8*(Unit!H$326/100)/DB!M$5)*(Unit!AI430/100)*1000","v":0},{"$f":"(DmYear!$M$8*(Unit!I$326/100)/DB!N$5)*(Unit!AJ430/100)*1000","v":0},{"$f":"(DmYear!$M$8*(Unit!J$326/100)/DB!O$5)*(Unit!AK430/100)*1000","v":0},{"$f":"(DmYear!$M$8*(Unit!K$326/100)/DB!P$5)*(Unit!AL430/100)*1000","v":0},{"$f":"(DmYear!$M$8*(Unit!L$326/100)/DB!Q$5)*(Unit!AM430/100)*1000","v":0},{"$f":"(DmYear!$M$8*(Unit!M$326/100)/DB!R$5)*(Unit!AN430/100)*1000","v":0},{"$f":"(DmYear!$M$8*(Unit!N$326/100)/DB!S$5)*(Unit!AO430/100)*1000","v":0},"-",null,null,7,0,0,0,0,0,0,0,0,0,0,0,0,null,null,7,0,0,0,0,0,0,0,0,0,0,0,0,null,null,7,0,0,0,0,0,0,0,0,0,0,0,0,null,null,null,null,7,{"$f":"(DmYear!$M$35*(Unit!C$324/100)/DB!H$3)*(Unit!B430/100)*1000","v":0},{"$f":"(DmYear!$M$35*(Unit!D$324/100)/DB!I$3)*(Unit!C430/100)*1000","v":0},{"$f":"(DmYear!$M$35*(Unit!E$324/100)/DB!J$3)*(Unit!D430/100)*1000","v":0},{"$f":"(DmYear!$M$35*(Unit!F$324/100)/DB!K$3)*(Unit!E430/100)*1000","v":0},{"$f":"(DmYear!$M$35*(Unit!G$324/100)/DB!L$3)*(Unit!F430/100)*1000","v":0},{"$f":"(DmYear!$M$35*(Unit!H$324/100)/DB!M$3)*(Unit!G430/100)*1000","v":0},{"$f":"(DmYear!$M$35*(Unit!I$324/100)/DB!N$3)*(Unit!H430/100)*1000","v":0},{"$f":"(DmYear!$M$35*(Unit!J$324/100)/DB!O$3)*(Unit!I430/100)*1000","v":0},{"$f":"(DmYear!$M$35*(Unit!K$324/100)/DB!P$3)*(Unit!J430/100)*1000","v":0},{"$f":"(DmYear!$M$35*(Unit!L$324/100)/DB!Q$3)*(Unit!K430/100)*1000","v":0},{"$f":"(DmYear!$M$35*(Unit!M$324/100)/DB!R$3)*(Unit!L430/100)*1000","v":0},{"$f":"(DmYear!$M$35*(Unit!N$324/100)/DB!S$3)*(Unit!M430/100)*1000","v":0},"-",null,7,{"$f":"(DmYear!$M$35*(Unit!C$325/100)/DB!H$4)*(Unit!P430/100)*1000","v":0},{"$f":"(DmYear!$M$35*(Unit!D$325/100)/DB!I$4)*(Unit!Q430/100)*1000","v":0},{"$f":"(DmYear!$M$35*(Unit!E$325/100)/DB!J$4)*(Unit!R430/100)*1000","v":0},{"$f":"(DmYear!$M$35*(Unit!F$325/100)/DB!K$4)*(Unit!S430/100)*1000","v":0},{"$f":"(DmYear!$M$35*(Unit!G$325/100)/DB!L$4)*(Unit!T430/100)*1000","v":0},{"$f":"(DmYear!$M$35*(Unit!H$325/100)/DB!M$4)*(Unit!U430/100)*1000","v":0},{"$f":"(DmYear!$M$35*(Unit!I$325/100)/DB!N$4)*(Unit!V430/100)*1000","v":0},{"$f":"(DmYear!$M$35*(Unit!J$325/100)/DB!O$4)*(Unit!W430/100)*1000","v":0},{"$f":"(DmYear!$M$35*(Unit!K$325/100)/DB!P$4)*(Unit!X430/100)*1000","v":0},{"$f":"(DmYear!$M$35*(Unit!L$325/100)/DB!Q$4)*(Unit!Y430/100)*1000","v":0},{"$f":"(DmYear!$M$35*(Unit!M$325/100)/DB!R$4)*(Unit!Z430/100)*1000","v":0},{"$f":"(DmYear!$M$35*(Unit!N$325/100)/DB!S$4)*(Unit!AA430/100)*1000","v":0},"-",null,7,{"$f":"(DmYear!$M$35*(Unit!C$326/100)/DB!H$5)*(Unit!AD430/100)*1000","v":0},{"$f":"(DmYear!$M$35*(Unit!D$326/100)/DB!I$5)*(Unit!AE430/100)*1000","v":0},{"$f":"(DmYear!$M$35*(Unit!E$326/100)/DB!J$5)*(Unit!AF430/100)*1000","v":0},{"$f":"(DmYear!$M$35*(Unit!F$326/100)/DB!K$5)*(Unit!AG430/100)*1000","v":0},{"$f":"(DmYear!$M$35*(Unit!G$326/100)/DB!L$5)*(Unit!AH430/100)*1000","v":0},{"$f":"(DmYear!$M$35*(Unit!H$326/100)/DB!M$5)*(Unit!AI430/100)*1000","v":0},{"$f":"(DmYear!$M$35*(Unit!I$326/100)/DB!N$5)*(Unit!AJ430/100)*1000","v":0},{"$f":"(DmYear!$M$35*(Unit!J$326/100)/DB!O$5)*(Unit!AK430/100)*1000","v":0},{"$f":"(DmYear!$M$35*(Unit!K$326/100)/DB!P$5)*(Unit!AL430/100)*1000","v":0},{"$f":"(DmYear!$M$35*(Unit!L$326/100)/DB!Q$5)*(Unit!AM430/100)*1000","v":0},{"$f":"(DmYear!$M$35*(Unit!M$326/100)/DB!R$5)*(Unit!AN430/100)*1000","v":0},{"$f":"(DmYear!$M$35*(Unit!N$326/100)/DB!S$5)*(Unit!AO430/100)*1000","v":0},"-",null,null,7,0,0,0,0,0,0,0,0,0,0,0,0,null,null,7,0,0,0,0,0,0,0,0,0,0,0,0,null,null,7,0,0,0,0,0,0,0,0,0,0,0,0]
[null,8,{"$f":"(DmYear!$M$8*(Unit!C$324/100)/DB!H$3)*(Unit!B431/100)*1000","v":0},{"$f":"(DmYear!$M$8*(Unit!D$324/100)/DB!I$3)*(Unit!C431/100)*1000","v":0},{"$f":"(DmYear!$M$8*(Unit!E$324/100)/DB!J$3)*(Unit!D431/100)*1000","v":0},{"$f":"(DmYear!$M$8*(Unit!F$324/100)/DB!K$3)*(Unit!E431/100)*1000","v":0},{"$f":"(DmYear!$M$8*(Unit!G$324/100)/DB!L$3)*(Unit!F431/100)*1000","v":0},{"$f":"(DmYear!$M$8*(Unit!H$324/100)/DB!M$3)*(Unit!G431/100)*1000","v":0},{"$f":"(DmYear!$M$8*(Unit!I$324/100)/DB!N$3)*(Unit!H431/100)*1000","v":0},{"$f":"(DmYear!$M$8*(Unit!J$324/100)/DB!O$3)*(Unit!I431/100)*1000","v":0},{"$f":"(DmYear!$M$8*(Unit!K$324/100)/DB!P$3)*(Unit!J431/100)*1000","v":0},{"$f":"(DmYear!$M$8*(Unit!L$324/100)/DB!Q$3)*(Unit!K431/100)*1000","v":0},{"$f":"(DmYear!$M$8*(Unit!M$324/100)/DB!R$3)*(Unit!L431/100)*1000","v":0},{"$f":"(DmYear!$M$8*(Unit!N$324/100)/DB!S$3)*(Unit!M431/100)*1000","v":0},"-",null,8,{"$f":"(DmYear!$M$8*(Unit!C$325/100)/DB!H$4)*(Unit!P431/100)*1000","v":0},{"$f":"(DmYear!$M$8*(Unit!D$325/100)/DB!I$4)*(Unit!Q431/100)*1000","v":0},{"$f":"(DmYear!$M$8*(Unit!E$325/100)/DB!J$4)*(Unit!R431/100)*1000","v":0},{"$f":"(DmYear!$M$8*(Unit!F$325/100)/DB!K$4)*(Unit!S431/100)*1000","v":0},{"$f":"(DmYear!$M$8*(Unit!G$325/100)/DB!L$4)*(Unit!T431/100)*1000","v":0},{"$f":"(DmYear!$M$8*(Unit!H$325/100)/DB!M$4)*(Unit!U431/100)*1000","v":0},{"$f":"(DmYear!$M$8*(Unit!I$325/100)/DB!N$4)*(Unit!V431/100)*1000","v":0},{"$f":"(DmYear!$M$8*(Unit!J$325/100)/DB!O$4)*(Unit!W431/100)*1000","v":0},{"$f":"(DmYear!$M$8*(Unit!K$325/100)/DB!P$4)*(Unit!X431/100)*1000","v":0},{"$f":"(DmYear!$M$8*(Unit!L$325/100)/DB!Q$4)*(Unit!Y431/100)*1000","v":0},{"$f":"(DmYear!$M$8*(Unit!M$325/100)/DB!R$4)*(Unit!Z431/100)*1000","v":0},{"$f":"(DmYear!$M$8*(Unit!N$325/100)/DB!S$4)*(Unit!AA431/100)*1000","v":0},"-",null,8,{"$f":"(DmYear!$M$8*(Unit!C$326/100)/DB!H$5)*(Unit!AD431/100)*1000","v":0},{"$f":"(DmYear!$M$8*(Unit!D$326/100)/DB!I$5)*(Unit!AE431/100)*1000","v":0},{"$f":"(DmYear!$M$8*(Unit!E$326/100)/DB!J$5)*(Unit!AF431/100)*1000","v":0},{"$f":"(DmYear!$M$8*(Unit!F$326/100)/DB!K$5)*(Unit!AG431/100)*1000","v":0},{"$f":"(DmYear!$M$8*(Unit!G$326/100)/DB!L$5)*(Unit!AH431/100)*1000","v":0},{"$f":"(DmYear!$M$8*(Unit!H$326/100)/DB!M$5)*(Unit!AI431/100)*1000","v":0},{"$f":"(DmYear!$M$8*(Unit!I$326/100)/DB!N$5)*(Unit!AJ431/100)*1000","v":0},{"$f":"(DmYear!$M$8*(Unit!J$326/100)/DB!O$5)*(Unit!AK431/100)*1000","v":0},{"$f":"(DmYear!$M$8*(Unit!K$326/100)/DB!P$5)*(Unit!AL431/100)*1000","v":0},{"$f":"(DmYear!$M$8*(Unit!L$326/100)/DB!Q$5)*(Unit!AM431/100)*1000","v":0},{"$f":"(DmYear!$M$8*(Unit!M$326/100)/DB!R$5)*(Unit!AN431/100)*1000","v":0},{"$f":"(DmYear!$M$8*(Unit!N$326/100)/DB!S$5)*(Unit!AO431/100)*1000","v":0},"-",null,null,8,0,0,0,0,0,0,0,0,0,0,0,0,null,null,8,0,0,0,0,0,0,0,0,0,0,0,0,null,null,8,0,0,0,0,0,0,0,0,0,0,0,0,null,null,null,null,8,{"$f":"(DmYear!$M$35*(Unit!C$324/100)/DB!H$3)*(Unit!B431/100)*1000","v":0},{"$f":"(DmYear!$M$35*(Unit!D$324/100)/DB!I$3)*(Unit!C431/100)*1000","v":0},{"$f":"(DmYear!$M$35*(Unit!E$324/100)/DB!J$3)*(Unit!D431/100)*1000","v":0},{"$f":"(DmYear!$M$35*(Unit!F$324/100)/DB!K$3)*(Unit!E431/100)*1000","v":0},{"$f":"(DmYear!$M$35*(Unit!G$324/100)/DB!L$3)*(Unit!F431/100)*1000","v":0},{"$f":"(DmYear!$M$35*(Unit!H$324/100)/DB!M$3)*(Unit!G431/100)*1000","v":0},{"$f":"(DmYear!$M$35*(Unit!I$324/100)/DB!N$3)*(Unit!H431/100)*1000","v":0},{"$f":"(DmYear!$M$35*(Unit!J$324/100)/DB!O$3)*(Unit!I431/100)*1000","v":0},{"$f":"(DmYear!$M$35*(Unit!K$324/100)/DB!P$3)*(Unit!J431/100)*1000","v":0},{"$f":"(DmYear!$M$35*(Unit!L$324/100)/DB!Q$3)*(Unit!K431/100)*1000","v":0},{"$f":"(DmYear!$M$35*(Unit!M$324/100)/DB!R$3)*(Unit!L431/100)*1000","v":0},{"$f":"(DmYear!$M$35*(Unit!N$324/100)/DB!S$3)*(Unit!M431/100)*1000","v":0},"-",null,8,{"$f":"(DmYear!$M$35*(Unit!C$325/100)/DB!H$4)*(Unit!P431/100)*1000","v":0},{"$f":"(DmYear!$M$35*(Unit!D$325/100)/DB!I$4)*(Unit!Q431/100)*1000","v":0},{"$f":"(DmYear!$M$35*(Unit!E$325/100)/DB!J$4)*(Unit!R431/100)*1000","v":0},{"$f":"(DmYear!$M$35*(Unit!F$325/100)/DB!K$4)*(Unit!S431/100)*1000","v":0},{"$f":"(DmYear!$M$35*(Unit!G$325/100)/DB!L$4)*(Unit!T431/100)*1000","v":0},{"$f":"(DmYear!$M$35*(Unit!H$325/100)/DB!M$4)*(Unit!U431/100)*1000","v":0},{"$f":"(DmYear!$M$35*(Unit!I$325/100)/DB!N$4)*(Unit!V431/100)*1000","v":0},{"$f":"(DmYear!$M$35*(Unit!J$325/100)/DB!O$4)*(Unit!W431/100)*1000","v":0},{"$f":"(DmYear!$M$35*(Unit!K$325/100)/DB!P$4)*(Unit!X431/100)*1000","v":0},{"$f":"(DmYear!$M$35*(Unit!L$325/100)/DB!Q$4)*(Unit!Y431/100)*1000","v":0},{"$f":"(DmYear!$M$35*(Unit!M$325/100)/DB!R$4)*(Unit!Z431/100)*1000","v":0},{"$f":"(DmYear!$M$35*(Unit!N$325/100)/DB!S$4)*(Unit!AA431/100)*1000","v":0},"-",null,8,{"$f":"(DmYear!$M$35*(Unit!C$326/100)/DB!H$5)*(Unit!AD431/100)*1000","v":0},{"$f":"(DmYear!$M$35*(Unit!D$326/100)/DB!I$5)*(Unit!AE431/100)*1000","v":0},{"$f":"(DmYear!$M$35*(Unit!E$326/100)/DB!J$5)*(Unit!AF431/100)*1000","v":0},{"$f":"(DmYear!$M$35*(Unit!F$326/100)/DB!K$5)*(Unit!AG431/100)*1000","v":0},{"$f":"(DmYear!$M$35*(Unit!G$326/100)/DB!L$5)*(Unit!AH431/100)*1000","v":0},{"$f":"(DmYear!$M$35*(Unit!H$326/100)/DB!M$5)*(Unit!AI431/100)*1000","v":0},{"$f":"(DmYear!$M$35*(Unit!I$326/100)/DB!N$5)*(Unit!AJ431/100)*1000","v":0},{"$f":"(DmYear!$M$35*(Unit!J$326/100)/DB!O$5)*(Unit!AK431/100)*1000","v":0},{"$f":"(DmYear!$M$35*(Unit!K$326/100)/DB!P$5)*(Unit!AL431/100)*1000","v":0},{"$f":"(DmYear!$M$35*(Unit!L$326/100)/DB!Q$5)*(Unit!AM431/100)*1000","v":0},{"$f":"(DmYear!$M$35*(Unit!M$326/100)/DB!R$5)*(Unit!AN431/100)*1000","v":0},{"$f":"(DmYear!$M$35*(Unit!N$326/100)/DB!S$5)*(Unit!AO431/100)*1000","v":0},"-",null,null,8,0,0,0,0,0,0,0,0,0,0,0,0,null,null,8,0,0,0,0,0,0,0,0,0,0,0,0,null,null,8,0,0,0,0,0,0,0,0,0,0,0,0]
[null,10,{"$f":"(DmYear!$M$8*(Unit!C$324/100)/DB!H$3)*(Unit!B433/100)*1000","v":0},{"$f":"(DmYear!$M$8*(Unit!D$324/100)/DB!I$3)*(Unit!C433/100)*1000","v":0},{"$f":"(DmYear!$M$8*(Unit!E$324/100)/DB!J$3)*(Unit!D433/100)*1000","v":0},{"$f":"(DmYear!$M$8*(Unit!F$324/100)/DB!K$3)*(Unit!E433/100)*1000","v":0},{"$f":"(DmYear!$M$8*(Unit!G$324/100)/DB!L$3)*(Unit!F433/100)*1000","v":0},{"$f":"(DmYear!$M$8*(Unit!H$324/100)/DB!M$3)*(Unit!G433/100)*1000","v":0},{"$f":"(DmYear!$M$8*(Unit!I$324/100)/DB!N$3)*(Unit!H433/100)*1000","v":0},{"$f":"(DmYear!$M$8*(Unit!J$324/100)/DB!O$3)*(Unit!I433/100)*1000","v":0},{"$f":"(DmYear!$M$8*(Unit!K$324/100)/DB!P$3)*(Unit!J433/100)*1000","v":0},{"$f":"(DmYear!$M$8*(Unit!L$324/100)/DB!Q$3)*(Unit!K433/100)*1000","v":0},{"$f":"(DmYear!$M$8*(Unit!M$324/100)/DB!R$3)*(Unit!L433/100)*1000","v":0},{"$f":"(DmYear!$M$8*(Unit!N$324/100)/DB!S$3)*(Unit!M433/100)*1000","v":0},"-",null,10,{"$f":"(DmYear!$M$8*(Unit!C$325/100)/DB!H$4)*(Unit!P433/100)*1000","v":0},{"$f":"(DmYear!$M$8*(Unit!D$325/100)/DB!I$4)*(Unit!Q433/100)*1000","v":0},{"$f":"(DmYear!$M$8*(Unit!E$325/100)/DB!J$4)*(Unit!R433/100)*1000","v":0},{"$f":"(DmYear!$M$8*(Unit!F$325/100)/DB!K$4)*(Unit!S433/100)*1000","v":0},{"$f":"(DmYear!$M$8*(Unit!G$325/100)/DB!L$4)*(Unit!T433/100)*1000","v":0},{"$f":"(DmYear!$M$8*(Unit!H$325/100)/DB!M$4)*(Unit!U433/100)*1000","v":0},{"$f":"(DmYear!$M$8*(Unit!I$325/100)/DB!N$4)*(Unit!V433/100)*1000","v":0},{"$f":"(DmYear!$M$8*(Unit!J$325/100)/DB!O$4)*(Unit!W433/100)*1000","v":0},{"$f":"(DmYear!$M$8*(Unit!K$325/100)/DB!P$4)*(Unit!X433/100)*1000","v":0},{"$f":"(DmYear!$M$8*(Unit!L$325/100)/DB!Q$4)*(Unit!Y433/100)*1000","v":0},{"$f":"(DmYear!$M$8*(Unit!M$325/100)/DB!R$4)*(Unit!Z433/100)*1000","v":0},{"$f":"(DmYear!$M$8*(Unit!N$325/100)/DB!S$4)*(Unit!AA433/100)*1000","v":0},"-",null,10,{"$f":"(DmYear!$M$8*(Unit!C$326/100)/DB!H$5)*(Unit!AD433/100)*1000","v":0},{"$f":"(DmYear!$M$8*(Unit!D$326/100)/DB!I$5)*(Unit!AE433/100)*1000","v":0},{"$f":"(DmYear!$M$8*(Unit!E$326/100)/DB!J$5)*(Unit!AF433/100)*1000","v":0},{"$f":"(DmYear!$M$8*(Unit!F$326/100)/DB!K$5)*(Unit!AG433/100)*1000","v":0},{"$f":"(DmYear!$M$8*(Unit!G$326/100)/DB!L$5)*(Unit!AH433/100)*1000","v":0},{"$f":"(DmYear!$M$8*(Unit!H$326/100)/DB!M$5)*(Unit!AI433/100)*1000","v":0},{"$f":"(DmYear!$M$8*(Unit!I$326/100)/DB!N$5)*(Unit!AJ433/100)*1000","v":0},{"$f":"(DmYear!$M$8*(Unit!J$326/100)/DB!O$5)*(Unit!AK433/100)*1000","v":0},{"$f":"(DmYear!$M$8*(Unit!K$326/100)/DB!P$5)*(Unit!AL433/100)*1000","v":0},{"$f":"(DmYear!$M$8*(Unit!L$326/100)/DB!Q$5)*(Unit!AM433/100)*1000","v":0},{"$f":"(DmYear!$M$8*(Unit!M$326/100)/DB!R$5)*(Unit!AN433/100)*1000","v":0},{"$f":"(DmYear!$M$8*(Unit!N$326/100)/DB!S$5)*(Unit!AO433/100)*1000","v":0},"-",null,null,10,0,0,0,0,0,0,0,0,0,0,0,0,null,null,10,0,0,0,0,0,0,0,0,0,0,0,0,null,null,10,0,0,0,0,0,0,0,0,0,0,0,0,null,null,null,null,10,{"$f":"(DmYear!$M$35*(Unit!C$324/100)/DB!H$3)*(Unit!B433/100)*1000","v":0},{"$f":"(DmYear!$M$35*(Unit!D$324/100)/DB!I$3)*(Unit!C433/100)*1000","v":0},{"$f":"(DmYear!$M$35*(Unit!E$324/100)/DB!J$3)*(Unit!D433/100)*1000","v":0},{"$f":"(DmYear!$M$35*(Unit!F$324/100)/DB!K$3)*(Unit!E433/100)*1000","v":0},{"$f":"(DmYear!$M$35*(Unit!G$324/100)/DB!L$3)*(Unit!F433/100)*1000","v":0},{"$f":"(DmYear!$M$35*(Unit!H$324/100)/DB!M$3)*(Unit!G433/100)*1000","v":0},{"$f":"(DmYear!$M$35*(Unit!I$324/100)/DB!N$3)*(Unit!H433/100)*1000","v":0},{"$f":"(DmYear!$M$35*(Unit!J$324/100)/DB!O$3)*(Unit!I433/100)*1000","v":0},{"$f":"(DmYear!$M$35*(Unit!K$324/100)/DB!P$3)*(Unit!J433/100)*1000","v":0},{"$f":"(DmYear!$M$35*(Unit!L$324/100)/DB!Q$3)*(Unit!K433/100)*1000","v":0},{"$f":"(DmYear!$M$35*(Unit!M$324/100)/DB!R$3)*(Unit!L433/100)*1000","v":0},{"$f":"(DmYear!$M$35*(Unit!N$324/100)/DB!S$3)*(Unit!M433/100)*1000","v":0},"-",null,10,{"$f":"(DmYear!$M$35*(Unit!C$325/100)/DB!H$4)*(Unit!P433/100)*1000","v":0},{"$f":"(DmYear!$M$35*(Unit!D$325/100)/DB!I$4)*(Unit!Q433/100)*1000","v":0},{"$f":"(DmYear!$M$35*(Unit!E$325/100)/DB!J$4)*(Unit!R433/100)*1000","v":0},{"$f":"(DmYear!$M$35*(Unit!F$325/100)/DB!K$4)*(Unit!S433/100)*1000","v":0},{"$f":"(DmYear!$M$35*(Unit!G$325/100)/DB!L$4)*(Unit!T433/100)*1000","v":0},{"$f":"(DmYear!$M$35*(Unit!H$325/100)/DB!M$4)*(Unit!U433/100)*1000","v":0},{"$f":"(DmYear!$M$35*(Unit!I$325/100)/DB!N$4)*(Unit!V433/100)*1000","v":0},{"$f":"(DmYear!$M$35*(Unit!J$325/100)/DB!O$4)*(Unit!W433/100)*1000","v":0},{"$f":"(DmYear!$M$35*(Unit!K$325/100)/DB!P$4)*(Unit!X433/100)*1000","v":0},{"$f":"(DmYear!$M$35*(Unit!L$325/100)/DB!Q$4)*(Unit!Y433/100)*1000","v":0},{"$f":"(DmYear!$M$35*(Unit!M$325/100)/DB!R$4)*(Unit!Z433/100)*1000","v":0},{"$f":"(DmYear!$M$35*(Unit!N$325/100)/DB!S$4)*(Unit!AA433/100)*1000","v":0},"-",null,10,{"$f":"(DmYear!$M$35*(Unit!C$326/100)/DB!H$5)*(Unit!AD433/100)*1000","v":0},{"$f":"(DmYear!$M$35*(Unit!D$326/100)/DB!I$5)*(Unit!AE433/100)*1000","v":0},{"$f":"(DmYear!$M$35*(Unit!E$326/100)/DB!J$5)*(Unit!AF433/100)*1000","v":0},{"$f":"(DmYear!$M$35*(Unit!F$326/100)/DB!K$5)*(Unit!AG433/100)*1000","v":0},{"$f":"(DmYear!$M$35*(Unit!G$326/100)/DB!L$5)*(Unit!AH433/100)*1000","v":0},{"$f":"(DmYear!$M$35*(Unit!H$326/100)/DB!M$5)*(Unit!AI433/100)*1000","v":0},{"$f":"(DmYear!$M$35*(Unit!I$326/100)/DB!N$5)*(Unit!AJ433/100)*1000","v":0},{"$f":"(DmYear!$M$35*(Unit!J$326/100)/DB!O$5)*(Unit!AK433/100)*1000","v":0},{"$f":"(DmYear!$M$35*(Unit!K$326/100)/DB!P$5)*(Unit!AL433/100)*1000","v":0},{"$f":"(DmYear!$M$35*(Unit!L$326/100)/DB!Q$5)*(Unit!AM433/100)*1000","v":0},{"$f":"(DmYear!$M$35*(Unit!M$326/100)/DB!R$5)*(Unit!AN433/100)*1000","v":0},{"$f":"(DmYear!$M$35*(Unit!N$326/100)/DB!S$5)*(Unit!AO433/100)*1000","v":0},"-",null,null,10,0,0,0,0,0,0,0,0,0,0,0,0,null,null,10,0,0,0,0,0,0,0,0,0,0,0,0,null,null,10,0,0,0,0,0,0,0,0,0,0,0,0]
[null,13,{"$f":"(DmYear!$M$8*(Unit!C$324/100)/DB!H$3)*(Unit!B436/100)*1000","v":0},{"$f":"(DmYear!$M$8*(Unit!D$324/100)/DB!I$3)*(Unit!C436/100)*1000","v":0},{"$f":"(DmYear!$M$8*(Unit!E$324/100)/DB!J$3)*(Unit!D436/100)*1000","v":0},{"$f":"(DmYear!$M$8*(Unit!F$324/100)/DB!K$3)*(Unit!E436/100)*1000","v":0},{"$f":"(DmYear!$M$8*(Unit!G$324/100)/DB!L$3)*(Unit!F436/100)*1000","v":0},{"$f":"(DmYear!$M$8*(Unit!H$324/100)/DB!M$3)*(Unit!G436/100)*1000","v":0},{"$f":"(DmYear!$M$8*(Unit!I$324/100)/DB!N$3)*(Unit!H436/100)*1000","v":0},{"$f":"(DmYear!$M$8*(Unit!J$324/100)/DB!O$3)*(Unit!I436/100)*1000","v":0},{"$f":"(DmYear!$M$8*(Unit!K$324/100)/DB!P$3)*(Unit!J436/100)*1000","v":0},{"$f":"(DmYear!$M$8*(Unit!L$324/100)/DB!Q$3)*(Unit!K436/100)*1000","v":0},{"$f":"(DmYear!$M$8*(Unit!M$324/100)/DB!R$3)*(Unit!L436/100)*1000","v":0},{"$f":"(DmYear!$M$8*(Unit!N$324/100)/DB!S$3)*(Unit!M436/100)*1000","v":0},"-",null,13,{"$f":"(DmYear!$M$8*(Unit!C$325/100)/DB!H$4)*(Unit!P436/100)*1000","v":0},{"$f":"(DmYear!$M$8*(Unit!D$325/100)/DB!I$4)*(Unit!Q436/100)*1000","v":0},{"$f":"(DmYear!$M$8*(Unit!E$325/100)/DB!J$4)*(Unit!R436/100)*1000","v":0},{"$f":"(DmYear!$M$8*(Unit!F$325/100)/DB!K$4)*(Unit!S436/100)*1000","v":0},{"$f":"(DmYear!$M$8*(Unit!G$325/100)/DB!L$4)*(Unit!T436/100)*1000","v":0},{"$f":"(DmYear!$M$8*(Unit!H$325/100)/DB!M$4)*(Unit!U436/100)*1000","v":0},{"$f":"(DmYear!$M$8*(Unit!I$325/100)/DB!N$4)*(Unit!V436/100)*1000","v":0},{"$f":"(DmYear!$M$8*(Unit!J$325/100)/DB!O$4)*(Unit!W436/100)*1000","v":0},{"$f":"(DmYear!$M$8*(Unit!K$325/100)/DB!P$4)*(Unit!X436/100)*1000","v":0},{"$f":"(DmYear!$M$8*(Unit!L$325/100)/DB!Q$4)*(Unit!Y436/100)*1000","v":0},{"$f":"(DmYear!$M$8*(Unit!M$325/100)/DB!R$4)*(Unit!Z436/100)*1000","v":0},{"$f":"(DmYear!$M$8*(Unit!N$325/100)/DB!S$4)*(Unit!AA436/100)*1000","v":0},"-",null,13,{"$f":"(DmYear!$M$8*(Unit!C$326/100)/DB!H$5)*(Unit!AD436/100)*1000","v":0},{"$f":"(DmYear!$M$8*(Unit!D$326/100)/DB!I$5)*(Unit!AE436/100)*1000","v":0},{"$f":"(DmYear!$M$8*(Unit!E$326/100)/DB!J$5)*(Unit!AF436/100)*1000","v":0},{"$f":"(DmYear!$M$8*(Unit!F$326/100)/DB!K$5)*(Unit!AG436/100)*1000","v":0},{"$f":"(DmYear!$M$8*(Unit!G$326/100)/DB!L$5)*(Unit!AH436/100)*1000","v":0},{"$f":"(DmYear!$M$8*(Unit!H$326/100)/DB!M$5)*(Unit!AI436/100)*1000","v":0},{"$f":"(DmYear!$M$8*(Unit!I$326/100)/DB!N$5)*(Unit!AJ436/100)*1000","v":0},{"$f":"(DmYear!$M$8*(Unit!J$326/100)/DB!O$5)*(Unit!AK436/100)*1000","v":0},{"$f":"(DmYear!$M$8*(Unit!K$326/100)/DB!P$5)*(Unit!AL436/100)*1000","v":0},{"$f":"(DmYear!$M$8*(Unit!L$326/100)/DB!Q$5)*(Unit!AM436/100)*1000","v":0},{"$f":"(DmYear!$M$8*(Unit!M$326/100)/DB!R$5)*(Unit!AN436/100)*1000","v":0},{"$f":"(DmYear!$M$8*(Unit!N$326/100)/DB!S$5)*(Unit!AO436/100)*1000","v":0},"-",null,null,13,0,0,0,0,0,0,0,0,0,0,0,0,null,null,13,0,0,0,0,0,0,0,0,0,0,0,0,null,null,13,0,0,0,0,0,0,0,0,0,0,0,0,null,null,null,null,13,{"$f":"(DmYear!$M$35*(Unit!C$324/100)/DB!H$3)*(Unit!B436/100)*1000","v":0},{"$f":"(DmYear!$M$35*(Unit!D$324/100)/DB!I$3)*(Unit!C436/100)*1000","v":0},{"$f":"(DmYear!$M$35*(Unit!E$324/100)/DB!J$3)*(Unit!D436/100)*1000","v":0},{"$f":"(DmYear!$M$35*(Unit!F$324/100)/DB!K$3)*(Unit!E436/100)*1000","v":0},{"$f":"(DmYear!$M$35*(Unit!G$324/100)/DB!L$3)*(Unit!F436/100)*1000","v":0},{"$f":"(DmYear!$M$35*(Unit!H$324/100)/DB!M$3)*(Unit!G436/100)*1000","v":0},{"$f":"(DmYear!$M$35*(Unit!I$324/100)/DB!N$3)*(Unit!H436/100)*1000","v":0},{"$f":"(DmYear!$M$35*(Unit!J$324/100)/DB!O$3)*(Unit!I436/100)*1000","v":0},{"$f":"(DmYear!$M$35*(Unit!K$324/100)/DB!P$3)*(Unit!J436/100)*1000","v":0},{"$f":"(DmYear!$M$35*(Unit!L$324/100)/DB!Q$3)*(Unit!K436/100)*1000","v":0},{"$f":"(DmYear!$M$35*(Unit!M$324/100)/DB!R$3)*(Unit!L436/100)*1000","v":0},{"$f":"(DmYear!$M$35*(Unit!N$324/100)/DB!S$3)*(Unit!M436/100)*1000","v":0},"-",null,13,{"$f":"(DmYear!$M$35*(Unit!C$325/100)/DB!H$4)*(Unit!P436/100)*1000","v":0},{"$f":"(DmYear!$M$35*(Unit!D$325/100)/DB!I$4)*(Unit!Q436/100)*1000","v":0},{"$f":"(DmYear!$M$35*(Unit!E$325/100)/DB!J$4)*(Unit!R436/100)*1000","v":0},{"$f":"(DmYear!$M$35*(Unit!F$325/100)/DB!K$4)*(Unit!S436/100)*1000","v":0},{"$f":"(DmYear!$M$35*(Unit!G$325/100)/DB!L$4)*(Unit!T436/100)*1000","v":0},{"$f":"(DmYear!$M$35*(Unit!H$325/100)/DB!M$4)*(Unit!U436/100)*1000","v":0},{"$f":"(DmYear!$M$35*(Unit!I$325/100)/DB!N$4)*(Unit!V436/100)*1000","v":0},{"$f":"(DmYear!$M$35*(Unit!J$325/100)/DB!O$4)*(Unit!W436/100)*1000","v":0},{"$f":"(DmYear!$M$35*(Unit!K$325/100)/DB!P$4)*(Unit!X436/100)*1000","v":0},{"$f":"(DmYear!$M$35*(Unit!L$325/100)/DB!Q$4)*(Unit!Y436/100)*1000","v":0},{"$f":"(DmYear!$M$35*(Unit!M$325/100)/DB!R$4)*(Unit!Z436/100)*1000","v":0},{"$f":"(DmYear!$M$35*(Unit!N$325/100)/DB!S$4)*(Unit!AA436/100)*1000","v":0},"-",null,13,{"$f":"(DmYear!$M$35*(Unit!C$326/100)/DB!H$5)*(Unit!AD436/100)*1000","v":0},{"$f":"(DmYear!$M$35*(Unit!D$326/100)/DB!I$5)*(Unit!AE436/100)*1000","v":0},{"$f":"(DmYear!$M$35*(Unit!E$326/100)/DB!J$5)*(Unit!AF436/100)*1000","v":0},{"$f":"(DmYear!$M$35*(Unit!F$326/100)/DB!K$5)*(Unit!AG436/100)*1000","v":0},{"$f":"(DmYear!$M$35*(Unit!G$326/100)/DB!L$5)*(Unit!AH436/100)*1000","v":0},{"$f":"(DmYear!$M$35*(Unit!H$326/100)/DB!M$5)*(Unit!AI436/100)*1000","v":0},{"$f":"(DmYear!$M$35*(Unit!I$326/100)/DB!N$5)*(Unit!AJ436/100)*1000","v":0},{"$f":"(DmYear!$M$35*(Unit!J$326/100)/DB!O$5)*(Unit!AK436/100)*1000","v":0},{"$f":"(DmYear!$M$35*(Unit!K$326/100)/DB!P$5)*(Unit!AL436/100)*1000","v":0},{"$f":"(DmYear!$M$35*(Unit!L$326/100)/DB!Q$5)*(Unit!AM436/100)*1000","v":0},{"$f":"(DmYear!$M$35*(Unit!M$326/100)/DB!R$5)*(Unit!AN436/100)*1000","v":0},{"$f":"(DmYear!$M$35*(Unit!N$326/100)/DB!S$5)*(Unit!AO436/100)*1000","v":0},"-",null,null,13,0,0,0,0,0,0,0,0,0,0,0,0,null,null,13,0,0,0,0,0,0,0,0,0,0,0,0,null,null,13,0,0,0,0,0,0,0,0,0,0,0,0]
[null,16,{"$f":"(DmYear!$M$8*(Unit!C$324/100)/DB!H$3)*(Unit!B439/100)*1000","v":0},{"$f":"(DmYear!$M$8*(Unit!D$324/100)/DB!I$3)*(Unit!C439/100)*1000","v":0},{"$f":"(DmYear!$M$8*(Unit!E$324/100)/DB!J$3)*(Unit!D439/100)*1000","v":0},{"$f":"(DmYear!$M$8*(Unit!F$324/100)/DB!K$3)*(Unit!E439/100)*1000","v":0},{"$f":"(DmYear!$M$8*(Unit!G$324/100)/DB!L$3)*(Unit!F439/100)*1000","v":0},{"$f":"(DmYear!$M$8*(Unit!H$324/100)/DB!M$3)*(Unit!G439/100)*1000","v":0},{"$f":"(DmYear!$M$8*(Unit!I$324/100)/DB!N$3)*(Unit!H439/100)*1000","v":0},{"$f":"(DmYear!$M$8*(Unit!J$324/100)/DB!O$3)*(Unit!I439/100)*1000","v":0},{"$f":"(DmYear!$M$8*(Unit!K$324/100)/DB!P$3)*(Unit!J439/100)*1000","v":0},{"$f":"(DmYear!$M$8*(Unit!L$324/100)/DB!Q$3)*(Unit!K439/100)*1000","v":0},{"$f":"(DmYear!$M$8*(Unit!M$324/100)/DB!R$3)*(Unit!L439/100)*1000","v":0},{"$f":"(DmYear!$M$8*(Unit!N$324/100)/DB!S$3)*(Unit!M439/100)*1000","v":0},"-",null,16,{"$f":"(DmYear!$M$8*(Unit!C$325/100)/DB!H$4)*(Unit!P439/100)*1000","v":0},{"$f":"(DmYear!$M$8*(Unit!D$325/100)/DB!I$4)*(Unit!Q439/100)*1000","v":0},{"$f":"(DmYear!$M$8*(Unit!E$325/100)/DB!J$4)*(Unit!R439/100)*1000","v":0},{"$f":"(DmYear!$M$8*(Unit!F$325/100)/DB!K$4)*(Unit!S439/100)*1000","v":0},{"$f":"(DmYear!$M$8*(Unit!G$325/100)/DB!L$4)*(Unit!T439/100)*1000","v":0},{"$f":"(DmYear!$M$8*(Unit!H$325/100)/DB!M$4)*(Unit!U439/100)*1000","v":0},{"$f":"(DmYear!$M$8*(Unit!I$325/100)/DB!N$4)*(Unit!V439/100)*1000","v":0},{"$f":"(DmYear!$M$8*(Unit!J$325/100)/DB!O$4)*(Unit!W439/100)*1000","v":0},{"$f":"(DmYear!$M$8*(Unit!K$325/100)/DB!P$4)*(Unit!X439/100)*1000","v":0},{"$f":"(DmYear!$M$8*(Unit!L$325/100)/DB!Q$4)*(Unit!Y439/100)*1000","v":0},{"$f":"(DmYear!$M$8*(Unit!M$325/100)/DB!R$4)*(Unit!Z439/100)*1000","v":0},{"$f":"(DmYear!$M$8*(Unit!N$325/100)/DB!S$4)*(Unit!AA439/100)*1000","v":0},"-",null,16,{"$f":"(DmYear!$M$8*(Unit!C$326/100)/DB!H$5)*(Unit!AD439/100)*1000","v":0},{"$f":"(DmYear!$M$8*(Unit!D$326/100)/DB!I$5)*(Unit!AE439/100)*1000","v":0},{"$f":"(DmYear!$M$8*(Unit!E$326/100)/DB!J$5)*(Unit!AF439/100)*1000","v":0},{"$f":"(DmYear!$M$8*(Unit!F$326/100)/DB!K$5)*(Unit!AG439/100)*1000","v":0},{"$f":"(DmYear!$M$8*(Unit!G$326/100)/DB!L$5)*(Unit!AH439/100)*1000","v":0},{"$f":"(DmYear!$M$8*(Unit!H$326/100)/DB!M$5)*(Unit!AI439/100)*1000","v":0},{"$f":"(DmYear!$M$8*(Unit!I$326/100)/DB!N$5)*(Unit!AJ439/100)*1000","v":0},{"$f":"(DmYear!$M$8*(Unit!J$326/100)/DB!O$5)*(Unit!AK439/100)*1000","v":0},{"$f":"(DmYear!$M$8*(Unit!K$326/100)/DB!P$5)*(Unit!AL439/100)*1000","v":0},{"$f":"(DmYear!$M$8*(Unit!L$326/100)/DB!Q$5)*(Unit!AM439/100)*1000","v":0},{"$f":"(DmYear!$M$8*(Unit!M$326/100)/DB!R$5)*(Unit!AN439/100)*1000","v":0},{"$f":"(DmYear!$M$8*(Unit!N$326/100)/DB!S$5)*(Unit!AO439/100)*1000","v":0},"-",null,null,16,0,0,0,0,0,0,0,0,0,0,0,0,null,null,16,0,0,0,0,0,0,0,0,0,0,0,0,null,null,16,0,0,0,0,0,0,0,0,0,0,0,0,null,null,null,null,16,{"$f":"(DmYear!$M$35*(Unit!C$324/100)/DB!H$3)*(Unit!B439/100)*1000","v":0},{"$f":"(DmYear!$M$35*(Unit!D$324/100)/DB!I$3)*(Unit!C439/100)*1000","v":0},{"$f":"(DmYear!$M$35*(Unit!E$324/100)/DB!J$3)*(Unit!D439/100)*1000","v":0},{"$f":"(DmYear!$M$35*(Unit!F$324/100)/DB!K$3)*(Unit!E439/100)*1000","v":0},{"$f":"(DmYear!$M$35*(Unit!G$324/100)/DB!L$3)*(Unit!F439/100)*1000","v":0},{"$f":"(DmYear!$M$35*(Unit!H$324/100)/DB!M$3)*(Unit!G439/100)*1000","v":0},{"$f":"(DmYear!$M$35*(Unit!I$324/100)/DB!N$3)*(Unit!H439/100)*1000","v":0},{"$f":"(DmYear!$M$35*(Unit!J$324/100)/DB!O$3)*(Unit!I439/100)*1000","v":0},{"$f":"(DmYear!$M$35*(Unit!K$324/100)/DB!P$3)*(Unit!J439/100)*1000","v":0},{"$f":"(DmYear!$M$35*(Unit!L$324/100)/DB!Q$3)*(Unit!K439/100)*1000","v":0},{"$f":"(DmYear!$M$35*(Unit!M$324/100)/DB!R$3)*(Unit!L439/100)*1000","v":0},{"$f":"(DmYear!$M$35*(Unit!N$324/100)/DB!S$3)*(Unit!M439/100)*1000","v":0},"-",null,16,{"$f":"(DmYear!$M$35*(Unit!C$325/100)/DB!H$4)*(Unit!P439/100)*1000","v":0},{"$f":"(DmYear!$M$35*(Unit!D$325/100)/DB!I$4)*(Unit!Q439/100)*1000","v":0},{"$f":"(DmYear!$M$35*(Unit!E$325/100)/DB!J$4)*(Unit!R439/100)*1000","v":0},{"$f":"(DmYear!$M$35*(Unit!F$325/100)/DB!K$4)*(Unit!S439/100)*1000","v":0},{"$f":"(DmYear!$M$35*(Unit!G$325/100)/DB!L$4)*(Unit!T439/100)*1000","v":0},{"$f":"(DmYear!$M$35*(Unit!H$325/100)/DB!M$4)*(Unit!U439/100)*1000","v":0},{"$f":"(DmYear!$M$35*(Unit!I$325/100)/DB!N$4)*(Unit!V439/100)*1000","v":0},{"$f":"(DmYear!$M$35*(Unit!J$325/100)/DB!O$4)*(Unit!W439/100)*1000","v":0},{"$f":"(DmYear!$M$35*(Unit!K$325/100)/DB!P$4)*(Unit!X439/100)*1000","v":0},{"$f":"(DmYear!$M$35*(Unit!L$325/100)/DB!Q$4)*(Unit!Y439/100)*1000","v":0},{"$f":"(DmYear!$M$35*(Unit!M$325/100)/DB!R$4)*(Unit!Z439/100)*1000","v":0},{"$f":"(DmYear!$M$35*(Unit!N$325/100)/DB!S$4)*(Unit!AA439/100)*1000","v":0},"-",null,16,{"$f":"(DmYear!$M$35*(Unit!C$326/100)/DB!H$5)*(Unit!AD439/100)*1000","v":0},{"$f":"(DmYear!$M$35*(Unit!D$326/100)/DB!I$5)*(Unit!AE439/100)*1000","v":0},{"$f":"(DmYear!$M$35*(Unit!E$326/100)/DB!J$5)*(Unit!AF439/100)*1000","v":0},{"$f":"(DmYear!$M$35*(Unit!F$326/100)/DB!K$5)*(Unit!AG439/100)*1000","v":0},{"$f":"(DmYear!$M$35*(Unit!G$326/100)/DB!L$5)*(Unit!AH439/100)*1000","v":0},{"$f":"(DmYear!$M$35*(Unit!H$326/100)/DB!M$5)*(Unit!AI439/100)*1000","v":0},{"$f":"(DmYear!$M$35*(Unit!I$326/100)/DB!N$5)*(Unit!AJ439/100)*1000","v":0},{"$f":"(DmYear!$M$35*(Unit!J$326/100)/DB!O$5)*(Unit!AK439/100)*1000","v":0},{"$f":"(DmYear!$M$35*(Unit!K$326/100)/DB!P$5)*(Unit!AL439/100)*1000","v":0},{"$f":"(DmYear!$M$35*(Unit!L$326/100)/DB!Q$5)*(Unit!AM439/100)*1000","v":0},{"$f":"(DmYear!$M$35*(Unit!M$326/100)/DB!R$5)*(Unit!AN439/100)*1000","v":0},{"$f":"(DmYear!$M$35*(Unit!N$326/100)/DB!S$5)*(Unit!AO439/100)*1000","v":0},"-",null,null,16,0,0,0,0,0,0,0,0,0,0,0,0,null,null,16,0,0,0,0,0,0,0,0,0,0,0,0,null,null,16,0,0,0,0,0,0,0,0,0,0,0,0]
[null,18,{"$f":"(DmYear!$M$8*(Unit!C$324/100)/DB!H$3)*(Unit!B441/100)*1000","v":0},{"$f":"(DmYear!$M$8*(Unit!D$324/100)/DB!I$3)*(Unit!C441/100)*1000","v":0},{"$f":"(DmYear!$M$8*(Unit!E$324/100)/DB!J$3)*(Unit!D441/100)*1000","v":0},{"$f":"(DmYear!$M$8*(Unit!F$324/100)/DB!K$3)*(Unit!E441/100)*1000","v":0},{"$f":"(DmYear!$M$8*(Unit!G$324/100)/DB!L$3)*(Unit!F441/100)*1000","v":0},{"$f":"(DmYear!$M$8*(Unit!H$324/100)/DB!M$3)*(Unit!G441/100)*1000","v":0},{"$f":"(DmYear!$M$8*(Unit!I$324/100)/DB!N$3)*(Unit!H441/100)*1000","v":0},{"$f":"(DmYear!$M$8*(Unit!J$324/100)/DB!O$3)*(Unit!I441/100)*1000","v":0},{"$f":"(DmYear!$M$8*(Unit!K$324/100)/DB!P$3)*(Unit!J441/100)*1000","v":0},{"$f":"(DmYear!$M$8*(Unit!L$324/100)/DB!Q$3)*(Unit!K441/100)*1000","v":0},{"$f":"(DmYear!$M$8*(Unit!M$324/100)/DB!R$3)*(Unit!L441/100)*1000","v":0},{"$f":"(DmYear!$M$8*(Unit!N$324/100)/DB!S$3)*(Unit!M441/100)*1000","v":0},"-",null,18,{"$f":"(DmYear!$M$8*(Unit!C$325/100)/DB!H$4)*(Unit!P441/100)*1000","v":0},{"$f":"(DmYear!$M$8*(Unit!D$325/100)/DB!I$4)*(Unit!Q441/100)*1000","v":0},{"$f":"(DmYear!$M$8*(Unit!E$325/100)/DB!J$4)*(Unit!R441/100)*1000","v":0},{"$f":"(DmYear!$M$8*(Unit!F$325/100)/DB!K$4)*(Unit!S441/100)*1000","v":0},{"$f":"(DmYear!$M$8*(Unit!G$325/100)/DB!L$4)*(Unit!T441/100)*1000","v":0},{"$f":"(DmYear!$M$8*(Unit!H$325/100)/DB!M$4)*(Unit!U441/100)*1000","v":0},{"$f":"(DmYear!$M$8*(Unit!I$325/100)/DB!N$4)*(Unit!V441/100)*1000","v":0},{"$f":"(DmYear!$M$8*(Unit!J$325/100)/DB!O$4)*(Unit!W441/100)*1000","v":0},{"$f":"(DmYear!$M$8*(Unit!K$325/100)/DB!P$4)*(Unit!X441/100)*1000","v":0},{"$f":"(DmYear!$M$8*(Unit!L$325/100)/DB!Q$4)*(Unit!Y441/100)*1000","v":0},{"$f":"(DmYear!$M$8*(Unit!M$325/100)/DB!R$4)*(Unit!Z441/100)*1000","v":0},{"$f":"(DmYear!$M$8*(Unit!N$325/100)/DB!S$4)*(Unit!AA441/100)*1000","v":0},"-",null,18,{"$f":"(DmYear!$M$8*(Unit!C$326/100)/DB!H$5)*(Unit!AD441/100)*1000","v":0},{"$f":"(DmYear!$M$8*(Unit!D$326/100)/DB!I$5)*(Unit!AE441/100)*1000","v":0},{"$f":"(DmYear!$M$8*(Unit!E$326/100)/DB!J$5)*(Unit!AF441/100)*1000","v":0},{"$f":"(DmYear!$M$8*(Unit!F$326/100)/DB!K$5)*(Unit!AG441/100)*1000","v":0},{"$f":"(DmYear!$M$8*(Unit!G$326/100)/DB!L$5)*(Unit!AH441/100)*1000","v":0},{"$f":"(DmYear!$M$8*(Unit!H$326/100)/DB!M$5)*(Unit!AI441/100)*1000","v":0},{"$f":"(DmYear!$M$8*(Unit!I$326/100)/DB!N$5)*(Unit!AJ441/100)*1000","v":0},{"$f":"(DmYear!$M$8*(Unit!J$326/100)/DB!O$5)*(Unit!AK441/100)*1000","v":0},{"$f":"(DmYear!$M$8*(Unit!K$326/100)/DB!P$5)*(Unit!AL441/100)*1000","v":0},{"$f":"(DmYear!$M$8*(Unit!L$326/100)/DB!Q$5)*(Unit!AM441/100)*1000","v":0},{"$f":"(DmYear!$M$8*(Unit!M$326/100)/DB!R$5)*(Unit!AN441/100)*1000","v":0},{"$f":"(DmYear!$M$8*(Unit!N$326/100)/DB!S$5)*(Unit!AO441/100)*1000","v":0},"-",null,null,18,0,0,0,0,0,0,0,0,0,0,0,0,null,null,18,0,0,0,0,0,0,0,0,0,0,0,0,null,null,18,0,0,0,0,0,0,0,0,0,0,0,0,null,null,null,null,18,{"$f":"(DmYear!$M$35*(Unit!C$324/100)/DB!H$3)*(Unit!B441/100)*1000","v":0},{"$f":"(DmYear!$M$35*(Unit!D$324/100)/DB!I$3)*(Unit!C441/100)*1000","v":0},{"$f":"(DmYear!$M$35*(Unit!E$324/100)/DB!J$3)*(Unit!D441/100)*1000","v":0},{"$f":"(DmYear!$M$35*(Unit!F$324/100)/DB!K$3)*(Unit!E441/100)*1000","v":0},{"$f":"(DmYear!$M$35*(Unit!G$324/100)/DB!L$3)*(Unit!F441/100)*1000","v":0},{"$f":"(DmYear!$M$35*(Unit!H$324/100)/DB!M$3)*(Unit!G441/100)*1000","v":0},{"$f":"(DmYear!$M$35*(Unit!I$324/100)/DB!N$3)*(Unit!H441/100)*1000","v":0},{"$f":"(DmYear!$M$35*(Unit!J$324/100)/DB!O$3)*(Unit!I441/100)*1000","v":0},{"$f":"(DmYear!$M$35*(Unit!K$324/100)/DB!P$3)*(Unit!J441/100)*1000","v":0},{"$f":"(DmYear!$M$35*(Unit!L$324/100)/DB!Q$3)*(Unit!K441/100)*1000","v":0},{"$f":"(DmYear!$M$35*(Unit!M$324/100)/DB!R$3)*(Unit!L441/100)*1000","v":0},{"$f":"(DmYear!$M$35*(Unit!N$324/100)/DB!S$3)*(Unit!M441/100)*1000","v":0},"-",null,18,{"$f":"(DmYear!$M$35*(Unit!C$325/100)/DB!H$4)*(Unit!P441/100)*1000","v":0},{"$f":"(DmYear!$M$35*(Unit!D$325/100)/DB!I$4)*(Unit!Q441/100)*1000","v":0},{"$f":"(DmYear!$M$35*(Unit!E$325/100)/DB!J$4)*(Unit!R441/100)*1000","v":0},{"$f":"(DmYear!$M$35*(Unit!F$325/100)/DB!K$4)*(Unit!S441/100)*1000","v":0},{"$f":"(DmYear!$M$35*(Unit!G$325/100)/DB!L$4)*(Unit!T441/100)*1000","v":0},{"$f":"(DmYear!$M$35*(Unit!H$325/100)/DB!M$4)*(Unit!U441/100)*1000","v":0},{"$f":"(DmYear!$M$35*(Unit!I$325/100)/DB!N$4)*(Unit!V441/100)*1000","v":0},{"$f":"(DmYear!$M$35*(Unit!J$325/100)/DB!O$4)*(Unit!W441/100)*1000","v":0},{"$f":"(DmYear!$M$35*(Unit!K$325/100)/DB!P$4)*(Unit!X441/100)*1000","v":0},{"$f":"(DmYear!$M$35*(Unit!L$325/100)/DB!Q$4)*(Unit!Y441/100)*1000","v":0},{"$f":"(DmYear!$M$35*(Unit!M$325/100)/DB!R$4)*(Unit!Z441/100)*1000","v":0},{"$f":"(DmYear!$M$35*(Unit!N$325/100)/DB!S$4)*(Unit!AA441/100)*1000","v":0},"-",null,18,{"$f":"(DmYear!$M$35*(Unit!C$326/100)/DB!H$5)*(Unit!AD441/100)*1000","v":0},{"$f":"(DmYear!$M$35*(Unit!D$326/100)/DB!I$5)*(Unit!AE441/100)*1000","v":0},{"$f":"(DmYear!$M$35*(Unit!E$326/100)/DB!J$5)*(Unit!AF441/100)*1000","v":0},{"$f":"(DmYear!$M$35*(Unit!F$326/100)/DB!K$5)*(Unit!AG441/100)*1000","v":0},{"$f":"(DmYear!$M$35*(Unit!G$326/100)/DB!L$5)*(Unit!AH441/100)*1000","v":0},{"$f":"(DmYear!$M$35*(Unit!H$326/100)/DB!M$5)*(Unit!AI441/100)*1000","v":0},{"$f":"(DmYear!$M$35*(Unit!I$326/100)/DB!N$5)*(Unit!AJ441/100)*1000","v":0},{"$f":"(DmYear!$M$35*(Unit!J$326/100)/DB!O$5)*(Unit!AK441/100)*1000","v":0},{"$f":"(DmYear!$M$35*(Unit!K$326/100)/DB!P$5)*(Unit!AL441/100)*1000","v":0},{"$f":"(DmYear!$M$35*(Unit!L$326/100)/DB!Q$5)*(Unit!AM441/100)*1000","v":0},{"$f":"(DmYear!$M$35*(Unit!M$326/100)/DB!R$5)*(Unit!AN441/100)*1000","v":0},{"$f":"(DmYear!$M$35*(Unit!N$326/100)/DB!S$5)*(Unit!AO441/100)*1000","v":0},"-",null,null,18,0,0,0,0,0,0,0,0,0,0,0,0,null,null,18,0,0,0,0,0,0,0,0,0,0,0,0,null,null,18,0,0,0,0,0,0,0,0,0,0,0,0]
[null,21,{"$f":"(DmYear!$M$8*(Unit!C$324/100)/DB!H$3)*(Unit!B444/100)*1000","v":0},{"$f":"(DmYear!$M$8*(Unit!D$324/100)/DB!I$3)*(Unit!C444/100)*1000","v":0},{"$f":"(DmYear!$M$8*(Unit!E$324/100)/DB!J$3)*(Unit!D444/100)*1000","v":0},{"$f":"(DmYear!$M$8*(Unit!F$324/100)/DB!K$3)*(Unit!E444/100)*1000","v":0},{"$f":"(DmYear!$M$8*(Unit!G$324/100)/DB!L$3)*(Unit!F444/100)*1000","v":0},{"$f":"(DmYear!$M$8*(Unit!H$324/100)/DB!M$3)*(Unit!G444/100)*1000","v":0},{"$f":"(DmYear!$M$8*(Unit!I$324/100)/DB!N$3)*(Unit!H444/100)*1000","v":0},{"$f":"(DmYear!$M$8*(Unit!J$324/100)/DB!O$3)*(Unit!I444/100)*1000","v":0},{"$f":"(DmYear!$M$8*(Unit!K$324/100)/DB!P$3)*(Unit!J444/100)*1000","v":0},{"$f":"(DmYear!$M$8*(Unit!L$324/100)/DB!Q$3)*(Unit!K444/100)*1000","v":0},{"$f":"(DmYear!$M$8*(Unit!M$324/100)/DB!R$3)*(Unit!L444/100)*1000","v":0},{"$f":"(DmYear!$M$8*(Unit!N$324/100)/DB!S$3)*(Unit!M444/100)*1000","v":0},"-",null,21,{"$f":"(DmYear!$M$8*(Unit!C$325/100)/DB!H$4)*(Unit!P444/100)*1000","v":0},{"$f":"(DmYear!$M$8*(Unit!D$325/100)/DB!I$4)*(Unit!Q444/100)*1000","v":0},{"$f":"(DmYear!$M$8*(Unit!E$325/100)/DB!J$4)*(Unit!R444/100)*1000","v":0},{"$f":"(DmYear!$M$8*(Unit!F$325/100)/DB!K$4)*(Unit!S444/100)*1000","v":0},{"$f":"(DmYear!$M$8*(Unit!G$325/100)/DB!L$4)*(Unit!T444/100)*1000","v":0},{"$f":"(DmYear!$M$8*(Unit!H$325/100)/DB!M$4)*(Unit!U444/100)*1000","v":0},{"$f":"(DmYear!$M$8*(Unit!I$325/100)/DB!N$4)*(Unit!V444/100)*1000","v":0},{"$f":"(DmYear!$M$8*(Unit!J$325/100)/DB!O$4)*(Unit!W444/100)*1000","v":0},{"$f":"(DmYear!$M$8*(Unit!K$325/100)/DB!P$4)*(Unit!X444/100)*1000","v":0},{"$f":"(DmYear!$M$8*(Unit!L$325/100)/DB!Q$4)*(Unit!Y444/100)*1000","v":0},{"$f":"(DmYear!$M$8*(Unit!M$325/100)/DB!R$4)*(Unit!Z444/100)*1000","v":0},{"$f":"(DmYear!$M$8*(Unit!N$325/100)/DB!S$4)*(Unit!AA444/100)*1000","v":0},"-",null,21,{"$f":"(DmYear!$M$8*(Unit!C$326/100)/DB!H$5)*(Unit!AD444/100)*1000","v":0},{"$f":"(DmYear!$M$8*(Unit!D$326/100)/DB!I$5)*(Unit!AE444/100)*1000","v":0},{"$f":"(DmYear!$M$8*(Unit!E$326/100)/DB!J$5)*(Unit!AF444/100)*1000","v":0},{"$f":"(DmYear!$M$8*(Unit!F$326/100)/DB!K$5)*(Unit!AG444/100)*1000","v":0},{"$f":"(DmYear!$M$8*(Unit!G$326/100)/DB!L$5)*(Unit!AH444/100)*1000","v":0},{"$f":"(DmYear!$M$8*(Unit!H$326/100)/DB!M$5)*(Unit!AI444/100)*1000","v":0},{"$f":"(DmYear!$M$8*(Unit!I$326/100)/DB!N$5)*(Unit!AJ444/100)*1000","v":0},{"$f":"(DmYear!$M$8*(Unit!J$326/100)/DB!O$5)*(Unit!AK444/100)*1000","v":0},{"$f":"(DmYear!$M$8*(Unit!K$326/100)/DB!P$5)*(Unit!AL444/100)*1000","v":0},{"$f":"(DmYear!$M$8*(Unit!L$326/100)/DB!Q$5)*(Unit!AM444/100)*1000","v":0},{"$f":"(DmYear!$M$8*(Unit!M$326/100)/DB!R$5)*(Unit!AN444/100)*1000","v":0},{"$f":"(DmYear!$M$8*(Unit!N$326/100)/DB!S$5)*(Unit!AO444/100)*1000","v":0},"-",null,null,21,0,0,0,0,0,0,0,0,0,0,0,0,null,null,21,0,0,0,0,0,0,0,0,0,0,0,0,null,null,21,0,0,0,0,0,0,0,0,0,0,0,0,null,null,null,null,21,{"$f":"(DmYear!$M$35*(Unit!C$324/100)/DB!H$3)*(Unit!B444/100)*1000","v":0},{"$f":"(DmYear!$M$35*(Unit!D$324/100)/DB!I$3)*(Unit!C444/100)*1000","v":0},{"$f":"(DmYear!$M$35*(Unit!E$324/100)/DB!J$3)*(Unit!D444/100)*1000","v":0},{"$f":"(DmYear!$M$35*(Unit!F$324/100)/DB!K$3)*(Unit!E444/100)*1000","v":0},{"$f":"(DmYear!$M$35*(Unit!G$324/100)/DB!L$3)*(Unit!F444/100)*1000","v":0},{"$f":"(DmYear!$M$35*(Unit!H$324/100)/DB!M$3)*(Unit!G444/100)*1000","v":0},{"$f":"(DmYear!$M$35*(Unit!I$324/100)/DB!N$3)*(Unit!H444/100)*1000","v":0},{"$f":"(DmYear!$M$35*(Unit!J$324/100)/DB!O$3)*(Unit!I444/100)*1000","v":0},{"$f":"(DmYear!$M$35*(Unit!K$324/100)/DB!P$3)*(Unit!J444/100)*1000","v":0},{"$f":"(DmYear!$M$35*(Unit!L$324/100)/DB!Q$3)*(Unit!K444/100)*1000","v":0},{"$f":"(DmYear!$M$35*(Unit!M$324/100)/DB!R$3)*(Unit!L444/100)*1000","v":0},{"$f":"(DmYear!$M$35*(Unit!N$324/100)/DB!S$3)*(Unit!M444/100)*1000","v":0},"-",null,21,{"$f":"(DmYear!$M$35*(Unit!C$325/100)/DB!H$4)*(Unit!P444/100)*1000","v":0},{"$f":"(DmYear!$M$35*(Unit!D$325/100)/DB!I$4)*(Unit!Q444/100)*1000","v":0},{"$f":"(DmYear!$M$35*(Unit!E$325/100)/DB!J$4)*(Unit!R444/100)*1000","v":0},{"$f":"(DmYear!$M$35*(Unit!F$325/100)/DB!K$4)*(Unit!S444/100)*1000","v":0},{"$f":"(DmYear!$M$35*(Unit!G$325/100)/DB!L$4)*(Unit!T444/100)*1000","v":0},{"$f":"(DmYear!$M$35*(Unit!H$325/100)/DB!M$4)*(Unit!U444/100)*1000","v":0},{"$f":"(DmYear!$M$35*(Unit!I$325/100)/DB!N$4)*(Unit!V444/100)*1000","v":0},{"$f":"(DmYear!$M$35*(Unit!J$325/100)/DB!O$4)*(Unit!W444/100)*1000","v":0},{"$f":"(DmYear!$M$35*(Unit!K$325/100)/DB!P$4)*(Unit!X444/100)*1000","v":0},{"$f":"(DmYear!$M$35*(Unit!L$325/100)/DB!Q$4)*(Unit!Y444/100)*1000","v":0},{"$f":"(DmYear!$M$35*(Unit!M$325/100)/DB!R$4)*(Unit!Z444/100)*1000","v":0},{"$f":"(DmYear!$M$35*(Unit!N$325/100)/DB!S$4)*(Unit!AA444/100)*1000","v":0},"-",null,21,{"$f":"(DmYear!$M$35*(Unit!C$326/100)/DB!H$5)*(Unit!AD444/100)*1000","v":0},{"$f":"(DmYear!$M$35*(Unit!D$326/100)/DB!I$5)*(Unit!AE444/100)*1000","v":0},{"$f":"(DmYear!$M$35*(Unit!E$326/100)/DB!J$5)*(Unit!AF444/100)*1000","v":0},{"$f":"(DmYear!$M$35*(Unit!F$326/100)/DB!K$5)*(Unit!AG444/100)*1000","v":0},{"$f":"(DmYear!$M$35*(Unit!G$326/100)/DB!L$5)*(Unit!AH444/100)*1000","v":0},{"$f":"(DmYear!$M$35*(Unit!H$326/100)/DB!M$5)*(Unit!AI444/100)*1000","v":0},{"$f":"(DmYear!$M$35*(Unit!I$326/100)/DB!N$5)*(Unit!AJ444/100)*1000","v":0},{"$f":"(DmYear!$M$35*(Unit!J$326/100)/DB!O$5)*(Unit!AK444/100)*1000","v":0},{"$f":"(DmYear!$M$35*(Unit!K$326/100)/DB!P$5)*(Unit!AL444/100)*1000","v":0},{"$f":"(DmYear!$M$35*(Unit!L$326/100)/DB!Q$5)*(Unit!AM444/100)*1000","v":0},{"$f":"(DmYear!$M$35*(Unit!M$326/100)/DB!R$5)*(Unit!AN444/100)*1000","v":0},{"$f":"(DmYear!$M$35*(Unit!N$326/100)/DB!S$5)*(Unit!AO444/100)*1000","v":0},"-",null,null,21,0,0,0,0,0,0,0,0,0,0,0,0,null,null,21,0,0,0,0,0,0,0,0,0,0,0,0,null,null,21,0,0,0,0,0,0,0,0,0,0,0,0]
[null,22,{"$f":"(DmYear!$M$8*(Unit!C$324/100)/DB!H$3)*(Unit!B445/100)*1000","v":0},{"$f":"(DmYear!$M$8*(Unit!D$324/100)/DB!I$3)*(Unit!C445/100)*1000","v":0},{"$f":"(DmYear!$M$8*(Unit!E$324/100)/DB!J$3)*(Unit!D445/100)*1000","v":0},{"$f":"(DmYear!$M$8*(Unit!F$324/100)/DB!K$3)*(Unit!E445/100)*1000","v":0},{"$f":"(DmYear!$M$8*(Unit!G$324/100)/DB!L$3)*(Unit!F445/100)*1000","v":0},{"$f":"(DmYear!$M$8*(Unit!H$324/100)/DB!M$3)*(Unit!G445/100)*1000","v":0},{"$f":"(DmYear!$M$8*(Unit!I$324/100)/DB!N$3)*(Unit!H445/100)*1000","v":0},{"$f":"(DmYear!$M$8*(Unit!J$324/100)/DB!O$3)*(Unit!I445/100)*1000","v":0},{"$f":"(DmYear!$M$8*(Unit!K$324/100)/DB!P$3)*(Unit!J445/100)*1000","v":0},{"$f":"(DmYear!$M$8*(Unit!L$324/100)/DB!Q$3)*(Unit!K445/100)*1000","v":0},{"$f":"(DmYear!$M$8*(Unit!M$324/100)/DB!R$3)*(Unit!L445/100)*1000","v":0},{"$f":"(DmYear!$M$8*(Unit!N$324/100)/DB!S$3)*(Unit!M445/100)*1000","v":0},"-",null,22,{"$f":"(DmYear!$M$8*(Unit!C$325/100)/DB!H$4)*(Unit!P445/100)*1000","v":0},{"$f":"(DmYear!$M$8*(Unit!D$325/100)/DB!I$4)*(Unit!Q445/100)*1000","v":0},{"$f":"(DmYear!$M$8*(Unit!E$325/100)/DB!J$4)*(Unit!R445/100)*1000","v":0},{"$f":"(DmYear!$M$8*(Unit!F$325/100)/DB!K$4)*(Unit!S445/100)*1000","v":0},{"$f":"(DmYear!$M$8*(Unit!G$325/100)/DB!L$4)*(Unit!T445/100)*1000","v":0},{"$f":"(DmYear!$M$8*(Unit!H$325/100)/DB!M$4)*(Unit!U445/100)*1000","v":0},{"$f":"(DmYear!$M$8*(Unit!I$325/100)/DB!N$4)*(Unit!V445/100)*1000","v":0},{"$f":"(DmYear!$M$8*(Unit!J$325/100)/DB!O$4)*(Unit!W445/100)*1000","v":0},{"$f":"(DmYear!$M$8*(Unit!K$325/100)/DB!P$4)*(Unit!X445/100)*1000","v":0},{"$f":"(DmYear!$M$8*(Unit!L$325/100)/DB!Q$4)*(Unit!Y445/100)*1000","v":0},{"$f":"(DmYear!$M$8*(Unit!M$325/100)/DB!R$4)*(Unit!Z445/100)*1000","v":0},{"$f":"(DmYear!$M$8*(Unit!N$325/100)/DB!S$4)*(Unit!AA445/100)*1000","v":0},"-",null,22,{"$f":"(DmYear!$M$8*(Unit!C$326/100)/DB!H$5)*(Unit!AD445/100)*1000","v":0},{"$f":"(DmYear!$M$8*(Unit!D$326/100)/DB!I$5)*(Unit!AE445/100)*1000","v":0},{"$f":"(DmYear!$M$8*(Unit!E$326/100)/DB!J$5)*(Unit!AF445/100)*1000","v":0},{"$f":"(DmYear!$M$8*(Unit!F$326/100)/DB!K$5)*(Unit!AG445/100)*1000","v":0},{"$f":"(DmYear!$M$8*(Unit!G$326/100)/DB!L$5)*(Unit!AH445/100)*1000","v":0},{"$f":"(DmYear!$M$8*(Unit!H$326/100)/DB!M$5)*(Unit!AI445/100)*1000","v":0},{"$f":"(DmYear!$M$8*(Unit!I$326/100)/DB!N$5)*(Unit!AJ445/100)*1000","v":0},{"$f":"(DmYear!$M$8*(Unit!J$326/100)/DB!O$5)*(Unit!AK445/100)*1000","v":0},{"$f":"(DmYear!$M$8*(Unit!K$326/100)/DB!P$5)*(Unit!AL445/100)*1000","v":0},{"$f":"(DmYear!$M$8*(Unit!L$326/100)/DB!Q$5)*(Unit!AM445/100)*1000","v":0},{"$f":"(DmYear!$M$8*(Unit!M$326/100)/DB!R$5)*(Unit!AN445/100)*1000","v":0},{"$f":"(DmYear!$M$8*(Unit!N$326/100)/DB!S$5)*(Unit!AO445/100)*1000","v":0},"-",null,null,22,0,0,0,0,0,0,0,0,0,0,0,0,null,null,22,0,0,0,0,0,0,0,0,0,0,0,0,null,null,22,0,0,0,0,0,0,0,0,0,0,0,0,null,null,null,null,22,{"$f":"(DmYear!$M$35*(Unit!C$324/100)/DB!H$3)*(Unit!B445/100)*1000","v":0},{"$f":"(DmYear!$M$35*(Unit!D$324/100)/DB!I$3)*(Unit!C445/100)*1000","v":0},{"$f":"(DmYear!$M$35*(Unit!E$324/100)/DB!J$3)*(Unit!D445/100)*1000","v":0},{"$f":"(DmYear!$M$35*(Unit!F$324/100)/DB!K$3)*(Unit!E445/100)*1000","v":0},{"$f":"(DmYear!$M$35*(Unit!G$324/100)/DB!L$3)*(Unit!F445/100)*1000","v":0},{"$f":"(DmYear!$M$35*(Unit!H$324/100)/DB!M$3)*(Unit!G445/100)*1000","v":0},{"$f":"(DmYear!$M$35*(Unit!I$324/100)/DB!N$3)*(Unit!H445/100)*1000","v":0},{"$f":"(DmYear!$M$35*(Unit!J$324/100)/DB!O$3)*(Unit!I445/100)*1000","v":0},{"$f":"(DmYear!$M$35*(Unit!K$324/100)/DB!P$3)*(Unit!J445/100)*1000","v":0},{"$f":"(DmYear!$M$35*(Unit!L$324/100)/DB!Q$3)*(Unit!K445/100)*1000","v":0},{"$f":"(DmYear!$M$35*(Unit!M$324/100)/DB!R$3)*(Unit!L445/100)*1000","v":0},{"$f":"(DmYear!$M$35*(Unit!N$324/100)/DB!S$3)*(Unit!M445/100)*1000","v":0},"-",null,22,{"$f":"(DmYear!$M$35*(Unit!C$325/100)/DB!H$4)*(Unit!P445/100)*1000","v":0},{"$f":"(DmYear!$M$35*(Unit!D$325/100)/DB!I$4)*(Unit!Q445/100)*1000","v":0},{"$f":"(DmYear!$M$35*(Unit!E$325/100)/DB!J$4)*(Unit!R445/100)*1000","v":0},{"$f":"(DmYear!$M$35*(Unit!F$325/100)/DB!K$4)*(Unit!S445/100)*1000","v":0},{"$f":"(DmYear!$M$35*(Unit!G$325/100)/DB!L$4)*(Unit!T445/100)*1000","v":0},{"$f":"(DmYear!$M$35*(Unit!H$325/100)/DB!M$4)*(Unit!U445/100)*1000","v":0},{"$f":"(DmYear!$M$35*(Unit!I$325/100)/DB!N$4)*(Unit!V445/100)*1000","v":0},{"$f":"(DmYear!$M$35*(Unit!J$325/100)/DB!O$4)*(Unit!W445/100)*1000","v":0},{"$f":"(DmYear!$M$35*(Unit!K$325/100)/DB!P$4)*(Unit!X445/100)*1000","v":0},{"$f":"(DmYear!$M$35*(Unit!L$325/100)/DB!Q$4)*(Unit!Y445/100)*1000","v":0},{"$f":"(DmYear!$M$35*(Unit!M$325/100)/DB!R$4)*(Unit!Z445/100)*1000","v":0},{"$f":"(DmYear!$M$35*(Unit!N$325/100)/DB!S$4)*(Unit!AA445/100)*1000","v":0},"-",null,22,{"$f":"(DmYear!$M$35*(Unit!C$326/100)/DB!H$5)*(Unit!AD445/100)*1000","v":0},{"$f":"(DmYear!$M$35*(Unit!D$326/100)/DB!I$5)*(Unit!AE445/100)*1000","v":0},{"$f":"(DmYear!$M$35*(Unit!E$326/100)/DB!J$5)*(Unit!AF445/100)*1000","v":0},{"$f":"(DmYear!$M$35*(Unit!F$326/100)/DB!K$5)*(Unit!AG445/100)*1000","v":0},{"$f":"(DmYear!$M$35*(Unit!G$326/100)/DB!L$5)*(Unit!AH445/100)*1000","v":0},{"$f":"(DmYear!$M$35*(Unit!H$326/100)/DB!M$5)*(Unit!AI445/100)*1000","v":0},{"$f":"(DmYear!$M$35*(Unit!I$326/100)/DB!N$5)*(Unit!AJ445/100)*1000","v":0},{"$f":"(DmYear!$M$35*(Unit!J$326/100)/DB!O$5)*(Unit!AK445/100)*1000","v":0},{"$f":"(DmYear!$M$35*(Unit!K$326/100)/DB!P$5)*(Unit!AL445/100)*1000","v":0},{"$f":"(DmYear!$M$35*(Unit!L$326/100)/DB!Q$5)*(Unit!AM445/100)*1000","v":0},{"$f":"(DmYear!$M$35*(Unit!M$326/100)/DB!R$5)*(Unit!AN445/100)*1000","v":0},{"$f":"(DmYear!$M$35*(Unit!N$326/100)/DB!S$5)*(Unit!AO445/100)*1000","v":0},"-",null,null,22,0,0,0,0,0,0,0,0,0,0,0,0,null,null,22,0,0,0,0,0,0,0,0,0,0,0,0,null,null,22,0,0,0,0,0,0,0,0,0,0,0,0]
[null,"MJ/日",{"$f":"DmYear!$M$8*(Unit!C$324/100)/DB!H$3*1000","v":0},{"$f":"DmYear!$M$8*(Unit!D$324/100)/DB!I$3*1000","v":0},{"$f":"DmYear!$M$8*(Unit!E$324/100)/DB!J$3*1000","v":0},{"$f":"DmYear!$M$8*(Unit!F$324/100)/DB!K$3*1000","v":0},{"$f":"DmYear!$M$8*(Unit!G$324/100)/DB!L$3*1000","v":0},{"$f":"DmYear!$M$8*(Unit!H$324/100)/DB!M$3*1000","v":0},{"$f":"DmYear!$M$8*(Unit!I$324/100)/DB!N$3*1000","v":0},{"$f":"DmYear!$M$8*(Unit!J$324/100)/DB!O$3*1000","v":0},{"$f":"DmYear!$M$8*(Unit!K$324/100)/DB!P$3*1000","v":0},{"$f":"DmYear!$M$8*(Unit!L$324/100)/DB!Q$3*1000","v":0},{"$f":"DmYear!$M$8*(Unit!M$324/100)/DB!R$3*1000","v":0},{"$f":"DmYear!$M$8*(Unit!N$324/100)/DB!S$3*1000","v":0},"-",null,"MJ/日",{"$f":"DmYear!$M$8*(Unit!C$325/100)/DB!H$4*1000","v":0},{"$f":"DmYear!$M$8*(Unit!D$325/100)/DB!I$4*1000","v":0},{"$f":"DmYear!$M$8*(Unit!E$325/100)/DB!J$4*1000","v":0},{"$f":"DmYear!$M$8*(Unit!F$325/100)/DB!K$4*1000","v":0},{"$f":"DmYear!$M$8*(Unit!G$325/100)/DB!L$4*1000","v":0},{"$f":"DmYear!$M$8*(Unit!H$325/100)/DB!M$4*1000","v":0},{"$f":"DmYear!$M$8*(Unit!I$325/100)/DB!N$4*1000","v":0},{"$f":"DmYear!$M$8*(Unit!J$325/100)/DB!O$4*1000","v":0},{"$f":"DmYear!$M$8*(Unit!K$325/100)/DB!P$4*1000","v":0},{"$f":"DmYear!$M$8*(Unit!L$325/100)/DB!Q$4*1000","v":0},{"$f":"DmYear!$M$8*(Unit!M$325/100)/DB!R$4*1000","v":0},{"$f":"DmYear!$M$8*(Unit!N$325/100)/DB!S$4*1000","v":0},"-",null,"MJ/日",{"$f":"DmYear!$M$8*(Unit!C$326/100)/DB!H$5*1000","v":0},{"$f":"DmYear!$M$8*(Unit!D$326/100)/DB!I$5*1000","v":0},{"$f":"DmYear!$M$8*(Unit!E$326/100)/DB!J$5*1000","v":0},{"$f":"DmYear!$M$8*(Unit!F$326/100)/DB!K$5*1000","v":0},{"$f":"DmYear!$M$8*(Unit!G$326/100)/DB!L$5*1000","v":0},{"$f":"DmYear!$M$8*(Unit!H$326/100)/DB!M$5*1000","v":0},{"$f":"DmYear!$M$8*(Unit!I$326/100)/DB!N$5*1000","v":0},{"$f":"DmYear!$M$8*(Unit!J$326/100)/DB!O$5*1000","v":0},{"$f":"DmYear!$M$8*(Unit!K$326/100)/DB!P$5*1000","v":0},{"$f":"DmYear!$M$8*(Unit!L$326/100)/DB!Q$5*1000","v":0},{"$f":"DmYear!$M$8*(Unit!M$326/100)/DB!R$5*1000","v":0},{"$f":"DmYear!$M$8*(Unit!N$326/100)/DB!S$5*1000","v":0},"-",null,null,"MJ/日",{"$f":"SUM(AW423:AW446)","v":0},{"$f":"SUM(AX423:AX446)","v":0},{"$f":"SUM(AY423:AY446)","v":0},{"$f":"SUM(AZ423:AZ446)","v":0},{"$f":"SUM(BA423:BA446)","v":0},{"$f":"SUM(BB423:BB446)","v":0},{"$f":"SUM(BC423:BC446)","v":0},{"$f":"SUM(BD423:BD446)","v":0},{"$f":"SUM(BE423:BE446)","v":0},{"$f":"SUM(BF423:BF446)","v":0},{"$f":"SUM(BG423:BG446)","v":0},{"$f":"SUM(BH423:BH446)","v":0},null,null,"MJ/日",{"$f":"SUM(BL423:BL446)","v":0},{"$f":"SUM(BM423:BM446)","v":0},{"$f":"SUM(BN423:BN446)","v":0},{"$f":"SUM(BO423:BO446)","v":0},{"$f":"SUM(BP423:BP446)","v":0},{"$f":"SUM(BQ423:BQ446)","v":0},{"$f":"SUM(BR423:BR446)","v":0},{"$f":"SUM(BS423:BS446)","v":0},{"$f":"SUM(BT423:BT446)","v":0},{"$f":"SUM(BU423:BU446)","v":0},{"$f":"SUM(BV423:BV446)","v":0},{"$f":"SUM(BW423:BW446)","v":0},null,null,"MJ/日",{"$f":"SUM(CA423:CA446)","v":0},{"$f":"SUM(CB423:CB446)","v":0},{"$f":"SUM(CC423:CC446)","v":0},{"$f":"SUM(CD423:CD446)","v":0},{"$f":"SUM(CE423:CE446)","v":0},{"$f":"SUM(CF423:CF446)","v":0},{"$f":"SUM(CG423:CG446)","v":0},{"$f":"SUM(CH423:CH446)","v":0},{"$f":"SUM(CI423:CI446)","v":0},{"$f":"SUM(CJ423:CJ446)","v":0},{"$f":"SUM(CK423:CK446)","v":0},{"$f":"SUM(CL423:CL446)","v":0},null,null,null,null,"MJ/日",{"$f":"DmYear!$M$35*(Unit!C$324/100)/DB!H$3*1000","v":0},{"$f":"DmYear!$M$35*(Unit!D$324/100)/DB!I$3*1000","v":0},{"$f":"DmYear!$M$35*(Unit!E$324/100)/DB!J$3*1000","v":0},{"$f":"DmYear!$M$35*(Unit!F$324/100)/DB!K$3*1000","v":0},{"$f":"DmYear!$M$35*(Unit!G$324/100)/DB!L$3*1000","v":0},{"$f":"DmYear!$M$35*(Unit!H$324/100)/DB!M$3*1000","v":0},{"$f":"DmYear!$M$35*(Unit!I$324/100)/DB!N$3*1000","v":0},{"$f":"DmYear!$M$35*(Unit!J$324/100)/DB!O$3*1000","v":0},{"$f":"DmYear!$M$35*(Unit!K$324/100)/DB!P$3*1000","v":0},{"$f":"DmYear!$M$35*(Unit!L$324/100)/DB!Q$3*1000","v":0},{"$f":"DmYear!$M$35*(Unit!M$324/100)/DB!R$3*1000","v":0},{"$f":"DmYear!$M$35*(Unit!N$324/100)/DB!S$3*1000","v":0},"-",null,"MJ/日",{"$f":"DmYear!$M$35*(Unit!C$325/100)/DB!H$4*1000","v":0},{"$f":"DmYear!$M$35*(Unit!D$325/100)/DB!I$4*1000","v":0},{"$f":"DmYear!$M$35*(Unit!E$325/100)/DB!J$4*1000","v":0},{"$f":"DmYear!$M$35*(Unit!F$325/100)/DB!K$4*1000","v":0},{"$f":"DmYear!$M$35*(Unit!G$325/100)/DB!L$4*1000","v":0},{"$f":"DmYear!$M$35*(Unit!H$325/100)/DB!M$4*1000","v":0},{"$f":"DmYear!$M$35*(Unit!I$325/100)/DB!N$4*1000","v":0},{"$f":"DmYear!$M$35*(Unit!J$325/100)/DB!O$4*1000","v":0},{"$f":"DmYear!$M$35*(Unit!K$325/100)/DB!P$4*1000","v":0},{"$f":"DmYear!$M$35*(Unit!L$325/100)/DB!Q$4*1000","v":0},{"$f":"DmYear!$M$35*(Unit!M$325/100)/DB!R$4*1000","v":0},{"$f":"DmYear!$M$35*(Unit!N$325/100)/DB!S$4*1000","v":0},"-",null,"MJ/日",{"$f":"DmYear!$M$35*(Unit!C$326/100)/DB!H$5*1000","v":0},{"$f":"DmYear!$M$35*(Unit!D$326/100)/DB!I$5*1000","v":0},{"$f":"DmYear!$M$35*(Unit!E$326/100)/DB!J$5*1000","v":0},{"$f":"DmYear!$M$35*(Unit!F$326/100)/DB!K$5*1000","v":0},{"$f":"DmYear!$M$35*(Unit!G$326/100)/DB!L$5*1000","v":0},{"$f":"DmYear!$M$35*(Unit!H$326/100)/DB!M$5*1000","v":0},{"$f":"DmYear!$M$35*(Unit!I$326/100)/DB!N$5*1000","v":0},{"$f":"DmYear!$M$35*(Unit!J$326/100)/DB!O$5*1000","v":0},{"$f":"DmYear!$M$35*(Unit!K$326/100)/DB!P$5*1000","v":0},{"$f":"DmYear!$M$35*(Unit!L$326/100)/DB!Q$5*1000","v":0},{"$f":"DmYear!$M$35*(Unit!M$326/100)/DB!R$5*1000","v":0},{"$f":"DmYear!$M$35*(Unit!N$326/100)/DB!S$5*1000","v":0},"-",null,null,"MJ/日",{"$f":"SUM(EL423:EL446)","v":0},{"$f":"SUM(EM423:EM446)","v":0},{"$f":"SUM(EN423:EN446)","v":0},{"$f":"SUM(EO423:EO446)","v":0},{"$f":"SUM(EP423:EP446)","v":0},{"$f":"SUM(EQ423:EQ446)","v":0},{"$f":"SUM(ER423:ER446)","v":0},{"$f":"SUM(ES423:ES446)","v":0},{"$f":"SUM(ET423:ET446)","v":0},{"$f":"SUM(EU423:EU446)","v":0},{"$f":"SUM(EV423:EV446)","v":0},{"$f":"SUM(EW423:EW446)","v":0},null,null,"MJ/日",{"$f":"SUM(FA423:FA446)","v":0},{"$f":"SUM(FB423:FB446)","v":0},{"$f":"SUM(FC423:FC446)","v":0},{"$f":"SUM(FD423:FD446)","v":0},{"$f":"SUM(FE423:FE446)","v":0},{"$f":"SUM(FF423:FF446)","v":0},{"$f":"SUM(FG423:FG446)","v":0},{"$f":"SUM(FH423:FH446)","v":0},{"$f":"SUM(FI423:FI446)","v":0},{"$f":"SUM(FJ423:FJ446)","v":0},{"$f":"SUM(FK423:FK446)","v":0},{"$f":"SUM(FL423:FL446)","v":0},null,null,"MJ/日",{"$f":"SUM(FP423:FP446)","v":0},{"$f":"SUM(FQ423:FQ446)","v":0},{"$f":"SUM(FR423:FR446)","v":0},{"$f":"SUM(FS423:FS446)","v":0},{"$f":"SUM(FT423:FT446)","v":0},{"$f":"SUM(FU423:FU446)","v":0},{"$f":"SUM(FV423:FV446)","v":0},{"$f":"SUM(FW423:FW446)","v":0},{"$f":"SUM(FX423:FX446)","v":0},{"$f":"SUM(FY423:FY446)","v":0},{"$f":"SUM(FZ423:FZ446)","v":0},{"$f":"SUM(GA423:GA446)","v":0}]
[]
[]
[]
[]
[]
[]
[]
[]
[]
[]
[]
["新設建物（電力・熱融通エリア）（商業施設）",null,null,null,null,null,null,null,null,null,null,null,null,null,null,null,null,null,null,null,null,null,null,null,null,null,null,null,null,null,null,null,null,null,null,null,null,null,null,null,null,null,null,null,null,null,null,null,null,null,null,null,null,null,null,null,null,null,null,null,null,null,null,null,null,null,null,null,null,null,null,null,null,null,null,null,null,null,null,null,null,null,null,null,null,null,null,null,null,null,null,null,null,"既設建物（熱融通エリア）（商業施設）"]
[null,"平日",null,null,null,null,null,null,null,null,null,null,null,null,null,null,"土曜",null,null,null,null,null,null,null,null,null,null,null,null,null,null,"休日",null,null,null,null,null,null,null,null,null,null,null,null,null,null,null,"ピーク需要（平日）",null,null,null,null,null,null,null,null,null,null,null,null,null,null,"ピーク需要（土曜）",null,null,null,null,null,null,null,null,null,null,null,null,null,null,"ピーク需要（休日）",null,null,null,null,null,null,null,null,null,null,null,null,null,null,null,null,"平日",null,null,null,null,null,null,null,null,null,null,null,null,null,null,"土曜",null,null,null,null,null,null,null,null,null,null,null,null,null,null,"休日",null,null,null,null,null,null,null,null,null,null,null,null,null,null,null,"ピーク需要（平日）",null,null,null,null,null,null,null,null,null,null,null,null,null,null,"ピーク需要（土曜）",null,null,null,null,null,null,null,null,null,null,null,null,null,null,"ピーク需要（休日）"]
[null,"kWh","1月","2月","3月","4月","5月","6月","7月","8月","9月","10月","11月","12月","計",null,"kW","1月","2月","3月","4月","5月","6月","7月","8月","9月","10月","11月","12月","計",null,"kW","1月","2月","3月","4月","5月","6月","7月","8月","9月","10月","11月","12月","計",null,null,"kW","1月","2月","3月","4月","5月","6月","7月","8月","9月","10月","11月","12月",null,null,"kW","1月","2月","3月","4月","5月","6月","7月","8月","9月","10月","11月","12月",null,null,"kW","1月","2月","3月","4月","5月","6月","7月","8月","9月","10月","11月","12月",null,null,null,null,"kWh","1月","2月","3月","4月","5月","6月","7月","8月","9月","10月","11月","12月","計",null,"kW","1月","2月","3月","4月","5月","6月","7月","8月","9月","10月","11月","12月","計",null,"kW","1月","2月","3月","4月","5月","6月","7月","8月","9月","10月","11月","12月","計",null,null,"kW","1月","2月","3月","4月","5月","6月","7月","8月","9月","10月","11月","12月",null,null,"kW","1月","2月","3月","4月","5月","6月","7月","8月","9月","10月","11月","12月",null,null,"kW","1月","2月","3月","4月","5月","6月","7月","8月","9月","10月","11月","12月"]
[null,0,{"$f":"(DmYear!$N$5*(Unit!C$462/100)/DB!H$3)*(Unit!B483/100)*1000","v":0},{"$f":"(DmYear!$N$5*(Unit!D$462/100)/DB!I$3)*(Unit!C483/100)*1000","v":0},{"$f":"(DmYear!$N$5*(Unit!E$462/100)/DB!J$3)*(Unit!D483/100)*1000","v":0},{"$f":"(DmYear!$N$5*(Unit!F$462/100)/DB!K$3)*(Unit!E483/100)*1000","v":0},{"$f":"(DmYear!$N$5*(Unit!G$462/100)/DB!L$3)*(Unit!F483/100)*1000","v":0},{"$f":"(DmYear!$N$5*(Unit!H$462/100)/DB!M$3)*(Unit!G483/100)*1000","v":0},{"$f":"(DmYear!$N$5*(Unit!I$462/100)/DB!N$3)*(Unit!H483/100)*1000","v":0},{"$f":"(DmYear!$N$5*(Unit!J$462/100)/DB!O$3)*(Unit!I483/100)*1000","v":0},{"$f":"(DmYear!$N$5*(Unit!K$462/100)/DB!P$3)*(Unit!J483/100)*1000","v":0},{"$f":"(DmYear!$N$5*(Unit!L$462/100)/DB!Q$3)*(Unit!K483/100)*1000","v":0},{"$f":"(DmYear!$N$5*(Unit!M$462/100)/DB!R$3)*(Unit!L483/100)*1000","v":0},{"$f":"(DmYear!$N$5*(Unit!N$462/100)/DB!S$3)*(Unit!M483/100)*1000","v":0},"-",null,0,{"$f":"(DmYear!$N$5*(Unit!C$463/100)/DB!H$4)*(Unit!P483/100)*1000","v":0},{"$f":"(DmYear!$N$5*(Unit!D$463/100)/DB!I$4)*(Unit!Q483/100)*1000","v":0},{"$f":"(DmYear!$N$5*(Unit!E$463/100)/DB!J$4)*(Unit!R483/100)*1000","v":0},{"$f":"(DmYear!$N$5*(Unit!F$463/100)/DB!K$4)*(Unit!S483/100)*1000","v":0},{"$f":"(DmYear!$N$5*(Unit!G$463/100)/DB!L$4)*(Unit!T483/100)*1000","v":0},{"$f":"(DmYear!$N$5*(Unit!H$463/100)/DB!M$4)*(Unit!U483/100)*1000","v":0},{"$f":"(DmYear!$N$5*(Unit!I$463/100)/DB!N$4)*(Unit!V483/100)*1000","v":0},{"$f":"(DmYear!$N$5*(Unit!J$463/100)/DB!O$4)*(Unit!W483/100)*1000","v":0},{"$f":"(DmYear!$N$5*(Unit!K$463/100)/DB!P$4)*(Unit!X483/100)*1000","v":0},{"$f":"(DmYear!$N$5*(Unit!L$463/100)/DB!Q$4)*(Unit!Y483/100)*1000","v":0},{"$f":"(DmYear!$N$5*(Unit!M$463/100)/DB!R$4)*(Unit!Z483/100)*1000","v":0},{"$f":"(DmYear!$N$5*(Unit!N$463/100)/DB!S$4)*(Unit!AA483/100)*1000","v":0},"-",null,0,{"$f":"(DmYear!$N$5*(Unit!C$464/100)/DB!H$5)*(Unit!AD483/100)*1000","v":0},{"$f":"(DmYear!$N$5*(Unit!D$464/100)/DB!I$5)*(Unit!AE483/100)*1000","v":0},{"$f":"(DmYear!$N$5*(Unit!E$464/100)/DB!J$5)*(Unit!AF483/100)*1000","v":0},{"$f":"(DmYear!$N$5*(Unit!F$464/100)/DB!K$5)*(Unit!AG483/100)*1000","v":0},{"$f":"(DmYear!$N$5*(Unit!G$464/100)/DB!L$5)*(Unit!AH483/100)*1000","v":0},{"$f":"(DmYear!$N$5*(Unit!H$464/100)/DB!M$5)*(Unit!AI483/100)*1000","v":0},{"$f":"(DmYear!$N$5*(Unit!I$464/100)/DB!N$5)*(Unit!AJ483/100)*1000","v":0},{"$f":"(DmYear!$N$5*(Unit!J$464/100)/DB!O$5)*(Unit!AK483/100)*1000","v":0},{"$f":"(DmYear!$N$5*(Unit!K$464/100)/DB!P$5)*(Unit!AL483/100)*1000","v":0},{"$f":"(DmYear!$N$5*(Unit!L$464/100)/DB!Q$5)*(Unit!AM483/100)*1000","v":0},{"$f":"(DmYear!$N$5*(Unit!M$464/100)/DB!R$5)*(Unit!AN483/100)*1000","v":0},{"$f":"(DmYear!$N$5*(Unit!N$464/100)/DB!S$5)*(Unit!AO483/100)*1000","v":0},"-",null,null,0,{"$f":"MIN($I$480,$X$480,$AM$480)*C483","v":0},{"$f":"MIN($I$480,$X$480,$AM$480)*D483","v":0},{"$f":"MIN($I$480,$X$480,$AM$480)*E483","v":0},{"$f":"MIN($I$480,$X$480,$AM$480)*F483","v":0},{"$f":"MIN($I$480,$X$480,$AM$480)*G483","v":0},{"$f":"MIN($I$480,$X$480,$AM$480)*H483","v":0},{"$f":"MIN($I$480,$X$480,$AM$480)*I483","v":0},{"$f":"MIN($I$480,$X$480,$AM$480)*J483","v":0},{"$f":"MIN($I$480,$X$480,$AM$480)*K483","v":0},{"$f":"MIN($I$480,$X$480,$AM$480)*L483","v":0},{"$f":"MIN($I$480,$X$480,$AM$480)*M483","v":0},{"$f":"MIN($I$480,$X$480,$AM$480)*N483","v":0},null,null,0,{"$f":"MIN($I$480,$X$480,$AM$480)*R483","v":0},{"$f":"MIN($I$480,$X$480,$AM$480)*S483","v":0},{"$f":"MIN($I$480,$X$480,$AM$480)*T483","v":0},{"$f":"MIN($I$480,$X$480,$AM$480)*U483","v":0},{"$f":"MIN($I$480,$X$480,$AM$480)*V483","v":0},{"$f":"MIN($I$480,$X$480,$AM$480)*W483","v":0},{"$f":"MIN($I$480,$X$480,$AM$480)*X483","v":0},{"$f":"MIN($I$480,$X$480,$AM$480)*Y483","v":0},{"$f":"MIN($I$480,$X$480,$AM$480)*Z483","v":0},{"$f":"MIN($I$480,$X$480,$AM$480)*AA483","v":0},{"$f":"MIN($I$480,$X$480,$AM$480)*AB483","v":0},{"$f":"MIN($I$480,$X$480,$AM$480)*AC483","v":0},null,null,0,{"$f":"MIN($I$480,$X$480,$AM$480)*AG483","v":0},{"$f":"MIN($I$480,$X$480,$AM$480)*AH483","v":0},{"$f":"MIN($I$480,$X$480,$AM$480)*AI483","v":0},{"$f":"MIN($I$480,$X$480,$AM$480)*AJ483","v":0},{"$f":"MIN($I$480,$X$480,$AM$480)*AK483","v":0},{"$f":"MIN($I$480,$X$480,$AM$480)*AL483","v":0},{"$f":"MIN($I$480,$X$480,$AM$480)*AM483","v":0},{"$f":"MIN($I$480,$X$480,$AM$480)*AN483","v":0},{"$f":"MIN($I$480,$X$480,$AM$480)*AO483","v":0},{"$f":"MIN($I$480,$X$480,$AM$480)*AP483","v":0},{"$f":"MIN($I$480,$X$480,$AM$480)*AQ483","v":0},{"$f":"MIN($I$480,$X$480,$AM$480)*AR483","v":0},null,null,null,null,0,{"$f":"(DmYear!$N$32*(Unit!C$462/100)/DB!H$3)*(Unit!B483/100)*1000","v":0},{"$f":"(DmYear!$N$32*(Unit!D$462/100)/DB!I$3)*(Unit!C483/100)*1000","v":0},{"$f":"(DmYear!$N$32*(Unit!E$462/100)/DB!J$3)*(Unit!D483/100)*1000","v":0},{"$f":"(DmYear!$N$32*(Unit!F$462/100)/DB!K$3)*(Unit!E483/100)*1000","v":0},{"$f":"(DmYear!$N$32*(Unit!G$462/100)/DB!L$3)*(Unit!F483/100)*1000","v":0},{"$f":"(DmYear!$N$32*(Unit!H$462/100)/DB!M$3)*(Unit!G483/100)*1000","v":0},{"$f":"(DmYear!$N$32*(Unit!I$462/100)/DB!N$3)*(Unit!H483/100)*1000","v":0},{"$f":"(DmYear!$N$32*(Unit!J$462/100)/DB!O$3)*(Unit!I483/100)*1000","v":0},{"$f":"(DmYear!$N$32*(Unit!K$462/100)/DB!P$3)*(Unit!J483/100)*1000","v":0},{"$f":"(DmYear!$N$32*(Unit!L$462/100)/DB!Q$3)*(Unit!K483/100)*1000","v":0},{"$f":"(DmYear!$N$32*(Unit!M$462/100)/DB!R$3)*(Unit!L483/100)*1000","v":0},{"$f":"(DmYear!$N$32*(Unit!N$462/100)/DB!S$3)*(Unit!M483/100)*1000","v":0},"-",null,0,{"$f":"(DmYear!$N$32*(Unit!C$463/100)/DB!H$4)*(Unit!P483/100)*1000","v":0},{"$f":"(DmYear!$N$32*(Unit!D$463/100)/DB!I$4)*(Unit!Q483/100)*1000","v":0},{"$f":"(DmYear!$N$32*(Unit!E$463/100)/DB!J$4)*(Unit!R483/100)*1000","v":0},{"$f":"(DmYear!$N$32*(Unit!F$463/100)/DB!K$4)*(Unit!S483/100)*1000","v":0},{"$f":"(DmYear!$N$32*(Unit!G$463/100)/DB!L$4)*(Unit!T483/100)*1000","v":0},{"$f":"(DmYear!$N$32*(Unit!H$463/100)/DB!M$4)*(Unit!U483/100)*1000","v":0},{"$f":"(DmYear!$N$32*(Unit!I$463/100)/DB!N$4)*(Unit!V483/100)*1000","v":0},{"$f":"(DmYear!$N$32*(Unit!J$463/100)/DB!O$4)*(Unit!W483/100)*1000","v":0},{"$f":"(DmYear!$N$32*(Unit!K$463/100)/DB!P$4)*(Unit!X483/100)*1000","v":0},{"$f":"(DmYear!$N$32*(Unit!L$463/100)/DB!Q$4)*(Unit!Y483/100)*1000","v":0},{"$f":"(DmYear!$N$32*(Unit!M$463/100)/DB!R$4)*(Unit!Z483/100)*1000","v":0},{"$f":"(DmYear!$N$32*(Unit!N$463/100)/DB!S$4)*(Unit!AA483/100)*1000","v":0},"-",null,0,{"$f":"(DmYear!$N$32*(Unit!C$464/100)/DB!H$5)*(Unit!AD483/100)*1000","v":0},{"$f":"(DmYear!$N$32*(Unit!D$464/100)/DB!I$5)*(Unit!AE483/100)*1000","v":0},{"$f":"(DmYear!$N$32*(Unit!E$464/100)/DB!J$5)*(Unit!AF483/100)*1000","v":0},{"$f":"(DmYear!$N$32*(Unit!F$464/100)/DB!K$5)*(Unit!AG483/100)*1000","v":0},{"$f":"(DmYear!$N$32*(Unit!G$464/100)/DB!L$5)*(Unit!AH483/100)*1000","v":0},{"$f":"(DmYear!$N$32*(Unit!H$464/100)/DB!M$5)*(Unit!AI483/100)*1000","v":0},{"$f":"(DmYear!$N$32*(Unit!I$464/100)/DB!N$5)*(Unit!AJ483/100)*1000","v":0},{"$f":"(DmYear!$N$32*(Unit!J$464/100)/DB!O$5)*(Unit!AK483/100)*1000","v":0},{"$f":"(DmYear!$N$32*(Unit!K$464/100)/DB!P$5)*(Unit!AL483/100)*1000","v":0},{"$f":"(DmYear!$N$32*(Unit!L$464/100)/DB!Q$5)*(Unit!AM483/100)*1000","v":0},{"$f":"(DmYear!$N$32*(Unit!M$464/100)/DB!R$5)*(Unit!AN483/100)*1000","v":0},{"$f":"(DmYear!$N$32*(Unit!N$464/100)/DB!S$5)*(Unit!AO483/100)*1000","v":0},"-",null,null,0,{"$f":"MIN($CX$480,$DM$480,$EB$480)*CR483","v":0},{"$f":"MIN($CX$480,$DM$480,$EB$480)*CS483","v":0},{"$f":"MIN($CX$480,$DM$480,$EB$480)*CT483","v":0},{"$f":"MIN($CX$480,$DM$480,$EB$480)*CU483","v":0},{"$f":"MIN($CX$480,$DM$480,$EB$480)*CV483","v":0},{"$f":"MIN($CX$480,$DM$480,$EB$480)*CW483","v":0},{"$f":"MIN($CX$480,$DM$480,$EB$480)*CX483","v":0},{"$f":"MIN($CX$480,$DM$480,$EB$480)*CY483","v":0},{"$f":"MIN($CX$480,$DM$480,$EB$480)*CZ483","v":0},{"$f":"MIN($CX$480,$DM$480,$EB$480)*DA483","v":0},{"$f":"MIN($CX$480,$DM$480,$EB$480)*DB483","v":0},{"$f":"MIN($CX$480,$DM$480,$EB$480)*DC483","v":0},null,null,0,{"$f":"MIN($CX$480,$DM$480,$EB$480)*DG483","v":0},{"$f":"MIN($CX$480,$DM$480,$EB$480)*DH483","v":0},{"$f":"MIN($CX$480,$DM$480,$EB$480)*DI483","v":0},{"$f":"MIN($CX$480,$DM$480,$EB$480)*DJ483","v":0},{"$f":"MIN($CX$480,$DM$480,$EB$480)*DK483","v":0},{"$f":"MIN($CX$480,$DM$480,$EB$480)*DL483","v":0},{"$f":"MIN($CX$480,$DM$480,$EB$480)*DM483","v":0},{"$f":"MIN($CX$480,$DM$480,$EB$480)*DN483","v":0},{"$f":"MIN($CX$480,$DM$480,$EB$480)*DO483","v":0},{"$f":"MIN($CX$480,$DM$480,$EB$480)*DP483","v":0},{"$f":"MIN($CX$480,$DM$480,$EB$480)*DQ483","v":0},{"$f":"MIN($CX$480,$DM$480,$EB$480)*DR483","v":0},null,null,0,{"$f":"MIN($CX$480,$DM$480,$EB$480)*DV483","v":0},{"$f":"MIN($CX$480,$DM$480,$EB$480)*DW483","v":0},{"$f":"MIN($CX$480,$DM$480,$EB$480)*DX483","v":0},{"$f":"MIN($CX$480,$DM$480,$EB$480)*DY483","v":0},{"$f":"MIN($CX$480,$DM$480,$EB$480)*DZ483","v":0},{"$f":"MIN($CX$480,$DM$480,$EB$480)*EA483","v":0},{"$f":"MIN($CX$480,$DM$480,$EB$480)*EB483","v":0},{"$f":"MIN($CX$480,$DM$480,$EB$480)*EC483","v":0},{"$f":"MIN($CX$480,$DM$480,$EB$480)*ED483","v":0},{"$f":"MIN($CX$480,$DM$480,$EB$480)*EE483","v":0},{"$f":"MIN($CX$480,$DM$480,$EB$480)*EF483","v":0},{"$f":"MIN($CX$480,$DM$480,$EB$480)*EG483","v":0}]
[null,3,{"$f":"(DmYear!$N$5*(Unit!C$462/100)/DB!H$3)*(Unit!B486/100)*1000","v":0},{"$f":"(DmYear!$N$5*(Unit!D$462/100)/DB!I$3)*(Unit!C486/100)*1000","v":0},{"$f":"(DmYear!$N$5*(Unit!E$462/100)/DB!J$3)*(Unit!D486/100)*1000","v":0},{"$f":"(DmYear!$N$5*(Unit!F$462/100)/DB!K$3)*(Unit!E486/100)*1000","v":0},{"$f":"(DmYear!$N$5*(Unit!G$462/100)/DB!L$3)*(Unit!F486/100)*1000","v":0},{"$f":"(DmYear!$N$5*(Unit!H$462/100)/DB!M$3)*(Unit!G486/100)*1000","v":0},{"$f":"(DmYear!$N$5*(Unit!I$462/100)/DB!N$3)*(Unit!H486/100)*1000","v":0},{"$f":"(DmYear!$N$5*(Unit!J$462/100)/DB!O$3)*(Unit!I486/100)*1000","v":0},{"$f":"(DmYear!$N$5*(Unit!K$462/100)/DB!P$3)*(Unit!J486/100)*1000","v":0},{"$f":"(DmYear!$N$5*(Unit!L$462/100)/DB!Q$3)*(Unit!K486/100)*1000","v":0},{"$f":"(DmYear!$N$5*(Unit!M$462/100)/DB!R$3)*(Unit!L486/100)*1000","v":0},{"$f":"(DmYear!$N$5*(Unit!N$462/100)/DB!S$3)*(Unit!M486/100)*1000","v":0},"-",null,3,{"$f":"(DmYear!$N$5*(Unit!C$463/100)/DB!H$4)*(Unit!P486/100)*1000","v":0},{"$f":"(DmYear!$N$5*(Unit!D$463/100)/DB!I$4)*(Unit!Q486/100)*1000","v":0},{"$f":"(DmYear!$N$5*(Unit!E$463/100)/DB!J$4)*(Unit!R486/100)*1000","v":0},{"$f":"(DmYear!$N$5*(Unit!F$463/100)/DB!K$4)*(Unit!S486/100)*1000","v":0},{"$f":"(DmYear!$N$5*(Unit!G$463/100)/DB!L$4)*(Unit!T486/100)*1000","v":0},{"$f":"(DmYear!$N$5*(Unit!H$463/100)/DB!M$4)*(Unit!U486/100)*1000","v":0},{"$f":"(DmYear!$N$5*(Unit!I$463/100)/DB!N$4)*(Unit!V486/100)*1000","v":0},{"$f":"(DmYear!$N$5*(Unit!J$463/100)/DB!O$4)*(Unit!W486/100)*1000","v":0},{"$f":"(DmYear!$N$5*(Unit!K$463/100)/DB!P$4)*(Unit!X486/100)*1000","v":0},{"$f":"(DmYear!$N$5*(Unit!L$463/100)/DB!Q$4)*(Unit!Y486/100)*1000","v":0},{"$f":"(DmYear!$N$5*(Unit!M$463/100)/DB!R$4)*(Unit!Z486/100)*1000","v":0},{"$f":"(DmYear!$N$5*(Unit!N$463/100)/DB!S$4)*(Unit!AA486/100)*1000","v":0},"-",null,3,{"$f":"(DmYear!$N$5*(Unit!C$464/100)/DB!H$5)*(Unit!AD486/100)*1000","v":0},{"$f":"(DmYear!$N$5*(Unit!D$464/100)/DB!I$5)*(Unit!AE486/100)*1000","v":0},{"$f":"(DmYear!$N$5*(Unit!E$464/100)/DB!J$5)*(Unit!AF486/100)*1000","v":0},{"$f":"(DmYear!$N$5*(Unit!F$464/100)/DB!K$5)*(Unit!AG486/100)*1000","v":0},{"$f":"(DmYear!$N$5*(Unit!G$464/100)/DB!L$5)*(Unit!AH486/100)*1000","v":0},{"$f":"(DmYear!$N$5*(Unit!H$464/100)/DB!M$5)*(Unit!AI486/100)*1000","v":0},{"$f":"(DmYear!$N$5*(Unit!I$464/100)/DB!N$5)*(Unit!AJ486/100)*1000","v":0},{"$f":"(DmYear!$N$5*(Unit!J$464/100)/DB!O$5)*(Unit!AK486/100)*1000","v":0},{"$f":"(DmYear!$N$5*(Unit!K$464/100)/DB!P$5)*(Unit!AL486/100)*1000","v":0},{"$f":"(DmYear!$N$5*(Unit!L$464/100)/DB!Q$5)*(Unit!AM486/100)*1000","v":0},{"$f":"(DmYear!$N$5*(Unit!M$464/100)/DB!R$5)*(Unit!AN486/100)*1000","v":0},{"$f":"(DmYear!$N$5*(Unit!N$464/100)/DB!S$5)*(Unit!AO486/100)*1000","v":0},"-",null,null,3,0,0,0,0,0,0,0,0,0,0,0,0,null,null,3,0,0,0,0,0,0,0,0,0,0,0,0,null,null,3,0,0,0,0,0,0,0,0,0,0,0,0,null,null,null,null,3,{"$f":"(DmYear!$N$32*(Unit!C$462/100)/DB!H$3)*(Unit!B486/100)*1000","v":0},{"$f":"(DmYear!$N$32*(Unit!D$462/100)/DB!I$3)*(Unit!C486/100)*1000","v":0},{"$f":"(DmYear!$N$32*(Unit!E$462/100)/DB!J$3)*(Unit!D486/100)*1000","v":0},{"$f":"(DmYear!$N$32*(Unit!F$462/100)/DB!K$3)*(Unit!E486/100)*1000","v":0},{"$f":"(DmYear!$N$32*(Unit!G$462/100)/DB!L$3)*(Unit!F486/100)*1000","v":0},{"$f":"(DmYear!$N$32*(Unit!H$462/100)/DB!M$3)*(Unit!G486/100)*1000","v":0},{"$f":"(DmYear!$N$32*(Unit!I$462/100)/DB!N$3)*(Unit!H486/100)*1000","v":0},{"$f":"(DmYear!$N$32*(Unit!J$462/100)/DB!O$3)*(Unit!I486/100)*1000","v":0},{"$f":"(DmYear!$N$32*(Unit!K$462/100)/DB!P$3)*(Unit!J486/100)*1000","v":0},{"$f":"(DmYear!$N$32*(Unit!L$462/100)/DB!Q$3)*(Unit!K486/100)*1000","v":0},{"$f":"(DmYear!$N$32*(Unit!M$462/100)/DB!R$3)*(Unit!L486/100)*1000","v":0},{"$f":"(DmYear!$N$32*(Unit!N$462/100)/DB!S$3)*(Unit!M486/100)*1000","v":0},"-",null,3,{"$f":"(DmYear!$N$32*(Unit!C$463/100)/DB!H$4)*(Unit!P486/100)*1000","v":0},{"$f":"(DmYear!$N$32*(Unit!D$463/100)/DB!I$4)*(Unit!Q486/100)*1000","v":0},{"$f":"(DmYear!$N$32*(Unit!E$463/100)/DB!J$4)*(Unit!R486/100)*1000","v":0},{"$f":"(DmYear!$N$32*(Unit!F$463/100)/DB!K$4)*(Unit!S486/100)*1000","v":0},{"$f":"(DmYear!$N$32*(Unit!G$463/100)/DB!L$4)*(Unit!T486/100)*1000","v":0},{"$f":"(DmYear!$N$32*(Unit!H$463/100)/DB!M$4)*(Unit!U486/100)*1000","v":0},{"$f":"(DmYear!$N$32*(Unit!I$463/100)/DB!N$4)*(Unit!V486/100)*1000","v":0},{"$f":"(DmYear!$N$32*(Unit!J$463/100)/DB!O$4)*(Unit!W486/100)*1000","v":0},{"$f":"(DmYear!$N$32*(Unit!K$463/100)/DB!P$4)*(Unit!X486/100)*1000","v":0},{"$f":"(DmYear!$N$32*(Unit!L$463/100)/DB!Q$4)*(Unit!Y486/100)*1000","v":0},{"$f":"(DmYear!$N$32*(Unit!M$463/100)/DB!R$4)*(Unit!Z486/100)*1000","v":0},{"$f":"(DmYear!$N$32*(Unit!N$463/100)/DB!S$4)*(Unit!AA486/100)*1000","v":0},"-",null,3,{"$f":"(DmYear!$N$32*(Unit!C$464/100)/DB!H$5)*(Unit!AD486/100)*1000","v":0},{"$f":"(DmYear!$N$32*(Unit!D$464/100)/DB!I$5)*(Unit!AE486/100)*1000","v":0},{"$f":"(DmYear!$N$32*(Unit!E$464/100)/DB!J$5)*(Unit!AF486/100)*1000","v":0},{"$f":"(DmYear!$N$32*(Unit!F$464/100)/DB!K$5)*(Unit!AG486/100)*1000","v":0},{"$f":"(DmYear!$N$32*(Unit!G$464/100)/DB!L$5)*(Unit!AH486/100)*1000","v":0},{"$f":"(DmYear!$N$32*(Unit!H$464/100)/DB!M$5)*(Unit!AI486/100)*1000","v":0},{"$f":"(DmYear!$N$32*(Unit!I$464/100)/DB!N$5)*(Unit!AJ486/100)*1000","v":0},{"$f":"(DmYear!$N$32*(Unit!J$464/100)/DB!O$5)*(Unit!AK486/100)*1000","v":0},{"$f":"(DmYear!$N$32*(Unit!K$464/100)/DB!P$5)*(Unit!AL486/100)*1000","v":0},{"$f":"(DmYear!$N$32*(Unit!L$464/100)/DB!Q$5)*(Unit!AM486/100)*1000","v":0},{"$f":"(DmYear!$N$32*(Unit!M$464/100)/DB!R$5)*(Unit!AN486/100)*1000","v":0},{"$f":"(DmYear!$N$32*(Unit!N$464/100)/DB!S$5)*(Unit!AO486/100)*1000","v":0},"-",null,null,3,0,0,0,0,0,0,0,0,0,0,0,0,null,null,3,0,0,0,0,0,0,0,0,0,0,0,0,null,null,3,0,0,0,0,0,0,0,0,0,0,0,0]
[null,4,{"$f":"(DmYear!$N$5*(Unit!C$462/100)/DB!H$3)*(Unit!B487/100)*1000","v":0},{"$f":"(DmYear!$N$5*(Unit!D$462/100)/DB!I$3)*(Unit!C487/100)*1000","v":0},{"$f":"(DmYear!$N$5*(Unit!E$462/100)/DB!J$3)*(Unit!D487/100)*1000","v":0},{"$f":"(DmYear!$N$5*(Unit!F$462/100)/DB!K$3)*(Unit!E487/100)*1000","v":0},{"$f":"(DmYear!$N$5*(Unit!G$462/100)/DB!L$3)*(Unit!F487/100)*1000","v":0},{"$f":"(DmYear!$N$5*(Unit!H$462/100)/DB!M$3)*(Unit!G487/100)*1000","v":0},{"$f":"(DmYear!$N$5*(Unit!I$462/100)/DB!N$3)*(Unit!H487/100)*1000","v":0},{"$f":"(DmYear!$N$5*(Unit!J$462/100)/DB!O$3)*(Unit!I487/100)*1000","v":0},{"$f":"(DmYear!$N$5*(Unit!K$462/100)/DB!P$3)*(Unit!J487/100)*1000","v":0},{"$f":"(DmYear!$N$5*(Unit!L$462/100)/DB!Q$3)*(Unit!K487/100)*1000","v":0},{"$f":"(DmYear!$N$5*(Unit!M$462/100)/DB!R$3)*(Unit!L487/100)*1000","v":0},{"$f":"(DmYear!$N$5*(Unit!N$462/100)/DB!S$3)*(Unit!M487/100)*1000","v":0},"-",null,4,{"$f":"(DmYear!$N$5*(Unit!C$463/100)/DB!H$4)*(Unit!P487/100)*1000","v":0},{"$f":"(DmYear!$N$5*(Unit!D$463/100)/DB!I$4)*(Unit!Q487/100)*1000","v":0},{"$f":"(DmYear!$N$5*(Unit!E$463/100)/DB!J$4)*(Unit!R487/100)*1000","v":0},{"$f":"(DmYear!$N$5*(Unit!F$463/100)/DB!K$4)*(Unit!S487/100)*1000","v":0},{"$f":"(DmYear!$N$5*(Unit!G$463/100)/DB!L$4)*(Unit!T487/100)*1000","v":0},{"$f":"(DmYear!$N$5*(Unit!H$463/100)/DB!M$4)*(Unit!U487/100)*1000","v":0},{"$f":"(DmYear!$N$5*(Unit!I$463/100)/DB!N$4)*(Unit!V487/100)*1000","v":0},{"$f":"(DmYear!$N$5*(Unit!J$463/100)/DB!O$4)*(Unit!W487/100)*1000","v":0},{"$f":"(DmYear!$N$5*(Unit!K$463/100)/DB!P$4)*(Unit!X487/100)*1000","v":0},{"$f":"(DmYear!$N$5*(Unit!L$463/100)/DB!Q$4)*(Unit!Y487/100)*1000","v":0},{"$f":"(DmYear!$N$5*(Unit!M$463/100)/DB!R$4)*(Unit!Z487/100)*1000","v":0},{"$f":"(DmYear!$N$5*(Unit!N$463/100)/DB!S$4)*(Unit!AA487/100)*1000","v":0},"-",null,4,{"$f":"(DmYear!$N$5*(Unit!C$464/100)/DB!H$5)*(Unit!AD487/100)*1000","v":0},{"$f":"(DmYear!$N$5*(Unit!D$464/100)/DB!I$5)*(Unit!AE487/100)*1000","v":0},{"$f":"(DmYear!$N$5*(Unit!E$464/100)/DB!J$5)*(Unit!AF487/100)*1000","v":0},{"$f":"(DmYear!$N$5*(Unit!F$464/100)/DB!K$5)*(Unit!AG487/100)*1000","v":0},{"$f":"(DmYear!$N$5*(Unit!G$464/100)/DB!L$5)*(Unit!AH487/100)*1000","v":0},{"$f":"(DmYear!$N$5*(Unit!H$464/100)/DB!M$5)*(Unit!AI487/100)*1000","v":0},{"$f":"(DmYear!$N$5*(Unit!I$464/100)/DB!N$5)*(Unit!AJ487/100)*1000","v":0},{"$f":"(DmYear!$N$5*(Unit!J$464/100)/DB!O$5)*(Unit!AK487/100)*1000","v":0},{"$f":"(DmYear!$N$5*(Unit!K$464/100)/DB!P$5)*(Unit!AL487/100)*1000","v":0},{"$f":"(DmYear!$N$5*(Unit!L$464/100)/DB!Q$5)*(Unit!AM487/100)*1000","v":0},{"$f":"(DmYear!$N$5*(Unit!M$464/100)/DB!R$5)*(Unit!AN487/100)*1000","v":0},{"$f":"(DmYear!$N$5*(Unit!N$464/100)/DB!S$5)*(Unit!AO487/100)*1000","v":0},"-",null,null,4,0,0,0,0,0,0,0,0,0,0,0,0,null,null,4,0,0,0,0,0,0,0,0,0,0,0,0,null,null,4,0,0,0,0,0,0,0,0,0,0,0,0,null,null,null,null,4,{"$f":"(DmYear!$N$32*(Unit!C$462/100)/DB!H$3)*(Unit!B487/100)*1000","v":0},{"$f":"(DmYear!$N$32*(Unit!D$462/100)/DB!I$3)*(Unit!C487/100)*1000","v":0},{"$f":"(DmYear!$N$32*(Unit!E$462/100)/DB!J$3)*(Unit!D487/100)*1000","v":0},{"$f":"(DmYear!$N$32*(Unit!F$462/100)/DB!K$3)*(Unit!E487/100)*1000","v":0},{"$f":"(DmYear!$N$32*(Unit!G$462/100)/DB!L$3)*(Unit!F487/100)*1000","v":0},{"$f":"(DmYear!$N$32*(Unit!H$462/100)/DB!M$3)*(Unit!G487/100)*1000","v":0},{"$f":"(DmYear!$N$32*(Unit!I$462/100)/DB!N$3)*(Unit!H487/100)*1000","v":0},{"$f":"(DmYear!$N$32*(Unit!J$462/100)/DB!O$3)*(Unit!I487/100)*1000","v":0},{"$f":"(DmYear!$N$32*(Unit!K$462/100)/DB!P$3)*(Unit!J487/100)*1000","v":0},{"$f":"(DmYear!$N$32*(Unit!L$462/100)/DB!Q$3)*(Unit!K487/100)*1000","v":0},{"$f":"(DmYear!$N$32*(Unit!M$462/100)/DB!R$3)*(Unit!L487/100)*1000","v":0},{"$f":"(DmYear!$N$32*(Unit!N$462/100)/DB!S$3)*(Unit!M487/100)*1000","v":0},"-",null,4,{"$f":"(DmYear!$N$32*(Unit!C$463/100)/DB!H$4)*(Unit!P487/100)*1000","v":0},{"$f":"(DmYear!$N$32*(Unit!D$463/100)/DB!I$4)*(Unit!Q487/100)*1000","v":0},{"$f":"(DmYear!$N$32*(Unit!E$463/100)/DB!J$4)*(Unit!R487/100)*1000","v":0},{"$f":"(DmYear!$N$32*(Unit!F$463/100)/DB!K$4)*(Unit!S487/100)*1000","v":0},{"$f":"(DmYear!$N$32*(Unit!G$463/100)/DB!L$4)*(Unit!T487/100)*1000","v":0},{"$f":"(DmYear!$N$32*(Unit!H$463/100)/DB!M$4)*(Unit!U487/100)*1000","v":0},{"$f":"(DmYear!$N$32*(Unit!I$463/100)/DB!N$4)*(Unit!V487/100)*1000","v":0},{"$f":"(DmYear!$N$32*(Unit!J$463/100)/DB!O$4)*(Unit!W487/100)*1000","v":0},{"$f":"(DmYear!$N$32*(Unit!K$463/100)/DB!P$4)*(Unit!X487/100)*1000","v":0},{"$f":"(DmYear!$N$32*(Unit!L$463/100)/DB!Q$4)*(Unit!Y487/100)*1000","v":0},{"$f":"(DmYear!$N$32*(Unit!M$463/100)/DB!R$4)*(Unit!Z487/100)*1000","v":0},{"$f":"(DmYear!$N$32*(Unit!N$463/100)/DB!S$4)*(Unit!AA487/100)*1000","v":0},"-",null,4,{"$f":"(DmYear!$N$32*(Unit!C$464/100)/DB!H$5)*(Unit!AD487/100)*1000","v":0},{"$f":"(DmYear!$N$32*(Unit!D$464/100)/DB!I$5)*(Unit!AE487/100)*1000","v":0},{"$f":"(DmYear!$N$32*(Unit!E$464/100)/DB!J$5)*(Unit!AF487/100)*1000","v":0},{"$f":"(DmYear!$N$32*(Unit!F$464/100)/DB!K$5)*(Unit!AG487/100)*1000","v":0},{"$f":"(DmYear!$N$32*(Unit!G$464/100)/DB!L$5)*(Unit!AH487/100)*1000","v":0},{"$f":"(DmYear!$N$32*(Unit!H$464/100)/DB!M$5)*(Unit!AI487/100)*1000","v":0},{"$f":"(DmYear!$N$32*(Unit!I$464/100)/DB!N$5)*(Unit!AJ487/100)*1000","v":0},{"$f":"(DmYear!$N$32*(Unit!J$464/100)/DB!O$5)*(Unit!AK487/100)*1000","v":0},{"$f":"(DmYear!$N$32*(Unit!K$464/100)/DB!P$5)*(Unit!AL487/100)*1000","v":0},{"$f":"(DmYear!$N$32*(Unit!L$464/100)/DB!Q$5)*(Unit!AM487/100)*1000","v":0},{"$f":"(DmYear!$N$32*(Unit!M$464/100)/DB!R$5)*(Unit!AN487/100)*1000","v":0},{"$f":"(DmYear!$N$32*(Unit!N$464/100)/DB!S$5)*(Unit!AO487/100)*1000","v":0},"-",null,null,4,0,0,0,0,0,0,0,0,0,0,0,0,null,null,4,0,0,0,0,0,0,0,0,0,0,0,0,null,null,4,0,0,0,0,0,0,0,0,0,0,0,0]
[null,8,{"$f":"(DmYear!$N$5*(Unit!C$462/100)/DB!H$3)*(Unit!B491/100)*1000","v":0},{"$f":"(DmYear!$N$5*(Unit!D$462/100)/DB!I$3)*(Unit!C491/100)*1000","v":0},{"$f":"(DmYear!$N$5*(Unit!E$462/100)/DB!J$3)*(Unit!D491/100)*1000","v":0},{"$f":"(DmYear!$N$5*(Unit!F$462/100)/DB!K$3)*(Unit!E491/100)*1000","v":0},{"$f":"(DmYear!$N$5*(Unit!G$462/100)/DB!L$3)*(Unit!F491/100)*1000","v":0},{"$f":"(DmYear!$N$5*(Unit!H$462/100)/DB!M$3)*(Unit!G491/100)*1000","v":0},{"$f":"(DmYear!$N$5*(Unit!I$462/100)/DB!N$3)*(Unit!H491/100)*1000","v":0},{"$f":"(DmYear!$N$5*(Unit!J$462/100)/DB!O$3)*(Unit!I491/100)*1000","v":0},{"$f":"(DmYear!$N$5*(Unit!K$462/100)/DB!P$3)*(Unit!J491/100)*1000","v":0},{"$f":"(DmYear!$N$5*(Unit!L$462/100)/DB!Q$3)*(Unit!K491/100)*1000","v":0},{"$f":"(DmYear!$N$5*(Unit!M$462/100)/DB!R$3)*(Unit!L491/100)*1000","v":0},{"$f":"(DmYear!$N$5*(Unit!N$462/100)/DB!S$3)*(Unit!M491/100)*1000","v":0},"-",null,8,{"$f":"(DmYear!$N$5*(Unit!C$463/100)/DB!H$4)*(Unit!P491/100)*1000","v":0},{"$f":"(DmYear!$N$5*(Unit!D$463/100)/DB!I$4)*(Unit!Q491/100)*1000","v":0},{"$f":"(DmYear!$N$5*(Unit!E$463/100)/DB!J$4)*(Unit!R491/100)*1000","v":0},{"$f":"(DmYear!$N$5*(Unit!F$463/100)/DB!K$4)*(Unit!S491/100)*1000","v":0},{"$f":"(DmYear!$N$5*(Unit!G$463/100)/DB!L$4)*(Unit!T491/100)*1000","v":0},{"$f":"(DmYear!$N$5*(Unit!H$463/100)/DB!M$4)*(Unit!U491/100)*1000","v":0},{"$f":"(DmYear!$N$5*(Unit!I$463/100)/DB!N$4)*(Unit!V491/100)*1000","v":0},{"$f":"(DmYear!$N$5*(Unit!J$463/100)/DB!O$4)*(Unit!W491/100)*1000","v":0},{"$f":"(DmYear!$N$5*(Unit!K$463/100)/DB!P$4)*(Unit!X491/100)*1000","v":0},{"$f":"(DmYear!$N$5*(Unit!L$463/100)/DB!Q$4)*(Unit!Y491/100)*1000","v":0},{"$f":"(DmYear!$N$5*(Unit!M$463/100)/DB!R$4)*(Unit!Z491/100)*1000","v":0},{"$f":"(DmYear!$N$5*(Unit!N$463/100)/DB!S$4)*(Unit!AA491/100)*1000","v":0},"-",null,8,{"$f":"(DmYear!$N$5*(Unit!C$464/100)/DB!H$5)*(Unit!AD491/100)*1000","v":0},{"$f":"(DmYear!$N$5*(Unit!D$464/100)/DB!I$5)*(Unit!AE491/100)*1000","v":0},{"$f":"(DmYear!$N$5*(Unit!E$464/100)/DB!J$5)*(Unit!AF491/100)*1000","v":0},{"$f":"(DmYear!$N$5*(Unit!F$464/100)/DB!K$5)*(Unit!AG491/100)*1000","v":0},{"$f":"(DmYear!$N$5*(Unit!G$464/100)/DB!L$5)*(Unit!AH491/100)*1000","v":0},{"$f":"(DmYear!$N$5*(Unit!H$464/100)/DB!M$5)*(Unit!AI491/100)*1000","v":0},{"$f":"(DmYear!$N$5*(Unit!I$464/100)/DB!N$5)*(Unit!AJ491/100)*1000","v":0},{"$f":"(DmYear!$N$5*(Unit!J$464/100)/DB!O$5)*(Unit!AK491/100)*1000","v":0},{"$f":"(DmYear!$N$5*(Unit!K$464/100)/DB!P$5)*(Unit!AL491/100)*1000","v":0},{"$f":"(DmYear!$N$5*(Unit!L$464/100)/DB!Q$5)*(Unit!AM491/100)*1000","v":0},{"$f":"(DmYear!$N$5*(Unit!M$464/100)/DB!R$5)*(Unit!AN491/100)*1000","v":0},{"$f":"(DmYear!$N$5*(Unit!N$464/100)/DB!S$5)*(Unit!AO491/100)*1000","v":0},"-",null,null,8,0,0,0,0,0,0,0,0,0,0,0,0,null,null,8,0,0,0,0,0,0,0,0,0,0,0,0,null,null,8,0,0,0,0,0,0,0,0,0,0,0,0,null,null,null,null,8,{"$f":"(DmYear!$N$32*(Unit!C$462/100)/DB!H$3)*(Unit!B491/100)*1000","v":0},{"$f":"(DmYear!$N$32*(Unit!D$462/100)/DB!I$3)*(Unit!C491/100)*1000","v":0},{"$f":"(DmYear!$N$32*(Unit!E$462/100)/DB!J$3)*(Unit!D491/100)*1000","v":0},{"$f":"(DmYear!$N$32*(Unit!F$462/100)/DB!K$3)*(Unit!E491/100)*1000","v":0},{"$f":"(DmYear!$N$32*(Unit!G$462/100)/DB!L$3)*(Unit!F491/100)*1000","v":0},{"$f":"(DmYear!$N$32*(Unit!H$462/100)/DB!M$3)*(Unit!G491/100)*1000","v":0},{"$f":"(DmYear!$N$32*(Unit!I$462/100)/DB!N$3)*(Unit!H491/100)*1000","v":0},{"$f":"(DmYear!$N$32*(Unit!J$462/100)/DB!O$3)*(Unit!I491/100)*1000","v":0},{"$f":"(DmYear!$N$32*(Unit!K$462/100)/DB!P$3)*(Unit!J491/100)*1000","v":0},{"$f":"(DmYear!$N$32*(Unit!L$462/100)/DB!Q$3)*(Unit!K491/100)*1000","v":0},{"$f":"(DmYear!$N$32*(Unit!M$462/100)/DB!R$3)*(Unit!L491/100)*1000","v":0},{"$f":"(DmYear!$N$32*(Unit!N$462/100)/DB!S$3)*(Unit!M491/100)*1000","v":0},"-",null,8,{"$f":"(DmYear!$N$32*(Unit!C$463/100)/DB!H$4)*(Unit!P491/100)*1000","v":0},{"$f":"(DmYear!$N$32*(Unit!D$463/100)/DB!I$4)*(Unit!Q491/100)*1000","v":0},{"$f":"(DmYear!$N$32*(Unit!E$463/100)/DB!J$4)*(Unit!R491/100)*1000","v":0},{"$f":"(DmYear!$N$32*(Unit!F$463/100)/DB!K$4)*(Unit!S491/100)*1000","v":0},{"$f":"(DmYear!$N$32*(Unit!G$463/100)/DB!L$4)*(Unit!T491/100)*1000","v":0},{"$f":"(DmYear!$N$32*(Unit!H$463/100)/DB!M$4)*(Unit!U491/100)*1000","v":0},{"$f":"(DmYear!$N$32*(Unit!I$463/100)/DB!N$4)*(Unit!V491/100)*1000","v":0},{"$f":"(DmYear!$N$32*(Unit!J$463/100)/DB!O$4)*(Unit!W491/100)*1000","v":0},{"$f":"(DmYear!$N$32*(Unit!K$463/100)/DB!P$4)*(Unit!X491/100)*1000","v":0},{"$f":"(DmYear!$N$32*(Unit!L$463/100)/DB!Q$4)*(Unit!Y491/100)*1000","v":0},{"$f":"(DmYear!$N$32*(Unit!M$463/100)/DB!R$4)*(Unit!Z491/100)*1000","v":0},{"$f":"(DmYear!$N$32*(Unit!N$463/100)/DB!S$4)*(Unit!AA491/100)*1000","v":0},"-",null,8,{"$f":"(DmYear!$N$32*(Unit!C$464/100)/DB!H$5)*(Unit!AD491/100)*1000","v":0},{"$f":"(DmYear!$N$32*(Unit!D$464/100)/DB!I$5)*(Unit!AE491/100)*1000","v":0},{"$f":"(DmYear!$N$32*(Unit!E$464/100)/DB!J$5)*(Unit!AF491/100)*1000","v":0},{"$f":"(DmYear!$N$32*(Unit!F$464/100)/DB!K$5)*(Unit!AG491/100)*1000","v":0},{"$f":"(DmYear!$N$32*(Unit!G$464/100)/DB!L$5)*(Unit!AH491/100)*1000","v":0},{"$f":"(DmYear!$N$32*(Unit!H$464/100)/DB!M$5)*(Unit!AI491/100)*1000","v":0},{"$f":"(DmYear!$N$32*(Unit!I$464/100)/DB!N$5)*(Unit!AJ491/100)*1000","v":0},{"$f":"(DmYear!$N$32*(Unit!J$464/100)/DB!O$5)*(Unit!AK491/100)*1000","v":0},{"$f":"(DmYear!$N$32*(Unit!K$464/100)/DB!P$5)*(Unit!AL491/100)*1000","v":0},{"$f":"(DmYear!$N$32*(Unit!L$464/100)/DB!Q$5)*(Unit!AM491/100)*1000","v":0},{"$f":"(DmYear!$N$32*(Unit!M$464/100)/DB!R$5)*(Unit!AN491/100)*1000","v":0},{"$f":"(DmYear!$N$32*(Unit!N$464/100)/DB!S$5)*(Unit!AO491/100)*1000","v":0},"-",null,null,8,0,0,0,0,0,0,0,0,0,0,0,0,null,null,8,0,0,0,0,0,0,0,0,0,0,0,0,null,null,8,0,0,0,0,0,0,0,0,0,0,0,0]
[null,9,{"$f":"(DmYear!$N$5*(Unit!C$462/100)/DB!H$3)*(Unit!B492/100)*1000","v":0},{"$f":"(DmYear!$N$5*(Unit!D$462/100)/DB!I$3)*(Unit!C492/100)*1000","v":0},{"$f":"(DmYear!$N$5*(Unit!E$462/100)/DB!J$3)*(Unit!D492/100)*1000","v":0},{"$f":"(DmYear!$N$5*(Unit!F$462/100)/DB!K$3)*(Unit!E492/100)*1000","v":0},{"$f":"(DmYear!$N$5*(Unit!G$462/100)/DB!L$3)*(Unit!F492/100)*1000","v":0},{"$f":"(DmYear!$N$5*(Unit!H$462/100)/DB!M$3)*(Unit!G492/100)*1000","v":0},{"$f":"(DmYear!$N$5*(Unit!I$462/100)/DB!N$3)*(Unit!H492/100)*1000","v":0},{"$f":"(DmYear!$N$5*(Unit!J$462/100)/DB!O$3)*(Unit!I492/100)*1000","v":0},{"$f":"(DmYear!$N$5*(Unit!K$462/100)/DB!P$3)*(Unit!J492/100)*1000","v":0},{"$f":"(DmYear!$N$5*(Unit!L$462/100)/DB!Q$3)*(Unit!K492/100)*1000","v":0},{"$f":"(DmYear!$N$5*(Unit!M$462/100)/DB!R$3)*(Unit!L492/100)*1000","v":0},{"$f":"(DmYear!$N$5*(Unit!N$462/100)/DB!S$3)*(Unit!M492/100)*1000","v":0},"-",null,9,{"$f":"(DmYear!$N$5*(Unit!C$463/100)/DB!H$4)*(Unit!P492/100)*1000","v":0},{"$f":"(DmYear!$N$5*(Unit!D$463/100)/DB!I$4)*(Unit!Q492/100)*1000","v":0},{"$f":"(DmYear!$N$5*(Unit!E$463/100)/DB!J$4)*(Unit!R492/100)*1000","v":0},{"$f":"(DmYear!$N$5*(Unit!F$463/100)/DB!K$4)*(Unit!S492/100)*1000","v":0},{"$f":"(DmYear!$N$5*(Unit!G$463/100)/DB!L$4)*(Unit!T492/100)*1000","v":0},{"$f":"(DmYear!$N$5*(Unit!H$463/100)/DB!M$4)*(Unit!U492/100)*1000","v":0},{"$f":"(DmYear!$N$5*(Unit!I$463/100)/DB!N$4)*(Unit!V492/100)*1000","v":0},{"$f":"(DmYear!$N$5*(Unit!J$463/100)/DB!O$4)*(Unit!W492/100)*1000","v":0},{"$f":"(DmYear!$N$5*(Unit!K$463/100)/DB!P$4)*(Unit!X492/100)*1000","v":0},{"$f":"(DmYear!$N$5*(Unit!L$463/100)/DB!Q$4)*(Unit!Y492/100)*1000","v":0},{"$f":"(DmYear!$N$5*(Unit!M$463/100)/DB!R$4)*(Unit!Z492/100)*1000","v":0},{"$f":"(DmYear!$N$5*(Unit!N$463/100)/DB!S$4)*(Unit!AA492/100)*1000","v":0},"-",null,9,{"$f":"(DmYear!$N$5*(Unit!C$464/100)/DB!H$5)*(Unit!AD492/100)*1000","v":0},{"$f":"(DmYear!$N$5*(Unit!D$464/100)/DB!I$5)*(Unit!AE492/100)*1000","v":0},{"$f":"(DmYear!$N$5*(Unit!E$464/100)/DB!J$5)*(Unit!AF492/100)*1000","v":0},{"$f":"(DmYear!$N$5*(Unit!F$464/100)/DB!K$5)*(Unit!AG492/100)*1000","v":0},{"$f":"(DmYear!$N$5*(Unit!G$464/100)/DB!L$5)*(Unit!AH492/100)*1000","v":0},{"$f":"(DmYear!$N$5*(Unit!H$464/100)/DB!M$5)*(Unit!AI492/100)*1000","v":0},{"$f":"(DmYear!$N$5*(Unit!I$464/100)/DB!N$5)*(Unit!AJ492/100)*1000","v":0},{"$f":"(DmYear!$N$5*(Unit!J$464/100)/DB!O$5)*(Unit!AK492/100)*1000","v":0},{"$f":"(DmYear!$N$5*(Unit!K$464/100)/DB!P$5)*(Unit!AL492/100)*1000","v":0},{"$f":"(DmYear!$N$5*(Unit!L$464/100)/DB!Q$5)*(Unit!AM492/100)*1000","v":0},{"$f":"(DmYear!$N$5*(Unit!M$464/100)/DB!R$5)*(Unit!AN492/100)*1000","v":0},{"$f":"(DmYear!$N$5*(Unit!N$464/100)/DB!S$5)*(Unit!AO492/100)*1000","v":0},"-",null,null,9,0,0,0,0,0,0,0,0,0,0,0,0,null,null,9,0,0,0,0,0,0,0,0,0,0,0,0,null,null,9,0,0,0,0,0,0,0,0,0,0,0,0,null,null,null,null,9,{"$f":"(DmYear!$N$32*(Unit!C$462/100)/DB!H$3)*(Unit!B492/100)*1000","v":0},{"$f":"(DmYear!$N$32*(Unit!D$462/100)/DB!I$3)*(Unit!C492/100)*1000","v":0},{"$f":"(DmYear!$N$32*(Unit!E$462/100)/DB!J$3)*(Unit!D492/100)*1000","v":0},{"$f":"(DmYear!$N$32*(Unit!F$462/100)/DB!K$3)*(Unit!E492/100)*1000","v":0},{"$f":"(DmYear!$N$32*(Unit!G$462/100)/DB!L$3)*(Unit!F492/100)*1000","v":0},{"$f":"(DmYear!$N$32*(Unit!H$462/100)/DB!M$3)*(Unit!G492/100)*1000","v":0},{"$f":"(DmYear!$N$32*(Unit!I$462/100)/DB!N$3)*(Unit!H492/100)*1000","v":0},{"$f":"(DmYear!$N$32*(Unit!J$462/100)/DB!O$3)*(Unit!I492/100)*1000","v":0},{"$f":"(DmYear!$N$32*(Unit!K$462/100)/DB!P$3)*(Unit!J492/100)*1000","v":0},{"$f":"(DmYear!$N$32*(Unit!L$462/100)/DB!Q$3)*(Unit!K492/100)*1000","v":0},{"$f":"(DmYear!$N$32*(Unit!M$462/100)/DB!R$3)*(Unit!L492/100)*1000","v":0},{"$f":"(DmYear!$N$32*(Unit!N$462/100)/DB!S$3)*(Unit!M492/100)*1000","v":0},"-",null,9,{"$f":"(DmYear!$N$32*(Unit!C$463/100)/DB!H$4)*(Unit!P492/100)*1000","v":0},{"$f":"(DmYear!$N$32*(Unit!D$463/100)/DB!I$4)*(Unit!Q492/100)*1000","v":0},{"$f":"(DmYear!$N$32*(Unit!E$463/100)/DB!J$4)*(Unit!R492/100)*1000","v":0},{"$f":"(DmYear!$N$32*(Unit!F$463/100)/DB!K$4)*(Unit!S492/100)*1000","v":0},{"$f":"(DmYear!$N$32*(Unit!G$463/100)/DB!L$4)*(Unit!T492/100)*1000","v":0},{"$f":"(DmYear!$N$32*(Unit!H$463/100)/DB!M$4)*(Unit!U492/100)*1000","v":0},{"$f":"(DmYear!$N$32*(Unit!I$463/100)/DB!N$4)*(Unit!V492/100)*1000","v":0},{"$f":"(DmYear!$N$32*(Unit!J$463/100)/DB!O$4)*(Unit!W492/100)*1000","v":0},{"$f":"(DmYear!$N$32*(Unit!K$463/100)/DB!P$4)*(Unit!X492/100)*1000","v":0},{"$f":"(DmYear!$N$32*(Unit!L$463/100)/DB!Q$4)*(Unit!Y492/100)*1000","v":0},{"$f":"(DmYear!$N$32*(Unit!M$463/100)/DB!R$4)*(Unit!Z492/100)*1000","v":0},{"$f":"(DmYear!$N$32*(Unit!N$463/100)/DB!S$4)*(Unit!AA492/100)*1000","v":0},"-",null,9,{"$f":"(DmYear!$N$32*(Unit!C$464/100)/DB!H$5)*(Unit!AD492/100)*1000","v":0},{"$f":"(DmYear!$N$32*(Unit!D$464/100)/DB!I$5)*(Unit!AE492/100)*1000","v":0},{"$f":"(DmYear!$N$32*(Unit!E$464/100)/DB!J$5)*(Unit!AF492/100)*1000","v":0},{"$f":"(DmYear!$N$32*(Unit!F$464/100)/DB!K$5)*(Unit!AG492/100)*1000","v":0},{"$f":"(DmYear!$N$32*(Unit!G$464/100)/DB!L$5)*(Unit!AH492/100)*1000","v":0},{"$f":"(DmYear!$N$32*(Unit!H$464/100)/DB!M$5)*(Unit!AI492/100)*1000","v":0},{"$f":"(DmYear!$N$32*(Unit!I$464/100)/DB!N$5)*(Unit!AJ492/100)*1000","v":0},{"$f":"(DmYear!$N$32*(Unit!J$464/100)/DB!O$5)*(Unit!AK492/100)*1000","v":0},{"$f":"(DmYear!$N$32*(Unit!K$464/100)/DB!P$5)*(Unit!AL492/100)*1000","v":0},{"$f":"(DmYear!$N$32*(Unit!L$464/100)/DB!Q$5)*(Unit!AM492/100)*1000","v":0},{"$f":"(DmYear!$N$32*(Unit!M$464/100)/DB!R$5)*(Unit!AN492/100)*1000","v":0},{"$f":"(DmYear!$N$32*(Unit!N$464/100)/DB!S$5)*(Unit!AO492/100)*1000","v":0},"-",null,null,9,0,0,0,0,0,0,0,0,0,0,0,0,null,null,9,0,0,0,0,0,0,0,0,0,0,0,0,null,null,9,0,0,0,0,0,0,0,0,0,0,0,0]
[null,12,{"$f":"(DmYear!$N$5*(Unit!C$462/100)/DB!H$3)*(Unit!B495/100)*1000","v":0},{"$f":"(DmYear!$N$5*(Unit!D$462/100)/DB!I$3)*(Unit!C495/100)*1000","v":0},{"$f":"(DmYear!$N$5*(Unit!E$462/100)/DB!J$3)*(Unit!D495/100)*1000","v":0},{"$f":"(DmYear!$N$5*(Unit!F$462/100)/DB!K$3)*(Unit!E495/100)*1000","v":0},{"$f":"(DmYear!$N$5*(Unit!G$462/100)/DB!L$3)*(Unit!F495/100)*1000","v":0},{"$f":"(DmYear!$N$5*(Unit!H$462/100)/DB!M$3)*(Unit!G495/100)*1000","v":0},{"$f":"(DmYear!$N$5*(Unit!I$462/100)/DB!N$3)*(Unit!H495/100)*1000","v":0},{"$f":"(DmYear!$N$5*(Unit!J$462/100)/DB!O$3)*(Unit!I495/100)*1000","v":0},{"$f":"(DmYear!$N$5*(Unit!K$462/100)/DB!P$3)*(Unit!J495/100)*1000","v":0},{"$f":"(DmYear!$N$5*(Unit!L$462/100)/DB!Q$3)*(Unit!K495/100)*1000","v":0},{"$f":"(DmYear!$N$5*(Unit!M$462/100)/DB!R$3)*(Unit!L495/100)*1000","v":0},{"$f":"(DmYear!$N$5*(Unit!N$462/100)/DB!S$3)*(Unit!M495/100)*1000","v":0},"-",null,12,{"$f":"(DmYear!$N$5*(Unit!C$463/100)/DB!H$4)*(Unit!P495/100)*1000","v":0},{"$f":"(DmYear!$N$5*(Unit!D$463/100)/DB!I$4)*(Unit!Q495/100)*1000","v":0},{"$f":"(DmYear!$N$5*(Unit!E$463/100)/DB!J$4)*(Unit!R495/100)*1000","v":0},{"$f":"(DmYear!$N$5*(Unit!F$463/100)/DB!K$4)*(Unit!S495/100)*1000","v":0},{"$f":"(DmYear!$N$5*(Unit!G$463/100)/DB!L$4)*(Unit!T495/100)*1000","v":0},{"$f":"(DmYear!$N$5*(Unit!H$463/100)/DB!M$4)*(Unit!U495/100)*1000","v":0},{"$f":"(DmYear!$N$5*(Unit!I$463/100)/DB!N$4)*(Unit!V495/100)*1000","v":0},{"$f":"(DmYear!$N$5*(Unit!J$463/100)/DB!O$4)*(Unit!W495/100)*1000","v":0},{"$f":"(DmYear!$N$5*(Unit!K$463/100)/DB!P$4)*(Unit!X495/100)*1000","v":0},{"$f":"(DmYear!$N$5*(Unit!L$463/100)/DB!Q$4)*(Unit!Y495/100)*1000","v":0},{"$f":"(DmYear!$N$5*(Unit!M$463/100)/DB!R$4)*(Unit!Z495/100)*1000","v":0},{"$f":"(DmYear!$N$5*(Unit!N$463/100)/DB!S$4)*(Unit!AA495/100)*1000","v":0},"-",null,12,{"$f":"(DmYear!$N$5*(Unit!C$464/100)/DB!H$5)*(Unit!AD495/100)*1000","v":0},{"$f":"(DmYear!$N$5*(Unit!D$464/100)/DB!I$5)*(Unit!AE495/100)*1000","v":0},{"$f":"(DmYear!$N$5*(Unit!E$464/100)/DB!J$5)*(Unit!AF495/100)*1000","v":0},{"$f":"(DmYear!$N$5*(Unit!F$464/100)/DB!K$5)*(Unit!AG495/100)*1000","v":0},{"$f":"(DmYear!$N$5*(Unit!G$464/100)/DB!L$5)*(Unit!AH495/100)*1000","v":0},{"$f":"(DmYear!$N$5*(Unit!H$464/100)/DB!M$5)*(Unit!AI495/100)*1000","v":0},{"$f":"(DmYear!$N$5*(Unit!I$464/100)/DB!N$5)*(Unit!AJ495/100)*1000","v":0},{"$f":"(DmYear!$N$5*(Unit!J$464/100)/DB!O$5)*(Unit!AK495/100)*1000","v":0},{"$f":"(DmYear!$N$5*(Unit!K$464/100)/DB!P$5)*(Unit!AL495/100)*1000","v":0},{"$f":"(DmYear!$N$5*(Unit!L$464/100)/DB!Q$5)*(Unit!AM495/100)*1000","v":0},{"$f":"(DmYear!$N$5*(Unit!M$464/100)/DB!R$5)*(Unit!AN495/100)*1000","v":0},{"$f":"(DmYear!$N$5*(Unit!N$464/100)/DB!S$5)*(Unit!AO495/100)*1000","v":0},"-",null,null,12,0,0,0,0,0,0,0,0,0,0,0,0,null,null,12,0,0,0,0,0,0,0,0,0,0,0,0,null,null,12,0,0,0,0,0,0,0,0,0,0,0,0,null,null,null,null,12,{"$f":"(DmYear!$N$32*(Unit!C$462/100)/DB!H$3)*(Unit!B495/100)*1000","v":0},{"$f":"(DmYear!$N$32*(Unit!D$462/100)/DB!I$3)*(Unit!C495/100)*1000","v":0},{"$f":"(DmYear!$N$32*(Unit!E$462/100)/DB!J$3)*(Unit!D495/100)*1000","v":0},{"$f":"(DmYear!$N$32*(Unit!F$462/100)/DB!K$3)*(Unit!E495/100)*1000","v":0},{"$f":"(DmYear!$N$32*(Unit!G$462/100)/DB!L$3)*(Unit!F495/100)*1000","v":0},{"$f":"(DmYear!$N$32*(Unit!H$462/100)/DB!M$3)*(Unit!G495/100)*1000","v":0},{"$f":"(DmYear!$N$32*(Unit!I$462/100)/DB!N$3)*(Unit!H495/100)*1000","v":0},{"$f":"(DmYear!$N$32*(Unit!J$462/100)/DB!O$3)*(Unit!I495/100)*1000","v":0},{"$f":"(DmYear!$N$32*(Unit!K$462/100)/DB!P$3)*(Unit!J495/100)*1000","v":0},{"$f":"(DmYear!$N$32*(Unit!L$462/100)/DB!Q$3)*(Unit!K495/100)*1000","v":0},{"$f":"(DmYear!$N$32*(Unit!M$462/100)/DB!R$3)*(Unit!L495/100)*1000","v":0},{"$f":"(DmYear!$N$32*(Unit!N$462/100)/DB!S$3)*(Unit!M495/100)*1000","v":0},"-",null,12,{"$f":"(DmYear!$N$32*(Unit!C$463/100)/DB!H$4)*(Unit!P495/100)*1000","v":0},{"$f":"(DmYear!$N$32*(Unit!D$463/100)/DB!I$4)*(Unit!Q495/100)*1000","v":0},{"$f":"(DmYear!$N$32*(Unit!E$463/100)/DB!J$4)*(Unit!R495/100)*1000","v":0},{"$f":"(DmYear!$N$32*(Unit!F$463/100)/DB!K$4)*(Unit!S495/100)*1000","v":0},{"$f":"(DmYear!$N$32*(Unit!G$463/100)/DB!L$4)*(Unit!T495/100)*1000","v":0},{"$f":"(DmYear!$N$32*(Unit!H$463/100)/DB!M$4)*(Unit!U495/100)*1000","v":0},{"$f":"(DmYear!$N$32*(Unit!I$463/100)/DB!N$4)*(Unit!V495/100)*1000","v":0},{"$f":"(DmYear!$N$32*(Unit!J$463/100)/DB!O$4)*(Unit!W495/100)*1000","v":0},{"$f":"(DmYear!$N$32*(Unit!K$463/100)/DB!P$4)*(Unit!X495/100)*1000","v":0},{"$f":"(DmYear!$N$32*(Unit!L$463/100)/DB!Q$4)*(Unit!Y495/100)*1000","v":0},{"$f":"(DmYear!$N$32*(Unit!M$463/100)/DB!R$4)*(Unit!Z495/100)*1000","v":0},{"$f":"(DmYear!$N$32*(Unit!N$463/100)/DB!S$4)*(Unit!AA495/100)*1000","v":0},"-",null,12,{"$f":"(DmYear!$N$32*(Unit!C$464/100)/DB!H$5)*(Unit!AD495/100)*1000","v":0},{"$f":"(DmYear!$N$32*(Unit!D$464/100)/DB!I$5)*(Unit!AE495/100)*1000","v":0},{"$f":"(DmYear!$N$32*(Unit!E$464/100)/DB!J$5)*(Unit!AF495/100)*1000","v":0},{"$f":"(DmYear!$N$32*(Unit!F$464/100)/DB!K$5)*(Unit!AG495/100)*1000","v":0},{"$f":"(DmYear!$N$32*(Unit!G$464/100)/DB!L$5)*(Unit!AH495/100)*1000","v":0},{"$f":"(DmYear!$N$32*(Unit!H$464/100)/DB!M$5)*(Unit!AI495/100)*1000","v":0},{"$f":"(DmYear!$N$32*(Unit!I$464/100)/DB!N$5)*(Unit!AJ495/100)*1000","v":0},{"$f":"(DmYear!$N$32*(Unit!J$464/100)/DB!O$5)*(Unit!AK495/100)*1000","v":0},{"$f":"(DmYear!$N$32*(Unit!K$464/100)/DB!P$5)*(Unit!AL495/100)*1000","v":0},{"$f":"(DmYear!$N$32*(Unit!L$464/100)/DB!Q$5)*(Unit!AM495/100)*1000","v":0},{"$f":"(DmYear!$N$32*(Unit!M$464/100)/DB!R$5)*(Unit!AN495/100)*1000","v":0},{"$f":"(DmYear!$N$32*(Unit!N$464/100)/DB!S$5)*(Unit!AO495/100)*1000","v":0},"-",null,null,12,0,0,0,0,0,0,0,0,0,0,0,0,null,null,12,0,0,0,0,0,0,0,0,0,0,0,0,null,null,12,0,0,0,0,0,0,0,0,0,0,0,0]
[null,14,{"$f":"(DmYear!$N$5*(Unit!C$462/100)/DB!H$3)*(Unit!B497/100)*1000","v":0},{"$f":"(DmYear!$N$5*(Unit!D$462/100)/DB!I$3)*(Unit!C497/100)*1000","v":0},{"$f":"(DmYear!$N$5*(Unit!E$462/100)/DB!J$3)*(Unit!D497/100)*1000","v":0},{"$f":"(DmYear!$N$5*(Unit!F$462/100)/DB!K$3)*(Unit!E497/100)*1000","v":0},{"$f":"(DmYear!$N$5*(Unit!G$462/100)/DB!L$3)*(Unit!F497/100)*1000","v":0},{"$f":"(DmYear!$N$5*(Unit!H$462/100)/DB!M$3)*(Unit!G497/100)*1000","v":0},{"$f":"(DmYear!$N$5*(Unit!I$462/100)/DB!N$3)*(Unit!H497/100)*1000","v":0},{"$f":"(DmYear!$N$5*(Unit!J$462/100)/DB!O$3)*(Unit!I497/100)*1000","v":0},{"$f":"(DmYear!$N$5*(Unit!K$462/100)/DB!P$3)*(Unit!J497/100)*1000","v":0},{"$f":"(DmYear!$N$5*(Unit!L$462/100)/DB!Q$3)*(Unit!K497/100)*1000","v":0},{"$f":"(DmYear!$N$5*(Unit!M$462/100)/DB!R$3)*(Unit!L497/100)*1000","v":0},{"$f":"(DmYear!$N$5*(Unit!N$462/100)/DB!S$3)*(Unit!M497/100)*1000","v":0},"-",null,14,{"$f":"(DmYear!$N$5*(Unit!C$463/100)/DB!H$4)*(Unit!P497/100)*1000","v":0},{"$f":"(DmYear!$N$5*(Unit!D$463/100)/DB!I$4)*(Unit!Q497/100)*1000","v":0},{"$f":"(DmYear!$N$5*(Unit!E$463/100)/DB!J$4)*(Unit!R497/100)*1000","v":0},{"$f":"(DmYear!$N$5*(Unit!F$463/100)/DB!K$4)*(Unit!S497/100)*1000","v":0},{"$f":"(DmYear!$N$5*(Unit!G$463/100)/DB!L$4)*(Unit!T497/100)*1000","v":0},{"$f":"(DmYear!$N$5*(Unit!H$463/100)/DB!M$4)*(Unit!U497/100)*1000","v":0},{"$f":"(DmYear!$N$5*(Unit!I$463/100)/DB!N$4)*(Unit!V497/100)*1000","v":0},{"$f":"(DmYear!$N$5*(Unit!J$463/100)/DB!O$4)*(Unit!W497/100)*1000","v":0},{"$f":"(DmYear!$N$5*(Unit!K$463/100)/DB!P$4)*(Unit!X497/100)*1000","v":0},{"$f":"(DmYear!$N$5*(Unit!L$463/100)/DB!Q$4)*(Unit!Y497/100)*1000","v":0},{"$f":"(DmYear!$N$5*(Unit!M$463/100)/DB!R$4)*(Unit!Z497/100)*1000","v":0},{"$f":"(DmYear!$N$5*(Unit!N$463/100)/DB!S$4)*(Unit!AA497/100)*1000","v":0},"-",null,14,{"$f":"(DmYear!$N$5*(Unit!C$464/100)/DB!H$5)*(Unit!AD497/100)*1000","v":0},{"$f":"(DmYear!$N$5*(Unit!D$464/100)/DB!I$5)*(Unit!AE497/100)*1000","v":0},{"$f":"(DmYear!$N$5*(Unit!E$464/100)/DB!J$5)*(Unit!AF497/100)*1000","v":0},{"$f":"(DmYear!$N$5*(Unit!F$464/100)/DB!K$5)*(Unit!AG497/100)*1000","v":0},{"$f":"(DmYear!$N$5*(Unit!G$464/100)/DB!L$5)*(Unit!AH497/100)*1000","v":0},{"$f":"(DmYear!$N$5*(Unit!H$464/100)/DB!M$5)*(Unit!AI497/100)*1000","v":0},{"$f":"(DmYear!$N$5*(Unit!I$464/100)/DB!N$5)*(Unit!AJ497/100)*1000","v":0},{"$f":"(DmYear!$N$5*(Unit!J$464/100)/DB!O$5)*(Unit!AK497/100)*1000","v":0},{"$f":"(DmYear!$N$5*(Unit!K$464/100)/DB!P$5)*(Unit!AL497/100)*1000","v":0},{"$f":"(DmYear!$N$5*(Unit!L$464/100)/DB!Q$5)*(Unit!AM497/100)*1000","v":0},{"$f":"(DmYear!$N$5*(Unit!M$464/100)/DB!R$5)*(Unit!AN497/100)*1000","v":0},{"$f":"(DmYear!$N$5*(Unit!N$464/100)/DB!S$5)*(Unit!AO497/100)*1000","v":0},"-",null,null,14,0,0,0,0,0,0,0,0,0,0,0,0,null,null,14,0,0,0,0,0,0,0,0,0,0,0,0,null,null,14,0,0,0,0,0,0,0,0,0,0,0,0,null,null,null,null,14,{"$f":"(DmYear!$N$32*(Unit!C$462/100)/DB!H$3)*(Unit!B497/100)*1000","v":0},{"$f":"(DmYear!$N$32*(Unit!D$462/100)/DB!I$3)*(Unit!C497/100)*1000","v":0},{"$f":"(DmYear!$N$32*(Unit!E$462/100)/DB!J$3)*(Unit!D497/100)*1000","v":0},{"$f":"(DmYear!$N$32*(Unit!F$462/100)/DB!K$3)*(Unit!E497/100)*1000","v":0},{"$f":"(DmYear!$N$32*(Unit!G$462/100)/DB!L$3)*(Unit!F497/100)*1000","v":0},{"$f":"(DmYear!$N$32*(Unit!H$462/100)/DB!M$3)*(Unit!G497/100)*1000","v":0},{"$f":"(DmYear!$N$32*(Unit!I$462/100)/DB!N$3)*(Unit!H497/100)*1000","v":0},{"$f":"(DmYear!$N$32*(Unit!J$462/100)/DB!O$3)*(Unit!I497/100)*1000","v":0},{"$f":"(DmYear!$N$32*(Unit!K$462/100)/DB!P$3)*(Unit!J497/100)*1000","v":0},{"$f":"(DmYear!$N$32*(Unit!L$462/100)/DB!Q$3)*(Unit!K497/100)*1000","v":0},{"$f":"(DmYear!$N$32*(Unit!M$462/100)/DB!R$3)*(Unit!L497/100)*1000","v":0},{"$f":"(DmYear!$N$32*(Unit!N$462/100)/DB!S$3)*(Unit!M497/100)*1000","v":0},"-",null,14,{"$f":"(DmYear!$N$32*(Unit!C$463/100)/DB!H$4)*(Unit!P497/100)*1000","v":0},{"$f":"(DmYear!$N$32*(Unit!D$463/100)/DB!I$4)*(Unit!Q497/100)*1000","v":0},{"$f":"(DmYear!$N$32*(Unit!E$463/100)/DB!J$4)*(Unit!R497/100)*1000","v":0},{"$f":"(DmYear!$N$32*(Unit!F$463/100)/DB!K$4)*(Unit!S497/100)*1000","v":0},{"$f":"(DmYear!$N$32*(Unit!G$463/100)/DB!L$4)*(Unit!T497/100)*1000","v":0},{"$f":"(DmYear!$N$32*(Unit!H$463/100)/DB!M$4)*(Unit!U497/100)*1000","v":0},{"$f":"(DmYear!$N$32*(Unit!I$463/100)/DB!N$4)*(Unit!V497/100)*1000","v":0},{"$f":"(DmYear!$N$32*(Unit!J$463/100)/DB!O$4)*(Unit!W497/100)*1000","v":0},{"$f":"(DmYear!$N$32*(Unit!K$463/100)/DB!P$4)*(Unit!X497/100)*1000","v":0},{"$f":"(DmYear!$N$32*(Unit!L$463/100)/DB!Q$4)*(Unit!Y497/100)*1000","v":0},{"$f":"(DmYear!$N$32*(Unit!M$463/100)/DB!R$4)*(Unit!Z497/100)*1000","v":0},{"$f":"(DmYear!$N$32*(Unit!N$463/100)/DB!S$4)*(Unit!AA497/100)*1000","v":0},"-",null,14,{"$f":"(DmYear!$N$32*(Unit!C$464/100)/DB!H$5)*(Unit!AD497/100)*1000","v":0},{"$f":"(DmYear!$N$32*(Unit!D$464/100)/DB!I$5)*(Unit!AE497/100)*1000","v":0},{"$f":"(DmYear!$N$32*(Unit!E$464/100)/DB!J$5)*(Unit!AF497/100)*1000","v":0},{"$f":"(DmYear!$N$32*(Unit!F$464/100)/DB!K$5)*(Unit!AG497/100)*1000","v":0},{"$f":"(DmYear!$N$32*(Unit!G$464/100)/DB!L$5)*(Unit!AH497/100)*1000","v":0},{"$f":"(DmYear!$N$32*(Unit!H$464/100)/DB!M$5)*(Unit!AI497/100)*1000","v":0},{"$f":"(DmYear!$N$32*(Unit!I$464/100)/DB!N$5)*(Unit!AJ497/100)*1000","v":0},{"$f":"(DmYear!$N$32*(Unit!J$464/100)/DB!O$5)*(Unit!AK497/100)*1000","v":0},{"$f":"(DmYear!$N$32*(Unit!K$464/100)/DB!P$5)*(Unit!AL497/100)*1000","v":0},{"$f":"(DmYear!$N$32*(Unit!L$464/100)/DB!Q$5)*(Unit!AM497/100)*1000","v":0},{"$f":"(DmYear!$N$32*(Unit!M$464/100)/DB!R$5)*(Unit!AN497/100)*1000","v":0},{"$f":"(DmYear!$N$32*(Unit!N$464/100)/DB!S$5)*(Unit!AO497/100)*1000","v":0},"-",null,null,14,0,0,0,0,0,0,0,0,0,0,0,0,null,null,14,0,0,0,0,0,0,0,0,0,0,0,0,null,null,14,0,0,0,0,0,0,0,0,0,0,0,0]
[null,17,{"$f":"(DmYear!$N$5*(Unit!C$462/100)/DB!H$3)*(Unit!B500/100)*1000","v":0},{"$f":"(DmYear!$N$5*(Unit!D$462/100)/DB!I$3)*(Unit!C500/100)*1000","v":0},{"$f":"(DmYear!$N$5*(Unit!E$462/100)/DB!J$3)*(Unit!D500/100)*1000","v":0},{"$f":"(DmYear!$N$5*(Unit!F$462/100)/DB!K$3)*(Unit!E500/100)*1000","v":0},{"$f":"(DmYear!$N$5*(Unit!G$462/100)/DB!L$3)*(Unit!F500/100)*1000","v":0},{"$f":"(DmYear!$N$5*(Unit!H$462/100)/DB!M$3)*(Unit!G500/100)*1000","v":0},{"$f":"(DmYear!$N$5*(Unit!I$462/100)/DB!N$3)*(Unit!H500/100)*1000","v":0},{"$f":"(DmYear!$N$5*(Unit!J$462/100)/DB!O$3)*(Unit!I500/100)*1000","v":0},{"$f":"(DmYear!$N$5*(Unit!K$462/100)/DB!P$3)*(Unit!J500/100)*1000","v":0},{"$f":"(DmYear!$N$5*(Unit!L$462/100)/DB!Q$3)*(Unit!K500/100)*1000","v":0},{"$f":"(DmYear!$N$5*(Unit!M$462/100)/DB!R$3)*(Unit!L500/100)*1000","v":0},{"$f":"(DmYear!$N$5*(Unit!N$462/100)/DB!S$3)*(Unit!M500/100)*1000","v":0},"-",null,17,{"$f":"(DmYear!$N$5*(Unit!C$463/100)/DB!H$4)*(Unit!P500/100)*1000","v":0},{"$f":"(DmYear!$N$5*(Unit!D$463/100)/DB!I$4)*(Unit!Q500/100)*1000","v":0},{"$f":"(DmYear!$N$5*(Unit!E$463/100)/DB!J$4)*(Unit!R500/100)*1000","v":0},{"$f":"(DmYear!$N$5*(Unit!F$463/100)/DB!K$4)*(Unit!S500/100)*1000","v":0},{"$f":"(DmYear!$N$5*(Unit!G$463/100)/DB!L$4)*(Unit!T500/100)*1000","v":0},{"$f":"(DmYear!$N$5*(Unit!H$463/100)/DB!M$4)*(Unit!U500/100)*1000","v":0},{"$f":"(DmYear!$N$5*(Unit!I$463/100)/DB!N$4)*(Unit!V500/100)*1000","v":0},{"$f":"(DmYear!$N$5*(Unit!J$463/100)/DB!O$4)*(Unit!W500/100)*1000","v":0},{"$f":"(DmYear!$N$5*(Unit!K$463/100)/DB!P$4)*(Unit!X500/100)*1000","v":0},{"$f":"(DmYear!$N$5*(Unit!L$463/100)/DB!Q$4)*(Unit!Y500/100)*1000","v":0},{"$f":"(DmYear!$N$5*(Unit!M$463/100)/DB!R$4)*(Unit!Z500/100)*1000","v":0},{"$f":"(DmYear!$N$5*(Unit!N$463/100)/DB!S$4)*(Unit!AA500/100)*1000","v":0},"-",null,17,{"$f":"(DmYear!$N$5*(Unit!C$464/100)/DB!H$5)*(Unit!AD500/100)*1000","v":0},{"$f":"(DmYear!$N$5*(Unit!D$464/100)/DB!I$5)*(Unit!AE500/100)*1000","v":0},{"$f":"(DmYear!$N$5*(Unit!E$464/100)/DB!J$5)*(Unit!AF500/100)*1000","v":0},{"$f":"(DmYear!$N$5*(Unit!F$464/100)/DB!K$5)*(Unit!AG500/100)*1000","v":0},{"$f":"(DmYear!$N$5*(Unit!G$464/100)/DB!L$5)*(Unit!AH500/100)*1000","v":0},{"$f":"(DmYear!$N$5*(Unit!H$464/100)/DB!M$5)*(Unit!AI500/100)*1000","v":0},{"$f":"(DmYear!$N$5*(Unit!I$464/100)/DB!N$5)*(Unit!AJ500/100)*1000","v":0},{"$f":"(DmYear!$N$5*(Unit!J$464/100)/DB!O$5)*(Unit!AK500/100)*1000","v":0},{"$f":"(DmYear!$N$5*(Unit!K$464/100)/DB!P$5)*(Unit!AL500/100)*1000","v":0},{"$f":"(DmYear!$N$5*(Unit!L$464/100)/DB!Q$5)*(Unit!AM500/100)*1000","v":0},{"$f":"(DmYear!$N$5*(Unit!M$464/100)/DB!R$5)*(Unit!AN500/100)*1000","v":0},{"$f":"(DmYear!$N$5*(Unit!N$464/100)/DB!S$5)*(Unit!AO500/100)*1000","v":0},"-",null,null,17,0,0,0,0,0,0,0,0,0,0,0,0,null,null,17,0,0,0,0,0,0,0,0,0,0,0,0,null,null,17,0,0,0,0,0,0,0,0,0,0,0,0,null,null,null,null,17,{"$f":"(DmYear!$N$32*(Unit!C$462/100)/DB!H$3)*(Unit!B500/100)*1000","v":0},{"$f":"(DmYear!$N$32*(Unit!D$462/100)/DB!I$3)*(Unit!C500/100)*1000","v":0},{"$f":"(DmYear!$N$32*(Unit!E$462/100)/DB!J$3)*(Unit!D500/100)*1000","v":0},{"$f":"(DmYear!$N$32*(Unit!F$462/100)/DB!K$3)*(Unit!E500/100)*1000","v":0},{"$f":"(DmYear!$N$32*(Unit!G$462/100)/DB!L$3)*(Unit!F500/100)*1000","v":0},{"$f":"(DmYear!$N$32*(Unit!H$462/100)/DB!M$3)*(Unit!G500/100)*1000","v":0},{"$f":"(DmYear!$N$32*(Unit!I$462/100)/DB!N$3)*(Unit!H500/100)*1000","v":0},{"$f":"(DmYear!$N$32*(Unit!J$462/100)/DB!O$3)*(Unit!I500/100)*1000","v":0},{"$f":"(DmYear!$N$32*(Unit!K$462/100)/DB!P$3)*(Unit!J500/100)*1000","v":0},{"$f":"(DmYear!$N$32*(Unit!L$462/100)/DB!Q$3)*(Unit!K500/100)*1000","v":0},{"$f":"(DmYear!$N$32*(Unit!M$462/100)/DB!R$3)*(Unit!L500/100)*1000","v":0},{"$f":"(DmYear!$N$32*(Unit!N$462/100)/DB!S$3)*(Unit!M500/100)*1000","v":0},"-",null,17,{"$f":"(DmYear!$N$32*(Unit!C$463/100)/DB!H$4)*(Unit!P500/100)*1000","v":0},{"$f":"(DmYear!$N$32*(Unit!D$463/100)/DB!I$4)*(Unit!Q500/100)*1000","v":0},{"$f":"(DmYear!$N$32*(Unit!E$463/100)/DB!J$4)*(Unit!R500/100)*1000","v":0},{"$f":"(DmYear!$N$32*(Unit!F$463/100)/DB!K$4)*(Unit!S500/100)*1000","v":0},{"$f":"(DmYear!$N$32*(Unit!G$463/100)/DB!L$4)*(Unit!T500/100)*1000","v":0},{"$f":"(DmYear!$N$32*(Unit!H$463/100)/DB!M$4)*(Unit!U500/100)*1000","v":0},{"$f":"(DmYear!$N$32*(Unit!I$463/100)/DB!N$4)*(Unit!V500/100)*1000","v":0},{"$f":"(DmYear!$N$32*(Unit!J$463/100)/DB!O$4)*(Unit!W500/100)*1000","v":0},{"$f":"(DmYear!$N$32*(Unit!K$463/100)/DB!P$4)*(Unit!X500/100)*1000","v":0},{"$f":"(DmYear!$N$32*(Unit!L$463/100)/DB!Q$4)*(Unit!Y500/100)*1000","v":0},{"$f":"(DmYear!$N$32*(Unit!M$463/100)/DB!R$4)*(Unit!Z500/100)*1000","v":0},{"$f":"(DmYear!$N$32*(Unit!N$463/100)/DB!S$4)*(Unit!AA500/100)*1000","v":0},"-",null,17,{"$f":"(DmYear!$N$32*(Unit!C$464/100)/DB!H$5)*(Unit!AD500/100)*1000","v":0},{"$f":"(DmYear!$N$32*(Unit!D$464/100)/DB!I$5)*(Unit!AE500/100)*1000","v":0},{"$f":"(DmYear!$N$32*(Unit!E$464/100)/DB!J$5)*(Unit!AF500/100)*1000","v":0},{"$f":"(DmYear!$N$32*(Unit!F$464/100)/DB!K$5)*(Unit!AG500/100)*1000","v":0},{"$f":"(DmYear!$N$32*(Unit!G$464/100)/DB!L$5)*(Unit!AH500/100)*1000","v":0},{"$f":"(DmYear!$N$32*(Unit!H$464/100)/DB!M$5)*(Unit!AI500/100)*1000","v":0},{"$f":"(DmYear!$N$32*(Unit!I$464/100)/DB!N$5)*(Unit!AJ500/100)*1000","v":0},{"$f":"(DmYear!$N$32*(Unit!J$464/100)/DB!O$5)*(Unit!AK500/100)*1000","v":0},{"$f":"(DmYear!$N$32*(Unit!K$464/100)/DB!P$5)*(Unit!AL500/100)*1000","v":0},{"$f":"(DmYear!$N$32*(Unit!L$464/100)/DB!Q$5)*(Unit!AM500/100)*1000","v":0},{"$f":"(DmYear!$N$32*(Unit!M$464/100)/DB!R$5)*(Unit!AN500/100)*1000","v":0},{"$f":"(DmYear!$N$32*(Unit!N$464/100)/DB!S$5)*(Unit!AO500/100)*1000","v":0},"-",null,null,17,0,0,0,0,0,0,0,0,0,0,0,0,null,null,17,0,0,0,0,0,0,0,0,0,0,0,0,null,null,17,0,0,0,0,0,0,0,0,0,0,0,0]
[null,20,{"$f":"(DmYear!$N$5*(Unit!C$462/100)/DB!H$3)*(Unit!B503/100)*1000","v":0},{"$f":"(DmYear!$N$5*(Unit!D$462/100)/DB!I$3)*(Unit!C503/100)*1000","v":0},{"$f":"(DmYear!$N$5*(Unit!E$462/100)/DB!J$3)*(Unit!D503/100)*1000","v":0},{"$f":"(DmYear!$N$5*(Unit!F$462/100)/DB!K$3)*(Unit!E503/100)*1000","v":0},{"$f":"(DmYear!$N$5*(Unit!G$462/100)/DB!L$3)*(Unit!F503/100)*1000","v":0},{"$f":"(DmYear!$N$5*(Unit!H$462/100)/DB!M$3)*(Unit!G503/100)*1000","v":0},{"$f":"(DmYear!$N$5*(Unit!I$462/100)/DB!N$3)*(Unit!H503/100)*1000","v":0},{"$f":"(DmYear!$N$5*(Unit!J$462/100)/DB!O$3)*(Unit!I503/100)*1000","v":0},{"$f":"(DmYear!$N$5*(Unit!K$462/100)/DB!P$3)*(Unit!J503/100)*1000","v":0},{"$f":"(DmYear!$N$5*(Unit!L$462/100)/DB!Q$3)*(Unit!K503/100)*1000","v":0},{"$f":"(DmYear!$N$5*(Unit!M$462/100)/DB!R$3)*(Unit!L503/100)*1000","v":0},{"$f":"(DmYear!$N$5*(Unit!N$462/100)/DB!S$3)*(Unit!M503/100)*1000","v":0},"-",null,20,{"$f":"(DmYear!$N$5*(Unit!C$463/100)/DB!H$4)*(Unit!P503/100)*1000","v":0},{"$f":"(DmYear!$N$5*(Unit!D$463/100)/DB!I$4)*(Unit!Q503/100)*1000","v":0},{"$f":"(DmYear!$N$5*(Unit!E$463/100)/DB!J$4)*(Unit!R503/100)*1000","v":0},{"$f":"(DmYear!$N$5*(Unit!F$463/100)/DB!K$4)*(Unit!S503/100)*1000","v":0},{"$f":"(DmYear!$N$5*(Unit!G$463/100)/DB!L$4)*(Unit!T503/100)*1000","v":0},{"$f":"(DmYear!$N$5*(Unit!H$463/100)/DB!M$4)*(Unit!U503/100)*1000","v":0},{"$f":"(DmYear!$N$5*(Unit!I$463/100)/DB!N$4)*(Unit!V503/100)*1000","v":0},{"$f":"(DmYear!$N$5*(Unit!J$463/100)/DB!O$4)*(Unit!W503/100)*1000","v":0},{"$f":"(DmYear!$N$5*(Unit!K$463/100)/DB!P$4)*(Unit!X503/100)*1000","v":0},{"$f":"(DmYear!$N$5*(Unit!L$463/100)/DB!Q$4)*(Unit!Y503/100)*1000","v":0},{"$f":"(DmYear!$N$5*(Unit!M$463/100)/DB!R$4)*(Unit!Z503/100)*1000","v":0},{"$f":"(DmYear!$N$5*(Unit!N$463/100)/DB!S$4)*(Unit!AA503/100)*1000","v":0},"-",null,20,{"$f":"(DmYear!$N$5*(Unit!C$464/100)/DB!H$5)*(Unit!AD503/100)*1000","v":0},{"$f":"(DmYear!$N$5*(Unit!D$464/100)/DB!I$5)*(Unit!AE503/100)*1000","v":0},{"$f":"(DmYear!$N$5*(Unit!E$464/100)/DB!J$5)*(Unit!AF503/100)*1000","v":0},{"$f":"(DmYear!$N$5*(Unit!F$464/100)/DB!K$5)*(Unit!AG503/100)*1000","v":0},{"$f":"(DmYear!$N$5*(Unit!G$464/100)/DB!L$5)*(Unit!AH503/100)*1000","v":0},{"$f":"(DmYear!$N$5*(Unit!H$464/100)/DB!M$5)*(Unit!AI503/100)*1000","v":0},{"$f":"(DmYear!$N$5*(Unit!I$464/100)/DB!N$5)*(Unit!AJ503/100)*1000","v":0},{"$f":"(DmYear!$N$5*(Unit!J$464/100)/DB!O$5)*(Unit!AK503/100)*1000","v":0},{"$f":"(DmYear!$N$5*(Unit!K$464/100)/DB!P$5)*(Unit!AL503/100)*1000","v":0},{"$f":"(DmYear!$N$5*(Unit!L$464/100)/DB!Q$5)*(Unit!AM503/100)*1000","v":0},{"$f":"(DmYear!$N$5*(Unit!M$464/100)/DB!R$5)*(Unit!AN503/100)*1000","v":0},{"$f":"(DmYear!$N$5*(Unit!N$464/100)/DB!S$5)*(Unit!AO503/100)*1000","v":0},"-",null,null,20,0,0,0,0,0,0,0,0,0,0,0,0,null,null,20,0,0,0,0,0,0,0,0,0,0,0,0,null,null,20,0,0,0,0,0,0,0,0,0,0,0,0,null,null,null,null,20,{"$f":"(DmYear!$N$32*(Unit!C$462/100)/DB!H$3)*(Unit!B503/100)*1000","v":0},{"$f":"(DmYear!$N$32*(Unit!D$462/100)/DB!I$3)*(Unit!C503/100)*1000","v":0},{"$f":"(DmYear!$N$32*(Unit!E$462/100)/DB!J$3)*(Unit!D503/100)*1000","v":0},{"$f":"(DmYear!$N$32*(Unit!F$462/100)/DB!K$3)*(Unit!E503/100)*1000","v":0},{"$f":"(DmYear!$N$32*(Unit!G$462/100)/DB!L$3)*(Unit!F503/100)*1000","v":0},{"$f":"(DmYear!$N$32*(Unit!H$462/100)/DB!M$3)*(Unit!G503/100)*1000","v":0},{"$f":"(DmYear!$N$32*(Unit!I$462/100)/DB!N$3)*(Unit!H503/100)*1000","v":0},{"$f":"(DmYear!$N$32*(Unit!J$462/100)/DB!O$3)*(Unit!I503/100)*1000","v":0},{"$f":"(DmYear!$N$32*(Unit!K$462/100)/DB!P$3)*(Unit!J503/100)*1000","v":0},{"$f":"(DmYear!$N$32*(Unit!L$462/100)/DB!Q$3)*(Unit!K503/100)*1000","v":0},{"$f":"(DmYear!$N$32*(Unit!M$462/100)/DB!R$3)*(Unit!L503/100)*1000","v":0},{"$f":"(DmYear!$N$32*(Unit!N$462/100)/DB!S$3)*(Unit!M503/100)*1000","v":0},"-",null,20,{"$f":"(DmYear!$N$32*(Unit!C$463/100)/DB!H$4)*(Unit!P503/100)*1000","v":0},{"$f":"(DmYear!$N$32*(Unit!D$463/100)/DB!I$4)*(Unit!Q503/100)*1000","v":0},{"$f":"(DmYear!$N$32*(Unit!E$463/100)/DB!J$4)*(Unit!R503/100)*1000","v":0},{"$f":"(DmYear!$N$32*(Unit!F$463/100)/DB!K$4)*(Unit!S503/100)*1000","v":0},{"$f":"(DmYear!$N$32*(Unit!G$463/100)/DB!L$4)*(Unit!T503/100)*1000","v":0},{"$f":"(DmYear!$N$32*(Unit!H$463/100)/DB!M$4)*(Unit!U503/100)*1000","v":0},{"$f":"(DmYear!$N$32*(Unit!I$463/100)/DB!N$4)*(Unit!V503/100)*1000","v":0},{"$f":"(DmYear!$N$32*(Unit!J$463/100)/DB!O$4)*(Unit!W503/100)*1000","v":0},{"$f":"(DmYear!$N$32*(Unit!K$463/100)/DB!P$4)*(Unit!X503/100)*1000","v":0},{"$f":"(DmYear!$N$32*(Unit!L$463/100)/DB!Q$4)*(Unit!Y503/100)*1000","v":0},{"$f":"(DmYear!$N$32*(Unit!M$463/100)/DB!R$4)*(Unit!Z503/100)*1000","v":0},{"$f":"(DmYear!$N$32*(Unit!N$463/100)/DB!S$4)*(Unit!AA503/100)*1000","v":0},"-",null,20,{"$f":"(DmYear!$N$32*(Unit!C$464/100)/DB!H$5)*(Unit!AD503/100)*1000","v":0},{"$f":"(DmYear!$N$32*(Unit!D$464/100)/DB!I$5)*(Unit!AE503/100)*1000","v":0},{"$f":"(DmYear!$N$32*(Unit!E$464/100)/DB!J$5)*(Unit!AF503/100)*1000","v":0},{"$f":"(DmYear!$N$32*(Unit!F$464/100)/DB!K$5)*(Unit!AG503/100)*1000","v":0},{"$f":"(DmYear!$N$32*(Unit!G$464/100)/DB!L$5)*(Unit!AH503/100)*1000","v":0},{"$f":"(DmYear!$N$32*(Unit!H$464/100)/DB!M$5)*(Unit!AI503/100)*1000","v":0},{"$f":"(DmYear!$N$32*(Unit!I$464/100)/DB!N$5)*(Unit!AJ503/100)*1000","v":0},{"$f":"(DmYear!$N$32*(Unit!J$464/100)/DB!O$5)*(Unit!AK503/100)*1000","v":0},{"$f":"(DmYear!$N$32*(Unit!K$464/100)/DB!P$5)*(Unit!AL503/100)*1000","v":0},{"$f":"(DmYear!$N$32*(Unit!L$464/100)/DB!Q$5)*(Unit!AM503/100)*1000","v":0},{"$f":"(DmYear!$N$32*(Unit!M$464/100)/DB!R$5)*(Unit!AN503/100)*1000","v":0},{"$f":"(DmYear!$N$32*(Unit!N$464/100)/DB!S$5)*(Unit!AO503/100)*1000","v":0},"-",null,null,20,0,0,0,0,0,0,0,0,0,0,0,0,null,null,20,0,0,0,0,0,0,0,0,0,0,0,0,null,null,20,0,0,0,0,0,0,0,0,0,0,0,0]
[null,22,{"$f":"(DmYear!$N$5*(Unit!C$462/100)/DB!H$3)*(Unit!B505/100)*1000","v":0},{"$f":"(DmYear!$N$5*(Unit!D$462/100)/DB!I$3)*(Unit!C505/100)*1000","v":0},{"$f":"(DmYear!$N$5*(Unit!E$462/100)/DB!J$3)*(Unit!D505/100)*1000","v":0},{"$f":"(DmYear!$N$5*(Unit!F$462/100)/DB!K$3)*(Unit!E505/100)*1000","v":0},{"$f":"(DmYear!$N$5*(Unit!G$462/100)/DB!L$3)*(Unit!F505/100)*1000","v":0},{"$f":"(DmYear!$N$5*(Unit!H$462/100)/DB!M$3)*(Unit!G505/100)*1000","v":0},{"$f":"(DmYear!$N$5*(Unit!I$462/100)/DB!N$3)*(Unit!H505/100)*1000","v":0},{"$f":"(DmYear!$N$5*(Unit!J$462/100)/DB!O$3)*(Unit!I505/100)*1000","v":0},{"$f":"(DmYear!$N$5*(Unit!K$462/100)/DB!P$3)*(Unit!J505/100)*1000","v":0},{"$f":"(DmYear!$N$5*(Unit!L$462/100)/DB!Q$3)*(Unit!K505/100)*1000","v":0},{"$f":"(DmYear!$N$5*(Unit!M$462/100)/DB!R$3)*(Unit!L505/100)*1000","v":0},{"$f":"(DmYear!$N$5*(Unit!N$462/100)/DB!S$3)*(Unit!M505/100)*1000","v":0},"-",null,22,{"$f":"(DmYear!$N$5*(Unit!C$463/100)/DB!H$4)*(Unit!P505/100)*1000","v":0},{"$f":"(DmYear!$N$5*(Unit!D$463/100)/DB!I$4)*(Unit!Q505/100)*1000","v":0},{"$f":"(DmYear!$N$5*(Unit!E$463/100)/DB!J$4)*(Unit!R505/100)*1000","v":0},{"$f":"(DmYear!$N$5*(Unit!F$463/100)/DB!K$4)*(Unit!S505/100)*1000","v":0},{"$f":"(DmYear!$N$5*(Unit!G$463/100)/DB!L$4)*(Unit!T505/100)*1000","v":0},{"$f":"(DmYear!$N$5*(Unit!H$463/100)/DB!M$4)*(Unit!U505/100)*1000","v":0},{"$f":"(DmYear!$N$5*(Unit!I$463/100)/DB!N$4)*(Unit!V505/100)*1000","v":0},{"$f":"(DmYear!$N$5*(Unit!J$463/100)/DB!O$4)*(Unit!W505/100)*1000","v":0},{"$f":"(DmYear!$N$5*(Unit!K$463/100)/DB!P$4)*(Unit!X505/100)*1000","v":0},{"$f":"(DmYear!$N$5*(Unit!L$463/100)/DB!Q$4)*(Unit!Y505/100)*1000","v":0},{"$f":"(DmYear!$N$5*(Unit!M$463/100)/DB!R$4)*(Unit!Z505/100)*1000","v":0},{"$f":"(DmYear!$N$5*(Unit!N$463/100)/DB!S$4)*(Unit!AA505/100)*1000","v":0},"-",null,22,{"$f":"(DmYear!$N$5*(Unit!C$464/100)/DB!H$5)*(Unit!AD505/100)*1000","v":0},{"$f":"(DmYear!$N$5*(Unit!D$464/100)/DB!I$5)*(Unit!AE505/100)*1000","v":0},{"$f":"(DmYear!$N$5*(Unit!E$464/100)/DB!J$5)*(Unit!AF505/100)*1000","v":0},{"$f":"(DmYear!$N$5*(Unit!F$464/100)/DB!K$5)*(Unit!AG505/100)*1000","v":0},{"$f":"(DmYear!$N$5*(Unit!G$464/100)/DB!L$5)*(Unit!AH505/100)*1000","v":0},{"$f":"(DmYear!$N$5*(Unit!H$464/100)/DB!M$5)*(Unit!AI505/100)*1000","v":0},{"$f":"(DmYear!$N$5*(Unit!I$464/100)/DB!N$5)*(Unit!AJ505/100)*1000","v":0},{"$f":"(DmYear!$N$5*(Unit!J$464/100)/DB!O$5)*(Unit!AK505/100)*1000","v":0},{"$f":"(DmYear!$N$5*(Unit!K$464/100)/DB!P$5)*(Unit!AL505/100)*1000","v":0},{"$f":"(DmYear!$N$5*(Unit!L$464/100)/DB!Q$5)*(Unit!AM505/100)*1000","v":0},{"$f":"(DmYear!$N$5*(Unit!M$464/100)/DB!R$5)*(Unit!AN505/100)*1000","v":0},{"$f":"(DmYear!$N$5*(Unit!N$464/100)/DB!S$5)*(Unit!AO505/100)*1000","v":0},"-",null,null,22,0,0,0,0,0,0,0,0,0,0,0,0,null,null,22,0,0,0,0,0,0,0,0,0,0,0,0,null,null,22,0,0,0,0,0,0,0,0,0,0,0,0,null,null,null,null,22,{"$f":"(DmYear!$N$32*(Unit!C$462/100)/DB!H$3)*(Unit!B505/100)*1000","v":0},{"$f":"(DmYear!$N$32*(Unit!D$462/100)/DB!I$3)*(Unit!C505/100)*1000","v":0},{"$f":"(DmYear!$N$32*(Unit!E$462/100)/DB!J$3)*(Unit!D505/100)*1000","v":0},{"$f":"(DmYear!$N$32*(Unit!F$462/100)/DB!K$3)*(Unit!E505/100)*1000","v":0},{"$f":"(DmYear!$N$32*(Unit!G$462/100)/DB!L$3)*(Unit!F505/100)*1000","v":0},{"$f":"(DmYear!$N$32*(Unit!H$462/100)/DB!M$3)*(Unit!G505/100)*1000","v":0},{"$f":"(DmYear!$N$32*(Unit!I$462/100)/DB!N$3)*(Unit!H505/100)*1000","v":0},{"$f":"(DmYear!$N$32*(Unit!J$462/100)/DB!O$3)*(Unit!I505/100)*1000","v":0},{"$f":"(DmYear!$N$32*(Unit!K$462/100)/DB!P$3)*(Unit!J505/100)*1000","v":0},{"$f":"(DmYear!$N$32*(Unit!L$462/100)/DB!Q$3)*(Unit!K505/100)*1000","v":0},{"$f":"(DmYear!$N$32*(Unit!M$462/100)/DB!R$3)*(Unit!L505/100)*1000","v":0},{"$f":"(DmYear!$N$32*(Unit!N$462/100)/DB!S$3)*(Unit!M505/100)*1000","v":0},"-",null,22,{"$f":"(DmYear!$N$32*(Unit!C$463/100)/DB!H$4)*(Unit!P505/100)*1000","v":0},{"$f":"(DmYear!$N$32*(Unit!D$463/100)/DB!I$4)*(Unit!Q505/100)*1000","v":0},{"$f":"(DmYear!$N$32*(Unit!E$463/100)/DB!J$4)*(Unit!R505/100)*1000","v":0},{"$f":"(DmYear!$N$32*(Unit!F$463/100)/DB!K$4)*(Unit!S505/100)*1000","v":0},{"$f":"(DmYear!$N$32*(Unit!G$463/100)/DB!L$4)*(Unit!T505/100)*1000","v":0},{"$f":"(DmYear!$N$32*(Unit!H$463/100)/DB!M$4)*(Unit!U505/100)*1000","v":0},{"$f":"(DmYear!$N$32*(Unit!I$463/100)/DB!N$4)*(Unit!V505/100)*1000","v":0},{"$f":"(DmYear!$N$32*(Unit!J$463/100)/DB!O$4)*(Unit!W505/100)*1000","v":0},{"$f":"(DmYear!$N$32*(Unit!K$463/100)/DB!P$4)*(Unit!X505/100)*1000","v":0},{"$f":"(DmYear!$N$32*(Unit!L$463/100)/DB!Q$4)*(Unit!Y505/100)*1000","v":0},{"$f":"(DmYear!$N$32*(Unit!M$463/100)/DB!R$4)*(Unit!Z505/100)*1000","v":0},{"$f":"(DmYear!$N$32*(Unit!N$463/100)/DB!S$4)*(Unit!AA505/100)*1000","v":0},"-",null,22,{"$f":"(DmYear!$N$32*(Unit!C$464/100)/DB!H$5)*(Unit!AD505/100)*1000","v":0},{"$f":"(DmYear!$N$32*(Unit!D$464/100)/DB!I$5)*(Unit!AE505/100)*1000","v":0},{"$f":"(DmYear!$N$32*(Unit!E$464/100)/DB!J$5)*(Unit!AF505/100)*1000","v":0},{"$f":"(DmYear!$N$32*(Unit!F$464/100)/DB!K$5)*(Unit!AG505/100)*1000","v":0},{"$f":"(DmYear!$N$32*(Unit!G$464/100)/DB!L$5)*(Unit!AH505/100)*1000","v":0},{"$f":"(DmYear!$N$32*(Unit!H$464/100)/DB!M$5)*(Unit!AI505/100)*1000","v":0},{"$f":"(DmYear!$N$32*(Unit!I$464/100)/DB!N$5)*(Unit!AJ505/100)*1000","v":0},{"$f":"(DmYear!$N$32*(Unit!J$464/100)/DB!O$5)*(Unit!AK505/100)*1000","v":0},{"$f":"(DmYear!$N$32*(Unit!K$464/100)/DB!P$5)*(Unit!AL505/100)*1000","v":0},{"$f":"(DmYear!$N$32*(Unit!L$464/100)/DB!Q$5)*(Unit!AM505/100)*1000","v":0},{"$f":"(DmYear!$N$32*(Unit!M$464/100)/DB!R$5)*(Unit!AN505/100)*1000","v":0},{"$f":"(DmYear!$N$32*(Unit!N$464/100)/DB!S$5)*(Unit!AO505/100)*1000","v":0},"-",null,null,22,0,0,0,0,0,0,0,0,0,0,0,0,null,null,22,0,0,0,0,0,0,0,0,0,0,0,0,null,null,22,0,0,0,0,0,0,0,0,0,0,0,0]
[null,23,{"$f":"(DmYear!$N$5*(Unit!C$462/100)/DB!H$3)*(Unit!B506/100)*1000","v":0},{"$f":"(DmYear!$N$5*(Unit!D$462/100)/DB!I$3)*(Unit!C506/100)*1000","v":0},{"$f":"(DmYear!$N$5*(Unit!E$462/100)/DB!J$3)*(Unit!D506/100)*1000","v":0},{"$f":"(DmYear!$N$5*(Unit!F$462/100)/DB!K$3)*(Unit!E506/100)*1000","v":0},{"$f":"(DmYear!$N$5*(Unit!G$462/100)/DB!L$3)*(Unit!F506/100)*1000","v":0},{"$f":"(DmYear!$N$5*(Unit!H$462/100)/DB!M$3)*(Unit!G506/100)*1000","v":0},{"$f":"(DmYear!$N$5*(Unit!I$462/100)/DB!N$3)*(Unit!H506/100)*1000","v":0},{"$f":"(DmYear!$N$5*(Unit!J$462/100)/DB!O$3)*(Unit!I506/100)*1000","v":0},{"$f":"(DmYear!$N$5*(Unit!K$462/100)/DB!P$3)*(Unit!J506/100)*1000","v":0},{"$f":"(DmYear!$N$5*(Unit!L$462/100)/DB!Q$3)*(Unit!K506/100)*1000","v":0},{"$f":"(DmYear!$N$5*(Unit!M$462/100)/DB!R$3)*(Unit!L506/100)*1000","v":0},{"$f":"(DmYear!$N$5*(Unit!N$462/100)/DB!S$3)*(Unit!M506/100)*1000","v":0},"-",null,23,{"$f":"(DmYear!$N$5*(Unit!C$463/100)/DB!H$4)*(Unit!P506/100)*1000","v":0},{"$f":"(DmYear!$N$5*(Unit!D$463/100)/DB!I$4)*(Unit!Q506/100)*1000","v":0},{"$f":"(DmYear!$N$5*(Unit!E$463/100)/DB!J$4)*(Unit!R506/100)*1000","v":0},{"$f":"(DmYear!$N$5*(Unit!F$463/100)/DB!K$4)*(Unit!S506/100)*1000","v":0},{"$f":"(DmYear!$N$5*(Unit!G$463/100)/DB!L$4)*(Unit!T506/100)*1000","v":0},{"$f":"(DmYear!$N$5*(Unit!H$463/100)/DB!M$4)*(Unit!U506/100)*1000","v":0},{"$f":"(DmYear!$N$5*(Unit!I$463/100)/DB!N$4)*(Unit!V506/100)*1000","v":0},{"$f":"(DmYear!$N$5*(Unit!J$463/100)/DB!O$4)*(Unit!W506/100)*1000","v":0},{"$f":"(DmYear!$N$5*(Unit!K$463/100)/DB!P$4)*(Unit!X506/100)*1000","v":0},{"$f":"(DmYear!$N$5*(Unit!L$463/100)/DB!Q$4)*(Unit!Y506/100)*1000","v":0},{"$f":"(DmYear!$N$5*(Unit!M$463/100)/DB!R$4)*(Unit!Z506/100)*1000","v":0},{"$f":"(DmYear!$N$5*(Unit!N$463/100)/DB!S$4)*(Unit!AA506/100)*1000","v":0},"-",null,23,{"$f":"(DmYear!$N$5*(Unit!C$464/100)/DB!H$5)*(Unit!AD506/100)*1000","v":0},{"$f":"(DmYear!$N$5*(Unit!D$464/100)/DB!I$5)*(Unit!AE506/100)*1000","v":0},{"$f":"(DmYear!$N$5*(Unit!E$464/100)/DB!J$5)*(Unit!AF506/100)*1000","v":0},{"$f":"(DmYear!$N$5*(Unit!F$464/100)/DB!K$5)*(Unit!AG506/100)*1000","v":0},{"$f":"(DmYear!$N$5*(Unit!G$464/100)/DB!L$5)*(Unit!AH506/100)*1000","v":0},{"$f":"(DmYear!$N$5*(Unit!H$464/100)/DB!M$5)*(Unit!AI506/100)*1000","v":0},{"$f":"(DmYear!$N$5*(Unit!I$464/100)/DB!N$5)*(Unit!AJ506/100)*1000","v":0},{"$f":"(DmYear!$N$5*(Unit!J$464/100)/DB!O$5)*(Unit!AK506/100)*1000","v":0},{"$f":"(DmYear!$N$5*(Unit!K$464/100)/DB!P$5)*(Unit!AL506/100)*1000","v":0},{"$f":"(DmYear!$N$5*(Unit!L$464/100)/DB!Q$5)*(Unit!AM506/100)*1000","v":0},{"$f":"(DmYear!$N$5*(Unit!M$464/100)/DB!R$5)*(Unit!AN506/100)*1000","v":0},{"$f":"(DmYear!$N$5*(Unit!N$464/100)/DB!S$5)*(Unit!AO506/100)*1000","v":0},"-",null,null,23,0,0,0,0,0,0,0,0,0,0,0,0,null,null,23,0,0,0,0,0,0,0,0,0,0,0,0,null,null,23,0,0,0,0,0,0,0,0,0,0,0,0,null,null,null,null,23,{"$f":"(DmYear!$N$32*(Unit!C$462/100)/DB!H$3)*(Unit!B506/100)*1000","v":0},{"$f":"(DmYear!$N$32*(Unit!D$462/100)/DB!I$3)*(Unit!C506/100)*1000","v":0},{"$f":"(DmYear!$N$32*(Unit!E$462/100)/DB!J$3)*(Unit!D506/100)*1000","v":0},{"$f":"(DmYear!$N$32*(Unit!F$462/100)/DB!K$3)*(Unit!E506/100)*1000","v":0},{"$f":"(DmYear!$N$32*(Unit!G$462/100)/DB!L$3)*(Unit!F506/100)*1000","v":0},{"$f":"(DmYear!$N$32*(Unit!H$462/100)/DB!M$3)*(Unit!G506/100)*1000","v":0},{"$f":"(DmYear!$N$32*(Unit!I$462/100)/DB!N$3)*(Unit!H506/100)*1000","v":0},{"$f":"(DmYear!$N$32*(Unit!J$462/100)/DB!O$3)*(Unit!I506/100)*1000","v":0},{"$f":"(DmYear!$N$32*(Unit!K$462/100)/DB!P$3)*(Unit!J506/100)*1000","v":0},{"$f":"(DmYear!$N$32*(Unit!L$462/100)/DB!Q$3)*(Unit!K506/100)*1000","v":0},{"$f":"(DmYear!$N$32*(Unit!M$462/100)/DB!R$3)*(Unit!L506/100)*1000","v":0},{"$f":"(DmYear!$N$32*(Unit!N$462/100)/DB!S$3)*(Unit!M506/100)*1000","v":0},"-",null,23,{"$f":"(DmYear!$N$32*(Unit!C$463/100)/DB!H$4)*(Unit!P506/100)*1000","v":0},{"$f":"(DmYear!$N$32*(Unit!D$463/100)/DB!I$4)*(Unit!Q506/100)*1000","v":0},{"$f":"(DmYear!$N$32*(Unit!E$463/100)/DB!J$4)*(Unit!R506/100)*1000","v":0},{"$f":"(DmYear!$N$32*(Unit!F$463/100)/DB!K$4)*(Unit!S506/100)*1000","v":0},{"$f":"(DmYear!$N$32*(Unit!G$463/100)/DB!L$4)*(Unit!T506/100)*1000","v":0},{"$f":"(DmYear!$N$32*(Unit!H$463/100)/DB!M$4)*(Unit!U506/100)*1000","v":0},{"$f":"(DmYear!$N$32*(Unit!I$463/100)/DB!N$4)*(Unit!V506/100)*1000","v":0},{"$f":"(DmYear!$N$32*(Unit!J$463/100)/DB!O$4)*(Unit!W506/100)*1000","v":0},{"$f":"(DmYear!$N$32*(Unit!K$463/100)/DB!P$4)*(Unit!X506/100)*1000","v":0},{"$f":"(DmYear!$N$32*(Unit!L$463/100)/DB!Q$4)*(Unit!Y506/100)*1000","v":0},{"$f":"(DmYear!$N$32*(Unit!M$463/100)/DB!R$4)*(Unit!Z506/100)*1000","v":0},{"$f":"(DmYear!$N$32*(Unit!N$463/100)/DB!S$4)*(Unit!AA506/100)*1000","v":0},"-",null,23,{"$f":"(DmYear!$N$32*(Unit!C$464/100)/DB!H$5)*(Unit!AD506/100)*1000","v":0},{"$f":"(DmYear!$N$32*(Unit!D$464/100)/DB!I$5)*(Unit!AE506/100)*1000","v":0},{"$f":"(DmYear!$N$32*(Unit!E$464/100)/DB!J$5)*(Unit!AF506/100)*1000","v":0},{"$f":"(DmYear!$N$32*(Unit!F$464/100)/DB!K$5)*(Unit!AG506/100)*1000","v":0},{"$f":"(DmYear!$N$32*(Unit!G$464/100)/DB!L$5)*(Unit!AH506/100)*1000","v":0},{"$f":"(DmYear!$N$32*(Unit!H$464/100)/DB!M$5)*(Unit!AI506/100)*1000","v":0},{"$f":"(DmYear!$N$32*(Unit!I$464/100)/DB!N$5)*(Unit!AJ506/100)*1000","v":0},{"$f":"(DmYear!$N$32*(Unit!J$464/100)/DB!O$5)*(Unit!AK506/100)*1000","v":0},{"$f":"(DmYear!$N$32*(Unit!K$464/100)/DB!P$5)*(Unit!AL506/100)*1000","v":0},{"$f":"(DmYear!$N$32*(Unit!L$464/100)/DB!Q$5)*(Unit!AM506/100)*1000","v":0},{"$f":"(DmYear!$N$32*(Unit!M$464/100)/DB!R$5)*(Unit!AN506/100)*1000","v":0},{"$f":"(DmYear!$N$32*(Unit!N$464/100)/DB!S$5)*(Unit!AO506/100)*1000","v":0},"-",null,null,23,0,0,0,0,0,0,0,0,0,0,0,0,null,null,23,0,0,0,0,0,0,0,0,0,0,0,0,null,null,23,0,0,0,0,0,0,0,0,0,0,0,0]
[null,"MWh/月",{"$f":"C507*C508","v":0},{"$f":"D507*D508","v":0},{"$f":"E507*E508","v":0},{"$f":"F507*F508","v":0},{"$f":"G507*G508","v":0},{"$f":"H507*H508","v":0},{"$f":"I507*I508","v":0},{"$f":"J507*J508","v":0},{"$f":"K507*K508","v":0},{"$f":"L507*L508","v":0},{"$f":"M507*M508","v":0},{"$f":"N507*N508","v":0},{"$f":"SUM(C509:N509)","v":0},null,"MWh/月",{"$f":"R507*R508","v":0},{"$f":"S507*S508","v":0},{"$f":"T507*T508","v":0},{"$f":"U507*U508","v":0},{"$f":"V507*V508","v":0},{"$f":"W507*W508","v":0},{"$f":"X507*X508","v":0},{"$f":"Y507*Y508","v":0},{"$f":"Z507*Z508","v":0},{"$f":"AA507*AA508","v":0},{"$f":"AB507*AB508","v":0},{"$f":"AC507*AC508","v":0},{"$f":"SUM(R509:AC509)","v":0},null,"MWh/月",{"$f":"AG507*AG508","v":0},{"$f":"AH507*AH508","v":0},{"$f":"AI507*AI508","v":0},{"$f":"AJ507*AJ508","v":0},{"$f":"AK507*AK508","v":0},{"$f":"AL507*AL508","v":0},{"$f":"AM507*AM508","v":0},{"$f":"AN507*AN508","v":0},{"$f":"AO507*AO508","v":0},{"$f":"AP507*AP508","v":0},{"$f":"AQ507*AQ508","v":0},{"$f":"AR507*AR508","v":0},{"$f":"SUM(AG509:AR509)","v":0},null,null,null,null,null,null,null,null,null,null,null,null,null,null,null,null,null,null,null,null,null,null,null,null,null,null,null,null,null,null,null,null,null,null,null,null,null,null,null,null,null,null,null,null,null,null,null,null,null,"MWh/月",{"$f":"CR507*CR508","v":0},{"$f":"CS507*CS508","v":0},{"$f":"CT507*CT508","v":0},{"$f":"CU507*CU508","v":0},{"$f":"CV507*CV508","v":0},{"$f":"CW507*CW508","v":0},{"$f":"CX507*CX508","v":0},{"$f":"CY507*CY508","v":0},{"$f":"CZ507*CZ508","v":0},{"$f":"DA507*DA508","v":0},{"$f":"DB507*DB508","v":0},{"$f":"DC507*DC508","v":0},{"$f":"SUM(CR509:DC509)","v":0},null,"MWh/月",{"$f":"DG507*DG508","v":0},{"$f":"DH507*DH508","v":0},{"$f":"DI507*DI508","v":0},{"$f":"DJ507*DJ508","v":0},{"$f":"DK507*DK508","v":0},{"$f":"DL507*DL508","v":0},{"$f":"DM507*DM508","v":0},{"$f":"DN507*DN508","v":0},{"$f":"DO507*DO508","v":0},{"$f":"DP507*DP508","v":0},{"$f":"DQ507*DQ508","v":0},{"$f":"DR507*DR508","v":0},{"$f":"SUM(DG509:DR509)","v":0},null,"MWh/月",{"$f":"DV507*DV508","v":0},{"$f":"DW507*DW508","v":0},{"$f":"DX507*DX508","v":0},{"$f":"DY507*DY508","v":0},{"$f":"DZ507*DZ508","v":0},{"$f":"EA507*EA508","v":0},{"$f":"EB507*EB508","v":0},{"$f":"EC507*EC508","v":0},{"$f":"ED507*ED508","v":0},{"$f":"EE507*EE508","v":0},{"$f":"EF507*EF508","v":0},{"$f":"EG507*EG508","v":0},{"$f":"SUM(DV509:EG509)","v":0}]
[null,"冷房",{"$f":"SUM(C513:C536)-C537","v":0},{"$f":"SUM(D513:D536)-D537","v":0},0,0,0,0,0,0,0,0,0,0,"←検算用",null,"冷房",{"$f":"SUM(R513:R536)-R537","v":0},{"$f":"SUM(S513:S536)-S537","v":0},0,0,0,0,0,0,0,0,0,{"$f":"SUM(AC513:AC536)-AC537","v":0},"←検算用",null,"冷房",{"$f":"SUM(AG513:AG536)-AG537","v":0},{"$f":"SUM(AH513:AH536)-AH537","v":0},0,0,0,0,0,0,0,0,0,0,null,null,null,"冷房・平日・ピーク",null,null,null,null,null,null,null,null,null,null,null,null,null,null,"冷房・土曜・ピーク",null,null,null,null,null,null,null,null,null,null,null,null,null,null,"冷房・休日・ピーク",null,null,null,null,null,null,null,null,null,null,null,null,null,null,null,null,"冷房",{"$f":"SUM(CR513:CR536)-CR537","v":0},{"$f":"SUM(CS513:CS536)-CS537","v":0},0,0,0,0,0,0,0,0,0,0,"←検算用",null,"冷房",{"$f":"SUM(DG513:DG536)-DG537","v":0},{"$f":"SUM(DH513:DH536)-DH537","v":0},0,0,0,0,0,0,0,0,0,{"$f":"SUM(DR513:DR536)-DR537","v":0},"←検算用",null,"冷房",{"$f":"SUM(DV513:DV536)-DV537","v":0},{"$f":"SUM(DW513:DW536)-DW537","v":0},0,0,0,0,0,0,0,0,0,0,null,null,null,"冷房・平日・ピーク",null,null,null,null,null,null,null,null,null,null,null,null,null,null,"冷房・土曜・ピーク",null,null,null,null,null,null,null,null,null,null,null,null,null,null,"冷房・休日・ピーク"]
[null,1,{"$f":"(DmYear!$N$6*(Unit!C$466/100)/DB!H$3)*(Unit!B514/100)*1000","v":0},{"$f":"(DmYear!$N$6*(Unit!D$466/100)/DB!I$3)*(Unit!C514/100)*1000","v":0},{"$f":"(DmYear!$N$6*(Unit!E$466/100)/DB!J$3)*(Unit!D514/100)*1000","v":0},{"$f":"(DmYear!$N$6*(Unit!F$466/100)/DB!K$3)*(Unit!E514/100)*1000","v":0},{"$f":"(DmYear!$N$6*(Unit!G$466/100)/DB!L$3)*(Unit!F514/100)*1000","v":0},{"$f":"(DmYear!$N$6*(Unit!H$466/100)/DB!M$3)*(Unit!G514/100)*1000","v":0},{"$f":"(DmYear!$N$6*(Unit!I$466/100)/DB!N$3)*(Unit!H514/100)*1000","v":0},{"$f":"(DmYear!$N$6*(Unit!J$466/100)/DB!O$3)*(Unit!I514/100)*1000","v":0},{"$f":"(DmYear!$N$6*(Unit!K$466/100)/DB!P$3)*(Unit!J514/100)*1000","v":0},{"$f":"(DmYear!$N$6*(Unit!L$466/100)/DB!Q$3)*(Unit!K514/100)*1000","v":0},{"$f":"(DmYear!$N$6*(Unit!M$466/100)/DB!R$3)*(Unit!L514/100)*1000","v":0},{"$f":"(DmYear!$N$6*(Unit!N$466/100)/DB!S$3)*(Unit!M514/100)*1000","v":0},"-",null,1,{"$f":"(DmYear!$N$6*(Unit!C$467/100)/DB!H$4)*(Unit!P514/100)*1000","v":0},{"$f":"(DmYear!$N$6*(Unit!D$467/100)/DB!I$4)*(Unit!Q514/100)*1000","v":0},{"$f":"(DmYear!$N$6*(Unit!E$467/100)/DB!J$4)*(Unit!R514/100)*1000","v":0},{"$f":"(DmYear!$N$6*(Unit!F$467/100)/DB!K$4)*(Unit!S514/100)*1000","v":0},{"$f":"(DmYear!$N$6*(Unit!G$467/100)/DB!L$4)*(Unit!T514/100)*1000","v":0},{"$f":"(DmYear!$N$6*(Unit!H$467/100)/DB!M$4)*(Unit!U514/100)*1000","v":0},{"$f":"(DmYear!$N$6*(Unit!I$467/100)/DB!N$4)*(Unit!V514/100)*1000","v":0},{"$f":"(DmYear!$N$6*(Unit!J$467/100)/DB!O$4)*(Unit!W514/100)*1000","v":0},{"$f":"(DmYear!$N$6*(Unit!K$467/100)/DB!P$4)*(Unit!X514/100)*1000","v":0},{"$f":"(DmYear!$N$6*(Unit!L$467/100)/DB!Q$4)*(Unit!Y514/100)*1000","v":0},{"$f":"(DmYear!$N$6*(Unit!M$467/100)/DB!R$4)*(Unit!Z514/100)*1000","v":0},{"$f":"(DmYear!$N$6*(Unit!N$467/100)/DB!S$4)*(Unit!AA514/100)*1000","v":0},"-",null,1,{"$f":"(DmYear!$N$6*(Unit!C$468/100)/DB!H$5)*(Unit!AD514/100)*1000","v":0},{"$f":"(DmYear!$N$6*(Unit!D$468/100)/DB!I$5)*(Unit!AE514/100)*1000","v":0},{"$f":"(DmYear!$N$6*(Unit!E$468/100)/DB!J$5)*(Unit!AF514/100)*1000","v":0},{"$f":"(DmYear!$N$6*(Unit!F$468/100)/DB!K$5)*(Unit!AG514/100)*1000","v":0},{"$f":"(DmYear!$N$6*(Unit!G$468/100)/DB!L$5)*(Unit!AH514/100)*1000","v":0},{"$f":"(DmYear!$N$6*(Unit!H$468/100)/DB!M$5)*(Unit!AI514/100)*1000","v":0},{"$f":"(DmYear!$N$6*(Unit!I$468/100)/DB!N$5)*(Unit!AJ514/100)*1000","v":0},{"$f":"(DmYear!$N$6*(Unit!J$468/100)/DB!O$5)*(Unit!AK514/100)*1000","v":0},{"$f":"(DmYear!$N$6*(Unit!K$468/100)/DB!P$5)*(Unit!AL514/100)*1000","v":0},{"$f":"(DmYear!$N$6*(Unit!L$468/100)/DB!Q$5)*(Unit!AM514/100)*1000","v":0},{"$f":"(DmYear!$N$6*(Unit!M$468/100)/DB!R$5)*(Unit!AN514/100)*1000","v":0},{"$f":"(DmYear!$N$6*(Unit!N$468/100)/DB!S$5)*(Unit!AO514/100)*1000","v":0},"-",null,null,1,{"$f":"MIN($I$510,$X$510,$AM$510)*C514","v":0},0,0,0,0,0,0,0,0,0,0,0,null,null,1,{"$f":"MIN($I$510,$X$510,$AM$510)*R514","v":0},0,0,0,0,0,0,0,0,0,0,0,null,null,1,{"$f":"MIN($I$510,$X$510,$AM$510)*AG514","v":0},0,0,0,0,0,0,0,0,0,0,0,null,null,null,null,1,{"$f":"(DmYear!$N$33*(Unit!C$466/100)/DB!H$3)*(Unit!B514/100)*1000","v":0},{"$f":"(DmYear!$N$33*(Unit!D$466/100)/DB!I$3)*(Unit!C514/100)*1000","v":0},{"$f":"(DmYear!$N$33*(Unit!E$466/100)/DB!J$3)*(Unit!D514/100)*1000","v":0},{"$f":"(DmYear!$N$33*(Unit!F$466/100)/DB!K$3)*(Unit!E514/100)*1000","v":0},{"$f":"(DmYear!$N$33*(Unit!G$466/100)/DB!L$3)*(Unit!F514/100)*1000","v":0},{"$f":"(DmYear!$N$33*(Unit!H$466/100)/DB!M$3)*(Unit!G514/100)*1000","v":0},{"$f":"(DmYear!$N$33*(Unit!I$466/100)/DB!N$3)*(Unit!H514/100)*1000","v":0},{"$f":"(DmYear!$N$33*(Unit!J$466/100)/DB!O$3)*(Unit!I514/100)*1000","v":0},{"$f":"(DmYear!$N$33*(Unit!K$466/100)/DB!P$3)*(Unit!J514/100)*1000","v":0},{"$f":"(DmYear!$N$33*(Unit!L$466/100)/DB!Q$3)*(Unit!K514/100)*1000","v":0},{"$f":"(DmYear!$N$33*(Unit!M$466/100)/DB!R$3)*(Unit!L514/100)*1000","v":0},{"$f":"(DmYear!$N$33*(Unit!N$466/100)/DB!S$3)*(Unit!M514/100)*1000","v":0},"-",null,1,{"$f":"(DmYear!$N$33*(Unit!C$467/100)/DB!H$4)*(Unit!P514/100)*1000","v":0},{"$f":"(DmYear!$N$33*(Unit!D$467/100)/DB!I$4)*(Unit!Q514/100)*1000","v":0},{"$f":"(DmYear!$N$33*(Unit!E$467/100)/DB!J$4)*(Unit!R514/100)*1000","v":0},{"$f":"(DmYear!$N$33*(Unit!F$467/100)/DB!K$4)*(Unit!S514/100)*1000","v":0},{"$f":"(DmYear!$N$33*(Unit!G$467/100)/DB!L$4)*(Unit!T514/100)*1000","v":0},{"$f":"(DmYear!$N$33*(Unit!H$467/100)/DB!M$4)*(Unit!U514/100)*1000","v":0},{"$f":"(DmYear!$N$33*(Unit!I$467/100)/DB!N$4)*(Unit!V514/100)*1000","v":0},{"$f":"(DmYear!$N$33*(Unit!J$467/100)/DB!O$4)*(Unit!W514/100)*1000","v":0},{"$f":"(DmYear!$N$33*(Unit!K$467/100)/DB!P$4)*(Unit!X514/100)*1000","v":0},{"$f":"(DmYear!$N$33*(Unit!L$467/100)/DB!Q$4)*(Unit!Y514/100)*1000","v":0},{"$f":"(DmYear!$N$33*(Unit!M$467/100)/DB!R$4)*(Unit!Z514/100)*1000","v":0},{"$f":"(DmYear!$N$33*(Unit!N$467/100)/DB!S$4)*(Unit!AA514/100)*1000","v":0},"-",null,1,{"$f":"(DmYear!$N$33*(Unit!C$468/100)/DB!H$5)*(Unit!AD514/100)*1000","v":0},{"$f":"(DmYear!$N$33*(Unit!D$468/100)/DB!I$5)*(Unit!AE514/100)*1000","v":0},{"$f":"(DmYear!$N$33*(Unit!E$468/100)/DB!J$5)*(Unit!AF514/100)*1000","v":0},{"$f":"(DmYear!$N$33*(Unit!F$468/100)/DB!K$5)*(Unit!AG514/100)*1000","v":0},{"$f":"(DmYear!$N$33*(Unit!G$468/100)/DB!L$5)*(Unit!AH514/100)*1000","v":0},{"$f":"(DmYear!$N$33*(Unit!H$468/100)/DB!M$5)*(Unit!AI514/100)*1000","v":0},{"$f":"(DmYear!$N$33*(Unit!I$468/100)/DB!N$5)*(Unit!AJ514/100)*1000","v":0},{"$f":"(DmYear!$N$33*(Unit!J$468/100)/DB!O$5)*(Unit!AK514/100)*1000","v":0},{"$f":"(DmYear!$N$33*(Unit!K$468/100)/DB!P$5)*(Unit!AL514/100)*1000","v":0},{"$f":"(DmYear!$N$33*(Unit!L$468/100)/DB!Q$5)*(Unit!AM514/100)*1000","v":0},{"$f":"(DmYear!$N$33*(Unit!M$468/100)/DB!R$5)*(Unit!AN514/100)*1000","v":0},{"$f":"(DmYear!$N$33*(Unit!N$468/100)/DB!S$5)*(Unit!AO514/100)*1000","v":0},"-",null,null,1,0,0,0,0,0,0,0,0,0,0,0,0,null,null,1,0,0,0,0,0,0,0,0,0,0,0,0,null,null,1,0,0,0,0,0,0,0,0,0,0,0,0]
[null,4,{"$f":"(DmYear!$N$6*(Unit!C$466/100)/DB!H$3)*(Unit!B517/100)*1000","v":0},{"$f":"(DmYear!$N$6*(Unit!D$466/100)/DB!I$3)*(Unit!C517/100)*1000","v":0},{"$f":"(DmYear!$N$6*(Unit!E$466/100)/DB!J$3)*(Unit!D517/100)*1000","v":0},{"$f":"(DmYear!$N$6*(Unit!F$466/100)/DB!K$3)*(Unit!E517/100)*1000","v":0},{"$f":"(DmYear!$N$6*(Unit!G$466/100)/DB!L$3)*(Unit!F517/100)*1000","v":0},{"$f":"(DmYear!$N$6*(Unit!H$466/100)/DB!M$3)*(Unit!G517/100)*1000","v":0},{"$f":"(DmYear!$N$6*(Unit!I$466/100)/DB!N$3)*(Unit!H517/100)*1000","v":0},{"$f":"(DmYear!$N$6*(Unit!J$466/100)/DB!O$3)*(Unit!I517/100)*1000","v":0},{"$f":"(DmYear!$N$6*(Unit!K$466/100)/DB!P$3)*(Unit!J517/100)*1000","v":0},{"$f":"(DmYear!$N$6*(Unit!L$466/100)/DB!Q$3)*(Unit!K517/100)*1000","v":0},{"$f":"(DmYear!$N$6*(Unit!M$466/100)/DB!R$3)*(Unit!L517/100)*1000","v":0},{"$f":"(DmYear!$N$6*(Unit!N$466/100)/DB!S$3)*(Unit!M517/100)*1000","v":0},"-",null,4,{"$f":"(DmYear!$N$6*(Unit!C$467/100)/DB!H$4)*(Unit!P517/100)*1000","v":0},{"$f":"(DmYear!$N$6*(Unit!D$467/100)/DB!I$4)*(Unit!Q517/100)*1000","v":0},{"$f":"(DmYear!$N$6*(Unit!E$467/100)/DB!J$4)*(Unit!R517/100)*1000","v":0},{"$f":"(DmYear!$N$6*(Unit!F$467/100)/DB!K$4)*(Unit!S517/100)*1000","v":0},{"$f":"(DmYear!$N$6*(Unit!G$467/100)/DB!L$4)*(Unit!T517/100)*1000","v":0},{"$f":"(DmYear!$N$6*(Unit!H$467/100)/DB!M$4)*(Unit!U517/100)*1000","v":0},{"$f":"(DmYear!$N$6*(Unit!I$467/100)/DB!N$4)*(Unit!V517/100)*1000","v":0},{"$f":"(DmYear!$N$6*(Unit!J$467/100)/DB!O$4)*(Unit!W517/100)*1000","v":0},{"$f":"(DmYear!$N$6*(Unit!K$467/100)/DB!P$4)*(Unit!X517/100)*1000","v":0},{"$f":"(DmYear!$N$6*(Unit!L$467/100)/DB!Q$4)*(Unit!Y517/100)*1000","v":0},{"$f":"(DmYear!$N$6*(Unit!M$467/100)/DB!R$4)*(Unit!Z517/100)*1000","v":0},{"$f":"(DmYear!$N$6*(Unit!N$467/100)/DB!S$4)*(Unit!AA517/100)*1000","v":0},"-",null,4,{"$f":"(DmYear!$N$6*(Unit!C$468/100)/DB!H$5)*(Unit!AD517/100)*1000","v":0},{"$f":"(DmYear!$N$6*(Unit!D$468/100)/DB!I$5)*(Unit!AE517/100)*1000","v":0},{"$f":"(DmYear!$N$6*(Unit!E$468/100)/DB!J$5)*(Unit!AF517/100)*1000","v":0},{"$f":"(DmYear!$N$6*(Unit!F$468/100)/DB!K$5)*(Unit!AG517/100)*1000","v":0},{"$f":"(DmYear!$N$6*(Unit!G$468/100)/DB!L$5)*(Unit!AH517/100)*1000","v":0},{"$f":"(DmYear!$N$6*(Unit!H$468/100)/DB!M$5)*(Unit!AI517/100)*1000","v":0},{"$f":"(DmYear!$N$6*(Unit!I$468/100)/DB!N$5)*(Unit!AJ517/100)*1000","v":0},{"$f":"(DmYear!$N$6*(Unit!J$468/100)/DB!O$5)*(Unit!AK517/100)*1000","v":0},{"$f":"(DmYear!$N$6*(Unit!K$468/100)/DB!P$5)*(Unit!AL517/100)*1000","v":0},{"$f":"(DmYear!$N$6*(Unit!L$468/100)/DB!Q$5)*(Unit!AM517/100)*1000","v":0},{"$f":"(DmYear!$N$6*(Unit!M$468/100)/DB!R$5)*(Unit!AN517/100)*1000","v":0},{"$f":"(DmYear!$N$6*(Unit!N$468/100)/DB!S$5)*(Unit!AO517/100)*1000","v":0},"-",null,null,4,0,0,0,0,0,0,0,0,0,0,0,0,null,null,4,0,0,0,0,0,0,0,0,0,0,0,0,null,null,4,0,0,0,0,0,0,0,0,0,0,0,0,null,null,null,null,4,{"$f":"(DmYear!$N$33*(Unit!C$466/100)/DB!H$3)*(Unit!B517/100)*1000","v":0},{"$f":"(DmYear!$N$33*(Unit!D$466/100)/DB!I$3)*(Unit!C517/100)*1000","v":0},{"$f":"(DmYear!$N$33*(Unit!E$466/100)/DB!J$3)*(Unit!D517/100)*1000","v":0},{"$f":"(DmYear!$N$33*(Unit!F$466/100)/DB!K$3)*(Unit!E517/100)*1000","v":0},{"$f":"(DmYear!$N$33*(Unit!G$466/100)/DB!L$3)*(Unit!F517/100)*1000","v":0},{"$f":"(DmYear!$N$33*(Unit!H$466/100)/DB!M$3)*(Unit!G517/100)*1000","v":0},{"$f":"(DmYear!$N$33*(Unit!I$466/100)/DB!N$3)*(Unit!H517/100)*1000","v":0},{"$f":"(DmYear!$N$33*(Unit!J$466/100)/DB!O$3)*(Unit!I517/100)*1000","v":0},{"$f":"(DmYear!$N$33*(Unit!K$466/100)/DB!P$3)*(Unit!J517/100)*1000","v":0},{"$f":"(DmYear!$N$33*(Unit!L$466/100)/DB!Q$3)*(Unit!K517/100)*1000","v":0},{"$f":"(DmYear!$N$33*(Unit!M$466/100)/DB!R$3)*(Unit!L517/100)*1000","v":0},{"$f":"(DmYear!$N$33*(Unit!N$466/100)/DB!S$3)*(Unit!M517/100)*1000","v":0},"-",null,4,{"$f":"(DmYear!$N$33*(Unit!C$467/100)/DB!H$4)*(Unit!P517/100)*1000","v":0},{"$f":"(DmYear!$N$33*(Unit!D$467/100)/DB!I$4)*(Unit!Q517/100)*1000","v":0},{"$f":"(DmYear!$N$33*(Unit!E$467/100)/DB!J$4)*(Unit!R517/100)*1000","v":0},{"$f":"(DmYear!$N$33*(Unit!F$467/100)/DB!K$4)*(Unit!S517/100)*1000","v":0},{"$f":"(DmYear!$N$33*(Unit!G$467/100)/DB!L$4)*(Unit!T517/100)*1000","v":0},{"$f":"(DmYear!$N$33*(Unit!H$467/100)/DB!M$4)*(Unit!U517/100)*1000","v":0},{"$f":"(DmYear!$N$33*(Unit!I$467/100)/DB!N$4)*(Unit!V517/100)*1000","v":0},{"$f":"(DmYear!$N$33*(Unit!J$467/100)/DB!O$4)*(Unit!W517/100)*1000","v":0},{"$f":"(DmYear!$N$33*(Unit!K$467/100)/DB!P$4)*(Unit!X517/100)*1000","v":0},{"$f":"(DmYear!$N$33*(Unit!L$467/100)/DB!Q$4)*(Unit!Y517/100)*1000","v":0},{"$f":"(DmYear!$N$33*(Unit!M$467/100)/DB!R$4)*(Unit!Z517/100)*1000","v":0},{"$f":"(DmYear!$N$33*(Unit!N$467/100)/DB!S$4)*(Unit!AA517/100)*1000","v":0},"-",null,4,{"$f":"(DmYear!$N$33*(Unit!C$468/100)/DB!H$5)*(Unit!AD517/100)*1000","v":0},{"$f":"(DmYear!$N$33*(Unit!D$468/100)/DB!I$5)*(Unit!AE517/100)*1000","v":0},{"$f":"(DmYear!$N$33*(Unit!E$468/100)/DB!J$5)*(Unit!AF517/100)*1000","v":0},{"$f":"(DmYear!$N$33*(Unit!F$468/100)/DB!K$5)*(Unit!AG517/100)*1000","v":0},{"$f":"(DmYear!$N$33*(Unit!G$468/100)/DB!L$5)*(Unit!AH517/100)*1000","v":0},{"$f":"(DmYear!$N$33*(Unit!H$468/100)/DB!M$5)*(Unit!AI517/100)*1000","v":0},{"$f":"(DmYear!$N$33*(Unit!I$468/100)/DB!N$5)*(Unit!AJ517/100)*1000","v":0},{"$f":"(DmYear!$N$33*(Unit!J$468/100)/DB!O$5)*(Unit!AK517/100)*1000","v":0},{"$f":"(DmYear!$N$33*(Unit!K$468/100)/DB!P$5)*(Unit!AL517/100)*1000","v":0},{"$f":"(DmYear!$N$33*(Unit!L$468/100)/DB!Q$5)*(Unit!AM517/100)*1000","v":0},{"$f":"(DmYear!$N$33*(Unit!M$468/100)/DB!R$5)*(Unit!AN517/100)*1000","v":0},{"$f":"(DmYear!$N$33*(Unit!N$468/100)/DB!S$5)*(Unit!AO517/100)*1000","v":0},"-",null,null,4,0,0,0,0,0,0,0,0,0,0,0,0,null,null,4,0,0,0,0,0,0,0,0,0,0,0,0,null,null,4,0,0,0,0,0,0,0,0,0,0,0,0]
[null,6,{"$f":"(DmYear!$N$6*(Unit!C$466/100)/DB!H$3)*(Unit!B519/100)*1000","v":0},{"$f":"(DmYear!$N$6*(Unit!D$466/100)/DB!I$3)*(Unit!C519/100)*1000","v":0},{"$f":"(DmYear!$N$6*(Unit!E$466/100)/DB!J$3)*(Unit!D519/100)*1000","v":0},{"$f":"(DmYear!$N$6*(Unit!F$466/100)/DB!K$3)*(Unit!E519/100)*1000","v":0},{"$f":"(DmYear!$N$6*(Unit!G$466/100)/DB!L$3)*(Unit!F519/100)*1000","v":0},{"$f":"(DmYear!$N$6*(Unit!H$466/100)/DB!M$3)*(Unit!G519/100)*1000","v":0},{"$f":"(DmYear!$N$6*(Unit!I$466/100)/DB!N$3)*(Unit!H519/100)*1000","v":0},{"$f":"(DmYear!$N$6*(Unit!J$466/100)/DB!O$3)*(Unit!I519/100)*1000","v":0},{"$f":"(DmYear!$N$6*(Unit!K$466/100)/DB!P$3)*(Unit!J519/100)*1000","v":0},{"$f":"(DmYear!$N$6*(Unit!L$466/100)/DB!Q$3)*(Unit!K519/100)*1000","v":0},{"$f":"(DmYear!$N$6*(Unit!M$466/100)/DB!R$3)*(Unit!L519/100)*1000","v":0},{"$f":"(DmYear!$N$6*(Unit!N$466/100)/DB!S$3)*(Unit!M519/100)*1000","v":0},"-",null,6,{"$f":"(DmYear!$N$6*(Unit!C$467/100)/DB!H$4)*(Unit!P519/100)*1000","v":0},{"$f":"(DmYear!$N$6*(Unit!D$467/100)/DB!I$4)*(Unit!Q519/100)*1000","v":0},{"$f":"(DmYear!$N$6*(Unit!E$467/100)/DB!J$4)*(Unit!R519/100)*1000","v":0},{"$f":"(DmYear!$N$6*(Unit!F$467/100)/DB!K$4)*(Unit!S519/100)*1000","v":0},{"$f":"(DmYear!$N$6*(Unit!G$467/100)/DB!L$4)*(Unit!T519/100)*1000","v":0},{"$f":"(DmYear!$N$6*(Unit!H$467/100)/DB!M$4)*(Unit!U519/100)*1000","v":0},{"$f":"(DmYear!$N$6*(Unit!I$467/100)/DB!N$4)*(Unit!V519/100)*1000","v":0},{"$f":"(DmYear!$N$6*(Unit!J$467/100)/DB!O$4)*(Unit!W519/100)*1000","v":0},{"$f":"(DmYear!$N$6*(Unit!K$467/100)/DB!P$4)*(Unit!X519/100)*1000","v":0},{"$f":"(DmYear!$N$6*(Unit!L$467/100)/DB!Q$4)*(Unit!Y519/100)*1000","v":0},{"$f":"(DmYear!$N$6*(Unit!M$467/100)/DB!R$4)*(Unit!Z519/100)*1000","v":0},{"$f":"(DmYear!$N$6*(Unit!N$467/100)/DB!S$4)*(Unit!AA519/100)*1000","v":0},"-",null,6,{"$f":"(DmYear!$N$6*(Unit!C$468/100)/DB!H$5)*(Unit!AD519/100)*1000","v":0},{"$f":"(DmYear!$N$6*(Unit!D$468/100)/DB!I$5)*(Unit!AE519/100)*1000","v":0},{"$f":"(DmYear!$N$6*(Unit!E$468/100)/DB!J$5)*(Unit!AF519/100)*1000","v":0},{"$f":"(DmYear!$N$6*(Unit!F$468/100)/DB!K$5)*(Unit!AG519/100)*1000","v":0},{"$f":"(DmYear!$N$6*(Unit!G$468/100)/DB!L$5)*(Unit!AH519/100)*1000","v":0},{"$f":"(DmYear!$N$6*(Unit!H$468/100)/DB!M$5)*(Unit!AI519/100)*1000","v":0},{"$f":"(DmYear!$N$6*(Unit!I$468/100)/DB!N$5)*(Unit!AJ519/100)*1000","v":0},{"$f":"(DmYear!$N$6*(Unit!J$468/100)/DB!O$5)*(Unit!AK519/100)*1000","v":0},{"$f":"(DmYear!$N$6*(Unit!K$468/100)/DB!P$5)*(Unit!AL519/100)*1000","v":0},{"$f":"(DmYear!$N$6*(Unit!L$468/100)/DB!Q$5)*(Unit!AM519/100)*1000","v":0},{"$f":"(DmYear!$N$6*(Unit!M$468/100)/DB!R$5)*(Unit!AN519/100)*1000","v":0},{"$f":"(DmYear!$N$6*(Unit!N$468/100)/DB!S$5)*(Unit!AO519/100)*1000","v":0},"-",null,null,6,0,0,0,0,0,0,0,0,0,0,0,0,null,null,6,0,0,0,0,0,0,0,0,0,0,0,0,null,null,6,0,0,0,0,0,0,0,0,0,0,0,0,null,null,null,null,6,{"$f":"(DmYear!$N$33*(Unit!C$466/100)/DB!H$3)*(Unit!B519/100)*1000","v":0},{"$f":"(DmYear!$N$33*(Unit!D$466/100)/DB!I$3)*(Unit!C519/100)*1000","v":0},{"$f":"(DmYear!$N$33*(Unit!E$466/100)/DB!J$3)*(Unit!D519/100)*1000","v":0},{"$f":"(DmYear!$N$33*(Unit!F$466/100)/DB!K$3)*(Unit!E519/100)*1000","v":0},{"$f":"(DmYear!$N$33*(Unit!G$466/100)/DB!L$3)*(Unit!F519/100)*1000","v":0},{"$f":"(DmYear!$N$33*(Unit!H$466/100)/DB!M$3)*(Unit!G519/100)*1000","v":0},{"$f":"(DmYear!$N$33*(Unit!I$466/100)/DB!N$3)*(Unit!H519/100)*1000","v":0},{"$f":"(DmYear!$N$33*(Unit!J$466/100)/DB!O$3)*(Unit!I519/100)*1000","v":0},{"$f":"(DmYear!$N$33*(Unit!K$466/100)/DB!P$3)*(Unit!J519/100)*1000","v":0},{"$f":"(DmYear!$N$33*(Unit!L$466/100)/DB!Q$3)*(Unit!K519/100)*1000","v":0},{"$f":"(DmYear!$N$33*(Unit!M$466/100)/DB!R$3)*(Unit!L519/100)*1000","v":0},{"$f":"(DmYear!$N$33*(Unit!N$466/100)/DB!S$3)*(Unit!M519/100)*1000","v":0},"-",null,6,{"$f":"(DmYear!$N$33*(Unit!C$467/100)/DB!H$4)*(Unit!P519/100)*1000","v":0},{"$f":"(DmYear!$N$33*(Unit!D$467/100)/DB!I$4)*(Unit!Q519/100)*1000","v":0},{"$f":"(DmYear!$N$33*(Unit!E$467/100)/DB!J$4)*(Unit!R519/100)*1000","v":0},{"$f":"(DmYear!$N$33*(Unit!F$467/100)/DB!K$4)*(Unit!S519/100)*1000","v":0},{"$f":"(DmYear!$N$33*(Unit!G$467/100)/DB!L$4)*(Unit!T519/100)*1000","v":0},{"$f":"(DmYear!$N$33*(Unit!H$467/100)/DB!M$4)*(Unit!U519/100)*1000","v":0},{"$f":"(DmYear!$N$33*(Unit!I$467/100)/DB!N$4)*(Unit!V519/100)*1000","v":0},{"$f":"(DmYear!$N$33*(Unit!J$467/100)/DB!O$4)*(Unit!W519/100)*1000","v":0},{"$f":"(DmYear!$N$33*(Unit!K$467/100)/DB!P$4)*(Unit!X519/100)*1000","v":0},{"$f":"(DmYear!$N$33*(Unit!L$467/100)/DB!Q$4)*(Unit!Y519/100)*1000","v":0},{"$f":"(DmYear!$N$33*(Unit!M$467/100)/DB!R$4)*(Unit!Z519/100)*1000","v":0},{"$f":"(DmYear!$N$33*(Unit!N$467/100)/DB!S$4)*(Unit!AA519/100)*1000","v":0},"-",null,6,{"$f":"(DmYear!$N$33*(Unit!C$468/100)/DB!H$5)*(Unit!AD519/100)*1000","v":0},{"$f":"(DmYear!$N$33*(Unit!D$468/100)/DB!I$5)*(Unit!AE519/100)*1000","v":0},{"$f":"(DmYear!$N$33*(Unit!E$468/100)/DB!J$5)*(Unit!AF519/100)*1000","v":0},{"$f":"(DmYear!$N$33*(Unit!F$468/100)/DB!K$5)*(Unit!AG519/100)*1000","v":0},{"$f":"(DmYear!$N$33*(Unit!G$468/100)/DB!L$5)*(Unit!AH519/100)*1000","v":0},{"$f":"(DmYear!$N$33*(Unit!H$468/100)/DB!M$5)*(Unit!AI519/100)*1000","v":0},{"$f":"(DmYear!$N$33*(Unit!I$468/100)/DB!N$5)*(Unit!AJ519/100)*1000","v":0},{"$f":"(DmYear!$N$33*(Unit!J$468/100)/DB!O$5)*(Unit!AK519/100)*1000","v":0},{"$f":"(DmYear!$N$33*(Unit!K$468/100)/DB!P$5)*(Unit!AL519/100)*1000","v":0},{"$f":"(DmYear!$N$33*(Unit!L$468/100)/DB!Q$5)*(Unit!AM519/100)*1000","v":0},{"$f":"(DmYear!$N$33*(Unit!M$468/100)/DB!R$5)*(Unit!AN519/100)*1000","v":0},{"$f":"(DmYear!$N$33*(Unit!N$468/100)/DB!S$5)*(Unit!AO519/100)*1000","v":0},"-",null,null,6,0,0,0,0,0,0,0,0,0,0,0,0,null,null,6,0,0,0,0,0,0,0,0,0,0,0,0,null,null,6,0,0,0,0,0,0,0,0,0,0,0,0]
[null,7,{"$f":"(DmYear!$N$6*(Unit!C$466/100)/DB!H$3)*(Unit!B520/100)*1000","v":0},{"$f":"(DmYear!$N$6*(Unit!D$466/100)/DB!I$3)*(Unit!C520/100)*1000","v":0},{"$f":"(DmYear!$N$6*(Unit!E$466/100)/DB!J$3)*(Unit!D520/100)*1000","v":0},{"$f":"(DmYear!$N$6*(Unit!F$466/100)/DB!K$3)*(Unit!E520/100)*1000","v":0},{"$f":"(DmYear!$N$6*(Unit!G$466/100)/DB!L$3)*(Unit!F520/100)*1000","v":0},{"$f":"(DmYear!$N$6*(Unit!H$466/100)/DB!M$3)*(Unit!G520/100)*1000","v":0},{"$f":"(DmYear!$N$6*(Unit!I$466/100)/DB!N$3)*(Unit!H520/100)*1000","v":0},{"$f":"(DmYear!$N$6*(Unit!J$466/100)/DB!O$3)*(Unit!I520/100)*1000","v":0},{"$f":"(DmYear!$N$6*(Unit!K$466/100)/DB!P$3)*(Unit!J520/100)*1000","v":0},{"$f":"(DmYear!$N$6*(Unit!L$466/100)/DB!Q$3)*(Unit!K520/100)*1000","v":0},{"$f":"(DmYear!$N$6*(Unit!M$466/100)/DB!R$3)*(Unit!L520/100)*1000","v":0},{"$f":"(DmYear!$N$6*(Unit!N$466/100)/DB!S$3)*(Unit!M520/100)*1000","v":0},"-",null,7,{"$f":"(DmYear!$N$6*(Unit!C$467/100)/DB!H$4)*(Unit!P520/100)*1000","v":0},{"$f":"(DmYear!$N$6*(Unit!D$467/100)/DB!I$4)*(Unit!Q520/100)*1000","v":0},{"$f":"(DmYear!$N$6*(Unit!E$467/100)/DB!J$4)*(Unit!R520/100)*1000","v":0},{"$f":"(DmYear!$N$6*(Unit!F$467/100)/DB!K$4)*(Unit!S520/100)*1000","v":0},{"$f":"(DmYear!$N$6*(Unit!G$467/100)/DB!L$4)*(Unit!T520/100)*1000","v":0},{"$f":"(DmYear!$N$6*(Unit!H$467/100)/DB!M$4)*(Unit!U520/100)*1000","v":0},{"$f":"(DmYear!$N$6*(Unit!I$467/100)/DB!N$4)*(Unit!V520/100)*1000","v":0},{"$f":"(DmYear!$N$6*(Unit!J$467/100)/DB!O$4)*(Unit!W520/100)*1000","v":0},{"$f":"(DmYear!$N$6*(Unit!K$467/100)/DB!P$4)*(Unit!X520/100)*1000","v":0},{"$f":"(DmYear!$N$6*(Unit!L$467/100)/DB!Q$4)*(Unit!Y520/100)*1000","v":0},{"$f":"(DmYear!$N$6*(Unit!M$467/100)/DB!R$4)*(Unit!Z520/100)*1000","v":0},{"$f":"(DmYear!$N$6*(Unit!N$467/100)/DB!S$4)*(Unit!AA520/100)*1000","v":0},"-",null,7,{"$f":"(DmYear!$N$6*(Unit!C$468/100)/DB!H$5)*(Unit!AD520/100)*1000","v":0},{"$f":"(DmYear!$N$6*(Unit!D$468/100)/DB!I$5)*(Unit!AE520/100)*1000","v":0},{"$f":"(DmYear!$N$6*(Unit!E$468/100)/DB!J$5)*(Unit!AF520/100)*1000","v":0},{"$f":"(DmYear!$N$6*(Unit!F$468/100)/DB!K$5)*(Unit!AG520/100)*1000","v":0},{"$f":"(DmYear!$N$6*(Unit!G$468/100)/DB!L$5)*(Unit!AH520/100)*1000","v":0},{"$f":"(DmYear!$N$6*(Unit!H$468/100)/DB!M$5)*(Unit!AI520/100)*1000","v":0},{"$f":"(DmYear!$N$6*(Unit!I$468/100)/DB!N$5)*(Unit!AJ520/100)*1000","v":0},{"$f":"(DmYear!$N$6*(Unit!J$468/100)/DB!O$5)*(Unit!AK520/100)*1000","v":0},{"$f":"(DmYear!$N$6*(Unit!K$468/100)/DB!P$5)*(Unit!AL520/100)*1000","v":0},{"$f":"(DmYear!$N$6*(Unit!L$468/100)/DB!Q$5)*(Unit!AM520/100)*1000","v":0},{"$f":"(DmYear!$N$6*(Unit!M$468/100)/DB!R$5)*(Unit!AN520/100)*1000","v":0},{"$f":"(DmYear!$N$6*(Unit!N$468/100)/DB!S$5)*(Unit!AO520/100)*1000","v":0},"-",null,null,7,0,0,0,0,0,0,0,0,0,0,0,0,null,null,7,0,0,0,0,0,0,0,0,0,0,0,0,null,null,7,0,0,0,0,0,0,0,0,0,0,0,0,null,null,null,null,7,{"$f":"(DmYear!$N$33*(Unit!C$466/100)/DB!H$3)*(Unit!B520/100)*1000","v":0},{"$f":"(DmYear!$N$33*(Unit!D$466/100)/DB!I$3)*(Unit!C520/100)*1000","v":0},{"$f":"(DmYear!$N$33*(Unit!E$466/100)/DB!J$3)*(Unit!D520/100)*1000","v":0},{"$f":"(DmYear!$N$33*(Unit!F$466/100)/DB!K$3)*(Unit!E520/100)*1000","v":0},{"$f":"(DmYear!$N$33*(Unit!G$466/100)/DB!L$3)*(Unit!F520/100)*1000","v":0},{"$f":"(DmYear!$N$33*(Unit!H$466/100)/DB!M$3)*(Unit!G520/100)*1000","v":0},{"$f":"(DmYear!$N$33*(Unit!I$466/100)/DB!N$3)*(Unit!H520/100)*1000","v":0},{"$f":"(DmYear!$N$33*(Unit!J$466/100)/DB!O$3)*(Unit!I520/100)*1000","v":0},{"$f":"(DmYear!$N$33*(Unit!K$466/100)/DB!P$3)*(Unit!J520/100)*1000","v":0},{"$f":"(DmYear!$N$33*(Unit!L$466/100)/DB!Q$3)*(Unit!K520/100)*1000","v":0},{"$f":"(DmYear!$N$33*(Unit!M$466/100)/DB!R$3)*(Unit!L520/100)*1000","v":0},{"$f":"(DmYear!$N$33*(Unit!N$466/100)/DB!S$3)*(Unit!M520/100)*1000","v":0},"-",null,7,{"$f":"(DmYear!$N$33*(Unit!C$467/100)/DB!H$4)*(Unit!P520/100)*1000","v":0},{"$f":"(DmYear!$N$33*(Unit!D$467/100)/DB!I$4)*(Unit!Q520/100)*1000","v":0},{"$f":"(DmYear!$N$33*(Unit!E$467/100)/DB!J$4)*(Unit!R520/100)*1000","v":0},{"$f":"(DmYear!$N$33*(Unit!F$467/100)/DB!K$4)*(Unit!S520/100)*1000","v":0},{"$f":"(DmYear!$N$33*(Unit!G$467/100)/DB!L$4)*(Unit!T520/100)*1000","v":0},{"$f":"(DmYear!$N$33*(Unit!H$467/100)/DB!M$4)*(Unit!U520/100)*1000","v":0},{"$f":"(DmYear!$N$33*(Unit!I$467/100)/DB!N$4)*(Unit!V520/100)*1000","v":0},{"$f":"(DmYear!$N$33*(Unit!J$467/100)/DB!O$4)*(Unit!W520/100)*1000","v":0},{"$f":"(DmYear!$N$33*(Unit!K$467/100)/DB!P$4)*(Unit!X520/100)*1000","v":0},{"$f":"(DmYear!$N$33*(Unit!L$467/100)/DB!Q$4)*(Unit!Y520/100)*1000","v":0},{"$f":"(DmYear!$N$33*(Unit!M$467/100)/DB!R$4)*(Unit!Z520/100)*1000","v":0},{"$f":"(DmYear!$N$33*(Unit!N$467/100)/DB!S$4)*(Unit!AA520/100)*1000","v":0},"-",null,7,{"$f":"(DmYear!$N$33*(Unit!C$468/100)/DB!H$5)*(Unit!AD520/100)*1000","v":0},{"$f":"(DmYear!$N$33*(Unit!D$468/100)/DB!I$5)*(Unit!AE520/100)*1000","v":0},{"$f":"(DmYear!$N$33*(Unit!E$468/100)/DB!J$5)*(Unit!AF520/100)*1000","v":0},{"$f":"(DmYear!$N$33*(Unit!F$468/100)/DB!K$5)*(Unit!AG520/100)*1000","v":0},{"$f":"(DmYear!$N$33*(Unit!G$468/100)/DB!L$5)*(Unit!AH520/100)*1000","v":0},{"$f":"(DmYear!$N$33*(Unit!H$468/100)/DB!M$5)*(Unit!AI520/100)*1000","v":0},{"$f":"(DmYear!$N$33*(Unit!I$468/100)/DB!N$5)*(Unit!AJ520/100)*1000","v":0},{"$f":"(DmYear!$N$33*(Unit!J$468/100)/DB!O$5)*(Unit!AK520/100)*1000","v":0},{"$f":"(DmYear!$N$33*(Unit!K$468/100)/DB!P$5)*(Unit!AL520/100)*1000","v":0},{"$f":"(DmYear!$N$33*(Unit!L$468/100)/DB!Q$5)*(Unit!AM520/100)*1000","v":0},{"$f":"(DmYear!$N$33*(Unit!M$468/100)/DB!R$5)*(Unit!AN520/100)*1000","v":0},{"$f":"(DmYear!$N$33*(Unit!N$468/100)/DB!S$5)*(Unit!AO520/100)*1000","v":0},"-",null,null,7,0,0,0,0,0,0,0,0,0,0,0,0,null,null,7,0,0,0,0,0,0,0,0,0,0,0,0,null,null,7,0,0,0,0,0,0,0,0,0,0,0,0]
[null,9,{"$f":"(DmYear!$N$6*(Unit!C$466/100)/DB!H$3)*(Unit!B522/100)*1000","v":0},{"$f":"(DmYear!$N$6*(Unit!D$466/100)/DB!I$3)*(Unit!C522/100)*1000","v":0},{"$f":"(DmYear!$N$6*(Unit!E$466/100)/DB!J$3)*(Unit!D522/100)*1000","v":0},{"$f":"(DmYear!$N$6*(Unit!F$466/100)/DB!K$3)*(Unit!E522/100)*1000","v":0},{"$f":"(DmYear!$N$6*(Unit!G$466/100)/DB!L$3)*(Unit!F522/100)*1000","v":0},{"$f":"(DmYear!$N$6*(Unit!H$466/100)/DB!M$3)*(Unit!G522/100)*1000","v":0},{"$f":"(DmYear!$N$6*(Unit!I$466/100)/DB!N$3)*(Unit!H522/100)*1000","v":0},{"$f":"(DmYear!$N$6*(Unit!J$466/100)/DB!O$3)*(Unit!I522/100)*1000","v":0},{"$f":"(DmYear!$N$6*(Unit!K$466/100)/DB!P$3)*(Unit!J522/100)*1000","v":0},{"$f":"(DmYear!$N$6*(Unit!L$466/100)/DB!Q$3)*(Unit!K522/100)*1000","v":0},{"$f":"(DmYear!$N$6*(Unit!M$466/100)/DB!R$3)*(Unit!L522/100)*1000","v":0},{"$f":"(DmYear!$N$6*(Unit!N$466/100)/DB!S$3)*(Unit!M522/100)*1000","v":0},"-",null,9,{"$f":"(DmYear!$N$6*(Unit!C$467/100)/DB!H$4)*(Unit!P522/100)*1000","v":0},{"$f":"(DmYear!$N$6*(Unit!D$467/100)/DB!I$4)*(Unit!Q522/100)*1000","v":0},{"$f":"(DmYear!$N$6*(Unit!E$467/100)/DB!J$4)*(Unit!R522/100)*1000","v":0},{"$f":"(DmYear!$N$6*(Unit!F$467/100)/DB!K$4)*(Unit!S522/100)*1000","v":0},{"$f":"(DmYear!$N$6*(Unit!G$467/100)/DB!L$4)*(Unit!T522/100)*1000","v":0},{"$f":"(DmYear!$N$6*(Unit!H$467/100)/DB!M$4)*(Unit!U522/100)*1000","v":0},{"$f":"(DmYear!$N$6*(Unit!I$467/100)/DB!N$4)*(Unit!V522/100)*1000","v":0},{"$f":"(DmYear!$N$6*(Unit!J$467/100)/DB!O$4)*(Unit!W522/100)*1000","v":0},{"$f":"(DmYear!$N$6*(Unit!K$467/100)/DB!P$4)*(Unit!X522/100)*1000","v":0},{"$f":"(DmYear!$N$6*(Unit!L$467/100)/DB!Q$4)*(Unit!Y522/100)*1000","v":0},{"$f":"(DmYear!$N$6*(Unit!M$467/100)/DB!R$4)*(Unit!Z522/100)*1000","v":0},{"$f":"(DmYear!$N$6*(Unit!N$467/100)/DB!S$4)*(Unit!AA522/100)*1000","v":0},"-",null,9,{"$f":"(DmYear!$N$6*(Unit!C$468/100)/DB!H$5)*(Unit!AD522/100)*1000","v":0},{"$f":"(DmYear!$N$6*(Unit!D$468/100)/DB!I$5)*(Unit!AE522/100)*1000","v":0},{"$f":"(DmYear!$N$6*(Unit!E$468/100)/DB!J$5)*(Unit!AF522/100)*1000","v":0},{"$f":"(DmYear!$N$6*(Unit!F$468/100)/DB!K$5)*(Unit!AG522/100)*1000","v":0},{"$f":"(DmYear!$N$6*(Unit!G$468/100)/DB!L$5)*(Unit!AH522/100)*1000","v":0},{"$f":"(DmYear!$N$6*(Unit!H$468/100)/DB!M$5)*(Unit!AI522/100)*1000","v":0},{"$f":"(DmYear!$N$6*(Unit!I$468/100)/DB!N$5)*(Unit!AJ522/100)*1000","v":0},{"$f":"(DmYear!$N$6*(Unit!J$468/100)/DB!O$5)*(Unit!AK522/100)*1000","v":0},{"$f":"(DmYear!$N$6*(Unit!K$468/100)/DB!P$5)*(Unit!AL522/100)*1000","v":0},{"$f":"(DmYear!$N$6*(Unit!L$468/100)/DB!Q$5)*(Unit!AM522/100)*1000","v":0},{"$f":"(DmYear!$N$6*(Unit!M$468/100)/DB!R$5)*(Unit!AN522/100)*1000","v":0},{"$f":"(DmYear!$N$6*(Unit!N$468/100)/DB!S$5)*(Unit!AO522/100)*1000","v":0},"-",null,null,9,0,0,0,0,0,0,0,0,0,0,0,0,null,null,9,0,0,0,0,0,0,0,0,0,0,0,0,null,null,9,0,0,0,0,0,0,0,0,0,0,0,0,null,null,null,null,9,{"$f":"(DmYear!$N$33*(Unit!C$466/100)/DB!H$3)*(Unit!B522/100)*1000","v":0},{"$f":"(DmYear!$N$33*(Unit!D$466/100)/DB!I$3)*(Unit!C522/100)*1000","v":0},{"$f":"(DmYear!$N$33*(Unit!E$466/100)/DB!J$3)*(Unit!D522/100)*1000","v":0},{"$f":"(DmYear!$N$33*(Unit!F$466/100)/DB!K$3)*(Unit!E522/100)*1000","v":0},{"$f":"(DmYear!$N$33*(Unit!G$466/100)/DB!L$3)*(Unit!F522/100)*1000","v":0},{"$f":"(DmYear!$N$33*(Unit!H$466/100)/DB!M$3)*(Unit!G522/100)*1000","v":0},{"$f":"(DmYear!$N$33*(Unit!I$466/100)/DB!N$3)*(Unit!H522/100)*1000","v":0},{"$f":"(DmYear!$N$33*(Unit!J$466/100)/DB!O$3)*(Unit!I522/100)*1000","v":0},{"$f":"(DmYear!$N$33*(Unit!K$466/100)/DB!P$3)*(Unit!J522/100)*1000","v":0},{"$f":"(DmYear!$N$33*(Unit!L$466/100)/DB!Q$3)*(Unit!K522/100)*1000","v":0},{"$f":"(DmYear!$N$33*(Unit!M$466/100)/DB!R$3)*(Unit!L522/100)*1000","v":0},{"$f":"(DmYear!$N$33*(Unit!N$466/100)/DB!S$3)*(Unit!M522/100)*1000","v":0},"-",null,9,{"$f":"(DmYear!$N$33*(Unit!C$467/100)/DB!H$4)*(Unit!P522/100)*1000","v":0},{"$f":"(DmYear!$N$33*(Unit!D$467/100)/DB!I$4)*(Unit!Q522/100)*1000","v":0},{"$f":"(DmYear!$N$33*(Unit!E$467/100)/DB!J$4)*(Unit!R522/100)*1000","v":0},{"$f":"(DmYear!$N$33*(Unit!F$467/100)/DB!K$4)*(Unit!S522/100)*1000","v":0},{"$f":"(DmYear!$N$33*(Unit!G$467/100)/DB!L$4)*(Unit!T522/100)*1000","v":0},{"$f":"(DmYear!$N$33*(Unit!H$467/100)/DB!M$4)*(Unit!U522/100)*1000","v":0},{"$f":"(DmYear!$N$33*(Unit!I$467/100)/DB!N$4)*(Unit!V522/100)*1000","v":0},{"$f":"(DmYear!$N$33*(Unit!J$467/100)/DB!O$4)*(Unit!W522/100)*1000","v":0},{"$f":"(DmYear!$N$33*(Unit!K$467/100)/DB!P$4)*(Unit!X522/100)*1000","v":0},{"$f":"(DmYear!$N$33*(Unit!L$467/100)/DB!Q$4)*(Unit!Y522/100)*1000","v":0},{"$f":"(DmYear!$N$33*(Unit!M$467/100)/DB!R$4)*(Unit!Z522/100)*1000","v":0},{"$f":"(DmYear!$N$33*(Unit!N$467/100)/DB!S$4)*(Unit!AA522/100)*1000","v":0},"-",null,9,{"$f":"(DmYear!$N$33*(Unit!C$468/100)/DB!H$5)*(Unit!AD522/100)*1000","v":0},{"$f":"(DmYear!$N$33*(Unit!D$468/100)/DB!I$5)*(Unit!AE522/100)*1000","v":0},{"$f":"(DmYear!$N$33*(Unit!E$468/100)/DB!J$5)*(Unit!AF522/100)*1000","v":0},{"$f":"(DmYear!$N$33*(Unit!F$468/100)/DB!K$5)*(Unit!AG522/100)*1000","v":0},{"$f":"(DmYear!$N$33*(Unit!G$468/100)/DB!L$5)*(Unit!AH522/100)*1000","v":0},{"$f":"(DmYear!$N$33*(Unit!H$468/100)/DB!M$5)*(Unit!AI522/100)*1000","v":0},{"$f":"(DmYear!$N$33*(Unit!I$468/100)/DB!N$5)*(Unit!AJ522/100)*1000","v":0},{"$f":"(DmYear!$N$33*(Unit!J$468/100)/DB!O$5)*(Unit!AK522/100)*1000","v":0},{"$f":"(DmYear!$N$33*(Unit!K$468/100)/DB!P$5)*(Unit!AL522/100)*1000","v":0},{"$f":"(DmYear!$N$33*(Unit!L$468/100)/DB!Q$5)*(Unit!AM522/100)*1000","v":0},{"$f":"(DmYear!$N$33*(Unit!M$468/100)/DB!R$5)*(Unit!AN522/100)*1000","v":0},{"$f":"(DmYear!$N$33*(Unit!N$468/100)/DB!S$5)*(Unit!AO522/100)*1000","v":0},"-",null,null,9,0,0,0,0,0,0,0,0,0,0,0,0,null,null,9,0,0,0,0,0,0,0,0,0,0,0,0,null,null,9,0,0,0,0,0,0,0,0,0,0,0,0]
[null,12,{"$f":"(DmYear!$N$6*(Unit!C$466/100)/DB!H$3)*(Unit!B525/100)*1000","v":0},{"$f":"(DmYear!$N$6*(Unit!D$466/100)/DB!I$3)*(Unit!C525/100)*1000","v":0},{"$f":"(DmYear!$N$6*(Unit!E$466/100)/DB!J$3)*(Unit!D525/100)*1000","v":0},{"$f":"(DmYear!$N$6*(Unit!F$466/100)/DB!K$3)*(Unit!E525/100)*1000","v":0},{"$f":"(DmYear!$N$6*(Unit!G$466/100)/DB!L$3)*(Unit!F525/100)*1000","v":0},{"$f":"(DmYear!$N$6*(Unit!H$466/100)/DB!M$3)*(Unit!G525/100)*1000","v":0},{"$f":"(DmYear!$N$6*(Unit!I$466/100)/DB!N$3)*(Unit!H525/100)*1000","v":0},{"$f":"(DmYear!$N$6*(Unit!J$466/100)/DB!O$3)*(Unit!I525/100)*1000","v":0},{"$f":"(DmYear!$N$6*(Unit!K$466/100)/DB!P$3)*(Unit!J525/100)*1000","v":0},{"$f":"(DmYear!$N$6*(Unit!L$466/100)/DB!Q$3)*(Unit!K525/100)*1000","v":0},{"$f":"(DmYear!$N$6*(Unit!M$466/100)/DB!R$3)*(Unit!L525/100)*1000","v":0},{"$f":"(DmYear!$N$6*(Unit!N$466/100)/DB!S$3)*(Unit!M525/100)*1000","v":0},"-",null,12,{"$f":"(DmYear!$N$6*(Unit!C$467/100)/DB!H$4)*(Unit!P525/100)*1000","v":0},{"$f":"(DmYear!$N$6*(Unit!D$467/100)/DB!I$4)*(Unit!Q525/100)*1000","v":0},{"$f":"(DmYear!$N$6*(Unit!E$467/100)/DB!J$4)*(Unit!R525/100)*1000","v":0},{"$f":"(DmYear!$N$6*(Unit!F$467/100)/DB!K$4)*(Unit!S525/100)*1000","v":0},{"$f":"(DmYear!$N$6*(Unit!G$467/100)/DB!L$4)*(Unit!T525/100)*1000","v":0},{"$f":"(DmYear!$N$6*(Unit!H$467/100)/DB!M$4)*(Unit!U525/100)*1000","v":0},{"$f":"(DmYear!$N$6*(Unit!I$467/100)/DB!N$4)*(Unit!V525/100)*1000","v":0},{"$f":"(DmYear!$N$6*(Unit!J$467/100)/DB!O$4)*(Unit!W525/100)*1000","v":0},{"$f":"(DmYear!$N$6*(Unit!K$467/100)/DB!P$4)*(Unit!X525/100)*1000","v":0},{"$f":"(DmYear!$N$6*(Unit!L$467/100)/DB!Q$4)*(Unit!Y525/100)*1000","v":0},{"$f":"(DmYear!$N$6*(Unit!M$467/100)/DB!R$4)*(Unit!Z525/100)*1000","v":0},{"$f":"(DmYear!$N$6*(Unit!N$467/100)/DB!S$4)*(Unit!AA525/100)*1000","v":0},"-",null,12,{"$f":"(DmYear!$N$6*(Unit!C$468/100)/DB!H$5)*(Unit!AD525/100)*1000","v":0},{"$f":"(DmYear!$N$6*(Unit!D$468/100)/DB!I$5)*(Unit!AE525/100)*1000","v":0},{"$f":"(DmYear!$N$6*(Unit!E$468/100)/DB!J$5)*(Unit!AF525/100)*1000","v":0},{"$f":"(DmYear!$N$6*(Unit!F$468/100)/DB!K$5)*(Unit!AG525/100)*1000","v":0},{"$f":"(DmYear!$N$6*(Unit!G$468/100)/DB!L$5)*(Unit!AH525/100)*1000","v":0},{"$f":"(DmYear!$N$6*(Unit!H$468/100)/DB!M$5)*(Unit!AI525/100)*1000","v":0},{"$f":"(DmYear!$N$6*(Unit!I$468/100)/DB!N$5)*(Unit!AJ525/100)*1000","v":0},{"$f":"(DmYear!$N$6*(Unit!J$468/100)/DB!O$5)*(Unit!AK525/100)*1000","v":0},{"$f":"(DmYear!$N$6*(Unit!K$468/100)/DB!P$5)*(Unit!AL525/100)*1000","v":0},{"$f":"(DmYear!$N$6*(Unit!L$468/100)/DB!Q$5)*(Unit!AM525/100)*1000","v":0},{"$f":"(DmYear!$N$6*(Unit!M$468/100)/DB!R$5)*(Unit!AN525/100)*1000","v":0},{"$f":"(DmYear!$N$6*(Unit!N$468/100)/DB!S$5)*(Unit!AO525/100)*1000","v":0},"-",null,null,12,0,0,0,0,0,0,0,0,0,0,0,0,null,null,12,0,0,0,0,0,0,0,0,0,0,0,0,null,null,12,0,0,0,0,0,0,0,0,0,0,0,0,null,null,null,null,12,{"$f":"(DmYear!$N$33*(Unit!C$466/100)/DB!H$3)*(Unit!B525/100)*1000","v":0},{"$f":"(DmYear!$N$33*(Unit!D$466/100)/DB!I$3)*(Unit!C525/100)*1000","v":0},{"$f":"(DmYear!$N$33*(Unit!E$466/100)/DB!J$3)*(Unit!D525/100)*1000","v":0},{"$f":"(DmYear!$N$33*(Unit!F$466/100)/DB!K$3)*(Unit!E525/100)*1000","v":0},{"$f":"(DmYear!$N$33*(Unit!G$466/100)/DB!L$3)*(Unit!F525/100)*1000","v":0},{"$f":"(DmYear!$N$33*(Unit!H$466/100)/DB!M$3)*(Unit!G525/100)*1000","v":0},{"$f":"(DmYear!$N$33*(Unit!I$466/100)/DB!N$3)*(Unit!H525/100)*1000","v":0},{"$f":"(DmYear!$N$33*(Unit!J$466/100)/DB!O$3)*(Unit!I525/100)*1000","v":0},{"$f":"(DmYear!$N$33*(Unit!K$466/100)/DB!P$3)*(Unit!J525/100)*1000","v":0},{"$f":"(DmYear!$N$33*(Unit!L$466/100)/DB!Q$3)*(Unit!K525/100)*1000","v":0},{"$f":"(DmYear!$N$33*(Unit!M$466/100)/DB!R$3)*(Unit!L525/100)*1000","v":0},{"$f":"(DmYear!$N$33*(Unit!N$466/100)/DB!S$3)*(Unit!M525/100)*1000","v":0},"-",null,12,{"$f":"(DmYear!$N$33*(Unit!C$467/100)/DB!H$4)*(Unit!P525/100)*1000","v":0},{"$f":"(DmYear!$N$33*(Unit!D$467/100)/DB!I$4)*(Unit!Q525/100)*1000","v":0},{"$f":"(DmYear!$N$33*(Unit!E$467/100)/DB!J$4)*(Unit!R525/100)*1000","v":0},{"$f":"(DmYear!$N$33*(Unit!F$467/100)/DB!K$4)*(Unit!S525/100)*1000","v":0},{"$f":"(DmYear!$N$33*(Unit!G$467/100)/DB!L$4)*(Unit!T525/100)*1000","v":0},{"$f":"(DmYear!$N$33*(Unit!H$467/100)/DB!M$4)*(Unit!U525/100)*1000","v":0},{"$f":"(DmYear!$N$33*(Unit!I$467/100)/DB!N$4)*(Unit!V525/100)*1000","v":0},{"$f":"(DmYear!$N$33*(Unit!J$467/100)/DB!O$4)*(Unit!W525/100)*1000","v":0},{"$f":"(DmYear!$N$33*(Unit!K$467/100)/DB!P$4)*(Unit!X525/100)*1000","v":0},{"$f":"(DmYear!$N$33*(Unit!L$467/100)/DB!Q$4)*(Unit!Y525/100)*1000","v":0},{"$f":"(DmYear!$N$33*(Unit!M$467/100)/DB!R$4)*(Unit!Z525/100)*1000","v":0},{"$f":"(DmYear!$N$33*(Unit!N$467/100)/DB!S$4)*(Unit!AA525/100)*1000","v":0},"-",null,12,{"$f":"(DmYear!$N$33*(Unit!C$468/100)/DB!H$5)*(Unit!AD525/100)*1000","v":0},{"$f":"(DmYear!$N$33*(Unit!D$468/100)/DB!I$5)*(Unit!AE525/100)*1000","v":0},{"$f":"(DmYear!$N$33*(Unit!E$468/100)/DB!J$5)*(Unit!AF525/100)*1000","v":0},{"$f":"(DmYear!$N$33*(Unit!F$468/100)/DB!K$5)*(Unit!AG525/100)*1000","v":0},{"$f":"(DmYear!$N$33*(Unit!G$468/100)/DB!L$5)*(Unit!AH525/100)*1000","v":0},{"$f":"(DmYear!$N$33*(Unit!H$468/100)/DB!M$5)*(Unit!AI525/100)*1000","v":0},{"$f":"(DmYear!$N$33*(Unit!I$468/100)/DB!N$5)*(Unit!AJ525/100)*1000","v":0},{"$f":"(DmYear!$N$33*(Unit!J$468/100)/DB!O$5)*(Unit!AK525/100)*1000","v":0},{"$f":"(DmYear!$N$33*(Unit!K$468/100)/DB!P$5)*(Unit!AL525/100)*1000","v":0},{"$f":"(DmYear!$N$33*(Unit!L$468/100)/DB!Q$5)*(Unit!AM525/100)*1000","v":0},{"$f":"(DmYear!$N$33*(Unit!M$468/100)/DB!R$5)*(Unit!AN525/100)*1000","v":0},{"$f":"(DmYear!$N$33*(Unit!N$468/100)/DB!S$5)*(Unit!AO525/100)*1000","v":0},"-",null,null,12,0,0,0,0,0,0,0,0,0,0,0,0,null,null,12,0,0,0,0,0,0,0,0,0,0,0,0,null,null,12,0,0,0,0,0,0,0,0,0,0,0,0]
[null,15,{"$f":"(DmYear!$N$6*(Unit!C$466/100)/DB!H$3)*(Unit!B528/100)*1000","v":0},{"$f":"(DmYear!$N$6*(Unit!D$466/100)/DB!I$3)*(Unit!C528/100)*1000","v":0},{"$f":"(DmYear!$N$6*(Unit!E$466/100)/DB!J$3)*(Unit!D528/100)*1000","v":0},{"$f":"(DmYear!$N$6*(Unit!F$466/100)/DB!K$3)*(Unit!E528/100)*1000","v":0},{"$f":"(DmYear!$N$6*(Unit!G$466/100)/DB!L$3)*(Unit!F528/100)*1000","v":0},{"$f":"(DmYear!$N$6*(Unit!H$466/100)/DB!M$3)*(Unit!G528/100)*1000","v":0},{"$f":"(DmYear!$N$6*(Unit!I$466/100)/DB!N$3)*(Unit!H528/100)*1000","v":0},{"$f":"(DmYear!$N$6*(Unit!J$466/100)/DB!O$3)*(Unit!I528/100)*1000","v":0},{"$f":"(DmYear!$N$6*(Unit!K$466/100)/DB!P$3)*(Unit!J528/100)*1000","v":0},{"$f":"(DmYear!$N$6*(Unit!L$466/100)/DB!Q$3)*(Unit!K528/100)*1000","v":0},{"$f":"(DmYear!$N$6*(Unit!M$466/100)/DB!R$3)*(Unit!L528/100)*1000","v":0},{"$f":"(DmYear!$N$6*(Unit!N$466/100)/DB!S$3)*(Unit!M528/100)*1000","v":0},"-",null,15,{"$f":"(DmYear!$N$6*(Unit!C$467/100)/DB!H$4)*(Unit!P528/100)*1000","v":0},{"$f":"(DmYear!$N$6*(Unit!D$467/100)/DB!I$4)*(Unit!Q528/100)*1000","v":0},{"$f":"(DmYear!$N$6*(Unit!E$467/100)/DB!J$4)*(Unit!R528/100)*1000","v":0},{"$f":"(DmYear!$N$6*(Unit!F$467/100)/DB!K$4)*(Unit!S528/100)*1000","v":0},{"$f":"(DmYear!$N$6*(Unit!G$467/100)/DB!L$4)*(Unit!T528/100)*1000","v":0},{"$f":"(DmYear!$N$6*(Unit!H$467/100)/DB!M$4)*(Unit!U528/100)*1000","v":0},{"$f":"(DmYear!$N$6*(Unit!I$467/100)/DB!N$4)*(Unit!V528/100)*1000","v":0},{"$f":"(DmYear!$N$6*(Unit!J$467/100)/DB!O$4)*(Unit!W528/100)*1000","v":0},{"$f":"(DmYear!$N$6*(Unit!K$467/100)/DB!P$4)*(Unit!X528/100)*1000","v":0},{"$f":"(DmYear!$N$6*(Unit!L$467/100)/DB!Q$4)*(Unit!Y528/100)*1000","v":0},{"$f":"(DmYear!$N$6*(Unit!M$467/100)/DB!R$4)*(Unit!Z528/100)*1000","v":0},{"$f":"(DmYear!$N$6*(Unit!N$467/100)/DB!S$4)*(Unit!AA528/100)*1000","v":0},"-",null,15,{"$f":"(DmYear!$N$6*(Unit!C$468/100)/DB!H$5)*(Unit!AD528/100)*1000","v":0},{"$f":"(DmYear!$N$6*(Unit!D$468/100)/DB!I$5)*(Unit!AE528/100)*1000","v":0},{"$f":"(DmYear!$N$6*(Unit!E$468/100)/DB!J$5)*(Unit!AF528/100)*1000","v":0},{"$f":"(DmYear!$N$6*(Unit!F$468/100)/DB!K$5)*(Unit!AG528/100)*1000","v":0},{"$f":"(DmYear!$N$6*(Unit!G$468/100)/DB!L$5)*(Unit!AH528/100)*1000","v":0},{"$f":"(DmYear!$N$6*(Unit!H$468/100)/DB!M$5)*(Unit!AI528/100)*1000","v":0},{"$f":"(DmYear!$N$6*(Unit!I$468/100)/DB!N$5)*(Unit!AJ528/100)*1000","v":0},{"$f":"(DmYear!$N$6*(Unit!J$468/100)/DB!O$5)*(Unit!AK528/100)*1000","v":0},{"$f":"(DmYear!$N$6*(Unit!K$468/100)/DB!P$5)*(Unit!AL528/100)*1000","v":0},{"$f":"(DmYear!$N$6*(Unit!L$468/100)/DB!Q$5)*(Unit!AM528/100)*1000","v":0},{"$f":"(DmYear!$N$6*(Unit!M$468/100)/DB!R$5)*(Unit!AN528/100)*1000","v":0},{"$f":"(DmYear!$N$6*(Unit!N$468/100)/DB!S$5)*(Unit!AO528/100)*1000","v":0},"-",null,null,15,0,0,0,0,0,0,0,0,0,0,0,0,null,null,15,0,0,0,0,0,0,0,0,0,0,0,0,null,null,15,0,0,0,0,0,0,0,0,0,0,0,0,null,null,null,null,15,{"$f":"(DmYear!$N$33*(Unit!C$466/100)/DB!H$3)*(Unit!B528/100)*1000","v":0},{"$f":"(DmYear!$N$33*(Unit!D$466/100)/DB!I$3)*(Unit!C528/100)*1000","v":0},{"$f":"(DmYear!$N$33*(Unit!E$466/100)/DB!J$3)*(Unit!D528/100)*1000","v":0},{"$f":"(DmYear!$N$33*(Unit!F$466/100)/DB!K$3)*(Unit!E528/100)*1000","v":0},{"$f":"(DmYear!$N$33*(Unit!G$466/100)/DB!L$3)*(Unit!F528/100)*1000","v":0},{"$f":"(DmYear!$N$33*(Unit!H$466/100)/DB!M$3)*(Unit!G528/100)*1000","v":0},{"$f":"(DmYear!$N$33*(Unit!I$466/100)/DB!N$3)*(Unit!H528/100)*1000","v":0},{"$f":"(DmYear!$N$33*(Unit!J$466/100)/DB!O$3)*(Unit!I528/100)*1000","v":0},{"$f":"(DmYear!$N$33*(Unit!K$466/100)/DB!P$3)*(Unit!J528/100)*1000","v":0},{"$f":"(DmYear!$N$33*(Unit!L$466/100)/DB!Q$3)*(Unit!K528/100)*1000","v":0},{"$f":"(DmYear!$N$33*(Unit!M$466/100)/DB!R$3)*(Unit!L528/100)*1000","v":0},{"$f":"(DmYear!$N$33*(Unit!N$466/100)/DB!S$3)*(Unit!M528/100)*1000","v":0},"-",null,15,{"$f":"(DmYear!$N$33*(Unit!C$467/100)/DB!H$4)*(Unit!P528/100)*1000","v":0},{"$f":"(DmYear!$N$33*(Unit!D$467/100)/DB!I$4)*(Unit!Q528/100)*1000","v":0},{"$f":"(DmYear!$N$33*(Unit!E$467/100)/DB!J$4)*(Unit!R528/100)*1000","v":0},{"$f":"(DmYear!$N$33*(Unit!F$467/100)/DB!K$4)*(Unit!S528/100)*1000","v":0},{"$f":"(DmYear!$N$33*(Unit!G$467/100)/DB!L$4)*(Unit!T528/100)*1000","v":0},{"$f":"(DmYear!$N$33*(Unit!H$467/100)/DB!M$4)*(Unit!U528/100)*1000","v":0},{"$f":"(DmYear!$N$33*(Unit!I$467/100)/DB!N$4)*(Unit!V528/100)*1000","v":0},{"$f":"(DmYear!$N$33*(Unit!J$467/100)/DB!O$4)*(Unit!W528/100)*1000","v":0},{"$f":"(DmYear!$N$33*(Unit!K$467/100)/DB!P$4)*(Unit!X528/100)*1000","v":0},{"$f":"(DmYear!$N$33*(Unit!L$467/100)/DB!Q$4)*(Unit!Y528/100)*1000","v":0},{"$f":"(DmYear!$N$33*(Unit!M$467/100)/DB!R$4)*(Unit!Z528/100)*1000","v":0},{"$f":"(DmYear!$N$33*(Unit!N$467/100)/DB!S$4)*(Unit!AA528/100)*1000","v":0},"-",null,15,{"$f":"(DmYear!$N$33*(Unit!C$468/100)/DB!H$5)*(Unit!AD528/100)*1000","v":0},{"$f":"(DmYear!$N$33*(Unit!D$468/100)/DB!I$5)*(Unit!AE528/100)*1000","v":0},{"$f":"(DmYear!$N$33*(Unit!E$468/100)/DB!J$5)*(Unit!AF528/100)*1000","v":0},{"$f":"(DmYear!$N$33*(Unit!F$468/100)/DB!K$5)*(Unit!AG528/100)*1000","v":0},{"$f":"(DmYear!$N$33*(Unit!G$468/100)/DB!L$5)*(Unit!AH528/100)*1000","v":0},{"$f":"(DmYear!$N$33*(Unit!H$468/100)/DB!M$5)*(Unit!AI528/100)*1000","v":0},{"$f":"(DmYear!$N$33*(Unit!I$468/100)/DB!N$5)*(Unit!AJ528/100)*1000","v":0},{"$f":"(DmYear!$N$33*(Unit!J$468/100)/DB!O$5)*(Unit!AK528/100)*1000","v":0},{"$f":"(DmYear!$N$33*(Unit!K$468/100)/DB!P$5)*(Unit!AL528/100)*1000","v":0},{"$f":"(DmYear!$N$33*(Unit!L$468/100)/DB!Q$5)*(Unit!AM528/100)*1000","v":0},{"$f":"(DmYear!$N$33*(Unit!M$468/100)/DB!R$5)*(Unit!AN528/100)*1000","v":0},{"$f":"(DmYear!$N$33*(Unit!N$468/100)/DB!S$5)*(Unit!AO528/100)*1000","v":0},"-",null,null,15,0,0,0,0,0,0,0,0,0,0,0,0,null,null,15,0,0,0,0,0,0,0,0,0,0,0,0,null,null,15,0,0,0,0,0,0,0,0,0,0,0,0]
[null,17,{"$f":"(DmYear!$N$6*(Unit!C$466/100)/DB!H$3)*(Unit!B530/100)*1000","v":0},{"$f":"(DmYear!$N$6*(Unit!D$466/100)/DB!I$3)*(Unit!C530/100)*1000","v":0},{"$f":"(DmYear!$N$6*(Unit!E$466/100)/DB!J$3)*(Unit!D530/100)*1000","v":0},{"$f":"(DmYear!$N$6*(Unit!F$466/100)/DB!K$3)*(Unit!E530/100)*1000","v":0},{"$f":"(DmYear!$N$6*(Unit!G$466/100)/DB!L$3)*(Unit!F530/100)*1000","v":0},{"$f":"(DmYear!$N$6*(Unit!H$466/100)/DB!M$3)*(Unit!G530/100)*1000","v":0},{"$f":"(DmYear!$N$6*(Unit!I$466/100)/DB!N$3)*(Unit!H530/100)*1000","v":0},{"$f":"(DmYear!$N$6*(Unit!J$466/100)/DB!O$3)*(Unit!I530/100)*1000","v":0},{"$f":"(DmYear!$N$6*(Unit!K$466/100)/DB!P$3)*(Unit!J530/100)*1000","v":0},{"$f":"(DmYear!$N$6*(Unit!L$466/100)/DB!Q$3)*(Unit!K530/100)*1000","v":0},{"$f":"(DmYear!$N$6*(Unit!M$466/100)/DB!R$3)*(Unit!L530/100)*1000","v":0},{"$f":"(DmYear!$N$6*(Unit!N$466/100)/DB!S$3)*(Unit!M530/100)*1000","v":0},"-",null,17,{"$f":"(DmYear!$N$6*(Unit!C$467/100)/DB!H$4)*(Unit!P530/100)*1000","v":0},{"$f":"(DmYear!$N$6*(Unit!D$467/100)/DB!I$4)*(Unit!Q530/100)*1000","v":0},{"$f":"(DmYear!$N$6*(Unit!E$467/100)/DB!J$4)*(Unit!R530/100)*1000","v":0},{"$f":"(DmYear!$N$6*(Unit!F$467/100)/DB!K$4)*(Unit!S530/100)*1000","v":0},{"$f":"(DmYear!$N$6*(Unit!G$467/100)/DB!L$4)*(Unit!T530/100)*1000","v":0},{"$f":"(DmYear!$N$6*(Unit!H$467/100)/DB!M$4)*(Unit!U530/100)*1000","v":0},{"$f":"(DmYear!$N$6*(Unit!I$467/100)/DB!N$4)*(Unit!V530/100)*1000","v":0},{"$f":"(DmYear!$N$6*(Unit!J$467/100)/DB!O$4)*(Unit!W530/100)*1000","v":0},{"$f":"(DmYear!$N$6*(Unit!K$467/100)/DB!P$4)*(Unit!X530/100)*1000","v":0},{"$f":"(DmYear!$N$6*(Unit!L$467/100)/DB!Q$4)*(Unit!Y530/100)*1000","v":0},{"$f":"(DmYear!$N$6*(Unit!M$467/100)/DB!R$4)*(Unit!Z530/100)*1000","v":0},{"$f":"(DmYear!$N$6*(Unit!N$467/100)/DB!S$4)*(Unit!AA530/100)*1000","v":0},"-",null,17,{"$f":"(DmYear!$N$6*(Unit!C$468/100)/DB!H$5)*(Unit!AD530/100)*1000","v":0},{"$f":"(DmYear!$N$6*(Unit!D$468/100)/DB!I$5)*(Unit!AE530/100)*1000","v":0},{"$f":"(DmYear!$N$6*(Unit!E$468/100)/DB!J$5)*(Unit!AF530/100)*1000","v":0},{"$f":"(DmYear!$N$6*(Unit!F$468/100)/DB!K$5)*(Unit!AG530/100)*1000","v":0},{"$f":"(DmYear!$N$6*(Unit!G$468/100)/DB!L$5)*(Unit!AH530/100)*1000","v":0},{"$f":"(DmYear!$N$6*(Unit!H$468/100)/DB!M$5)*(Unit!AI530/100)*1000","v":0},{"$f":"(DmYear!$N$6*(Unit!I$468/100)/DB!N$5)*(Unit!AJ530/100)*1000","v":0},{"$f":"(DmYear!$N$6*(Unit!J$468/100)/DB!O$5)*(Unit!AK530/100)*1000","v":0},{"$f":"(DmYear!$N$6*(Unit!K$468/100)/DB!P$5)*(Unit!AL530/100)*1000","v":0},{"$f":"(DmYear!$N$6*(Unit!L$468/100)/DB!Q$5)*(Unit!AM530/100)*1000","v":0},{"$f":"(DmYear!$N$6*(Unit!M$468/100)/DB!R$5)*(Unit!AN530/100)*1000","v":0},{"$f":"(DmYear!$N$6*(Unit!N$468/100)/DB!S$5)*(Unit!AO530/100)*1000","v":0},"-",null,null,17,0,0,0,0,0,0,0,0,0,0,0,0,null,null,17,0,0,0,0,0,0,0,0,0,0,0,0,null,null,17,0,0,0,0,0,0,0,0,0,0,0,0,null,null,null,null,17,{"$f":"(DmYear!$N$33*(Unit!C$466/100)/DB!H$3)*(Unit!B530/100)*1000","v":0},{"$f":"(DmYear!$N$33*(Unit!D$466/100)/DB!I$3)*(Unit!C530/100)*1000","v":0},{"$f":"(DmYear!$N$33*(Unit!E$466/100)/DB!J$3)*(Unit!D530/100)*1000","v":0},{"$f":"(DmYear!$N$33*(Unit!F$466/100)/DB!K$3)*(Unit!E530/100)*1000","v":0},{"$f":"(DmYear!$N$33*(Unit!G$466/100)/DB!L$3)*(Unit!F530/100)*1000","v":0},{"$f":"(DmYear!$N$33*(Unit!H$466/100)/DB!M$3)*(Unit!G530/100)*1000","v":0},{"$f":"(DmYear!$N$33*(Unit!I$466/100)/DB!N$3)*(Unit!H530/100)*1000","v":0},{"$f":"(DmYear!$N$33*(Unit!J$466/100)/DB!O$3)*(Unit!I530/100)*1000","v":0},{"$f":"(DmYear!$N$33*(Unit!K$466/100)/DB!P$3)*(Unit!J530/100)*1000","v":0},{"$f":"(DmYear!$N$33*(Unit!L$466/100)/DB!Q$3)*(Unit!K530/100)*1000","v":0},{"$f":"(DmYear!$N$33*(Unit!M$466/100)/DB!R$3)*(Unit!L530/100)*1000","v":0},{"$f":"(DmYear!$N$33*(Unit!N$466/100)/DB!S$3)*(Unit!M530/100)*1000","v":0},"-",null,17,{"$f":"(DmYear!$N$33*(Unit!C$467/100)/DB!H$4)*(Unit!P530/100)*1000","v":0},{"$f":"(DmYear!$N$33*(Unit!D$467/100)/DB!I$4)*(Unit!Q530/100)*1000","v":0},{"$f":"(DmYear!$N$33*(Unit!E$467/100)/DB!J$4)*(Unit!R530/100)*1000","v":0},{"$f":"(DmYear!$N$33*(Unit!F$467/100)/DB!K$4)*(Unit!S530/100)*1000","v":0},{"$f":"(DmYear!$N$33*(Unit!G$467/100)/DB!L$4)*(Unit!T530/100)*1000","v":0},{"$f":"(DmYear!$N$33*(Unit!H$467/100)/DB!M$4)*(Unit!U530/100)*1000","v":0},{"$f":"(DmYear!$N$33*(Unit!I$467/100)/DB!N$4)*(Unit!V530/100)*1000","v":0},{"$f":"(DmYear!$N$33*(Unit!J$467/100)/DB!O$4)*(Unit!W530/100)*1000","v":0},{"$f":"(DmYear!$N$33*(Unit!K$467/100)/DB!P$4)*(Unit!X530/100)*1000","v":0},{"$f":"(DmYear!$N$33*(Unit!L$467/100)/DB!Q$4)*(Unit!Y530/100)*1000","v":0},{"$f":"(DmYear!$N$33*(Unit!M$467/100)/DB!R$4)*(Unit!Z530/100)*1000","v":0},{"$f":"(DmYear!$N$33*(Unit!N$467/100)/DB!S$4)*(Unit!AA530/100)*1000","v":0},"-",null,17,{"$f":"(DmYear!$N$33*(Unit!C$468/100)/DB!H$5)*(Unit!AD530/100)*1000","v":0},{"$f":"(DmYear!$N$33*(Unit!D$468/100)/DB!I$5)*(Unit!AE530/100)*1000","v":0},{"$f":"(DmYear!$N$33*(Unit!E$468/100)/DB!J$5)*(Unit!AF530/100)*1000","v":0},{"$f":"(DmYear!$N$33*(Unit!F$468/100)/DB!K$5)*(Unit!AG530/100)*1000","v":0},{"$f":"(DmYear!$N$33*(Unit!G$468/100)/DB!L$5)*(Unit!AH530/100)*1000","v":0},{"$f":"(DmYear!$N$33*(Unit!H$468/100)/DB!M$5)*(Unit!AI530/100)*1000","v":0},{"$f":"(DmYear!$N$33*(Unit!I$468/100)/DB!N$5)*(Unit!AJ530/100)*1000","v":0},{"$f":"(DmYear!$N$33*(Unit!J$468/100)/DB!O$5)*(Unit!AK530/100)*1000","v":0},{"$f":"(DmYear!$N$33*(Unit!K$468/100)/DB!P$5)*(Unit!AL530/100)*1000","v":0},{"$f":"(DmYear!$N$33*(Unit!L$468/100)/DB!Q$5)*(Unit!AM530/100)*1000","v":0},{"$f":"(DmYear!$N$33*(Unit!M$468/100)/DB!R$5)*(Unit!AN530/100)*1000","v":0},{"$f":"(DmYear!$N$33*(Unit!N$468/100)/DB!S$5)*(Unit!AO530/100)*1000","v":0},"-",null,null,17,0,0,0,0,0,0,0,0,0,0,0,0,null,null,17,0,0,0,0,0,0,0,0,0,0,0,0,null,null,17,0,0,0,0,0,0,0,0,0,0,0,0]
[null,20,{"$f":"(DmYear!$N$6*(Unit!C$466/100)/DB!H$3)*(Unit!B533/100)*1000","v":0},{"$f":"(DmYear!$N$6*(Unit!D$466/100)/DB!I$3)*(Unit!C533/100)*1000","v":0},{"$f":"(DmYear!$N$6*(Unit!E$466/100)/DB!J$3)*(Unit!D533/100)*1000","v":0},{"$f":"(DmYear!$N$6*(Unit!F$466/100)/DB!K$3)*(Unit!E533/100)*1000","v":0},{"$f":"(DmYear!$N$6*(Unit!G$466/100)/DB!L$3)*(Unit!F533/100)*1000","v":0},{"$f":"(DmYear!$N$6*(Unit!H$466/100)/DB!M$3)*(Unit!G533/100)*1000","v":0},{"$f":"(DmYear!$N$6*(Unit!I$466/100)/DB!N$3)*(Unit!H533/100)*1000","v":0},{"$f":"(DmYear!$N$6*(Unit!J$466/100)/DB!O$3)*(Unit!I533/100)*1000","v":0},{"$f":"(DmYear!$N$6*(Unit!K$466/100)/DB!P$3)*(Unit!J533/100)*1000","v":0},{"$f":"(DmYear!$N$6*(Unit!L$466/100)/DB!Q$3)*(Unit!K533/100)*1000","v":0},{"$f":"(DmYear!$N$6*(Unit!M$466/100)/DB!R$3)*(Unit!L533/100)*1000","v":0},{"$f":"(DmYear!$N$6*(Unit!N$466/100)/DB!S$3)*(Unit!M533/100)*1000","v":0},"-",null,20,{"$f":"(DmYear!$N$6*(Unit!C$467/100)/DB!H$4)*(Unit!P533/100)*1000","v":0},{"$f":"(DmYear!$N$6*(Unit!D$467/100)/DB!I$4)*(Unit!Q533/100)*1000","v":0},{"$f":"(DmYear!$N$6*(Unit!E$467/100)/DB!J$4)*(Unit!R533/100)*1000","v":0},{"$f":"(DmYear!$N$6*(Unit!F$467/100)/DB!K$4)*(Unit!S533/100)*1000","v":0},{"$f":"(DmYear!$N$6*(Unit!G$467/100)/DB!L$4)*(Unit!T533/100)*1000","v":0},{"$f":"(DmYear!$N$6*(Unit!H$467/100)/DB!M$4)*(Unit!U533/100)*1000","v":0},{"$f":"(DmYear!$N$6*(Unit!I$467/100)/DB!N$4)*(Unit!V533/100)*1000","v":0},{"$f":"(DmYear!$N$6*(Unit!J$467/100)/DB!O$4)*(Unit!W533/100)*1000","v":0},{"$f":"(DmYear!$N$6*(Unit!K$467/100)/DB!P$4)*(Unit!X533/100)*1000","v":0},{"$f":"(DmYear!$N$6*(Unit!L$467/100)/DB!Q$4)*(Unit!Y533/100)*1000","v":0},{"$f":"(DmYear!$N$6*(Unit!M$467/100)/DB!R$4)*(Unit!Z533/100)*1000","v":0},{"$f":"(DmYear!$N$6*(Unit!N$467/100)/DB!S$4)*(Unit!AA533/100)*1000","v":0},"-",null,20,{"$f":"(DmYear!$N$6*(Unit!C$468/100)/DB!H$5)*(Unit!AD533/100)*1000","v":0},{"$f":"(DmYear!$N$6*(Unit!D$468/100)/DB!I$5)*(Unit!AE533/100)*1000","v":0},{"$f":"(DmYear!$N$6*(Unit!E$468/100)/DB!J$5)*(Unit!AF533/100)*1000","v":0},{"$f":"(DmYear!$N$6*(Unit!F$468/100)/DB!K$5)*(Unit!AG533/100)*1000","v":0},{"$f":"(DmYear!$N$6*(Unit!G$468/100)/DB!L$5)*(Unit!AH533/100)*1000","v":0},{"$f":"(DmYear!$N$6*(Unit!H$468/100)/DB!M$5)*(Unit!AI533/100)*1000","v":0},{"$f":"(DmYear!$N$6*(Unit!I$468/100)/DB!N$5)*(Unit!AJ533/100)*1000","v":0},{"$f":"(DmYear!$N$6*(Unit!J$468/100)/DB!O$5)*(Unit!AK533/100)*1000","v":0},{"$f":"(DmYear!$N$6*(Unit!K$468/100)/DB!P$5)*(Unit!AL533/100)*1000","v":0},{"$f":"(DmYear!$N$6*(Unit!L$468/100)/DB!Q$5)*(Unit!AM533/100)*1000","v":0},{"$f":"(DmYear!$N$6*(Unit!M$468/100)/DB!R$5)*(Unit!AN533/100)*1000","v":0},{"$f":"(DmYear!$N$6*(Unit!N$468/100)/DB!S$5)*(Unit!AO533/100)*1000","v":0},"-",null,null,20,0,0,0,0,0,0,0,0,0,0,0,0,null,null,20,0,0,0,0,0,0,0,0,0,0,0,0,null,null,20,0,0,0,0,0,0,0,0,0,0,0,0,null,null,null,null,20,{"$f":"(DmYear!$N$33*(Unit!C$466/100)/DB!H$3)*(Unit!B533/100)*1000","v":0},{"$f":"(DmYear!$N$33*(Unit!D$466/100)/DB!I$3)*(Unit!C533/100)*1000","v":0},{"$f":"(DmYear!$N$33*(Unit!E$466/100)/DB!J$3)*(Unit!D533/100)*1000","v":0},{"$f":"(DmYear!$N$33*(Unit!F$466/100)/DB!K$3)*(Unit!E533/100)*1000","v":0},{"$f":"(DmYear!$N$33*(Unit!G$466/100)/DB!L$3)*(Unit!F533/100)*1000","v":0},{"$f":"(DmYear!$N$33*(Unit!H$466/100)/DB!M$3)*(Unit!G533/100)*1000","v":0},{"$f":"(DmYear!$N$33*(Unit!I$466/100)/DB!N$3)*(Unit!H533/100)*1000","v":0},{"$f":"(DmYear!$N$33*(Unit!J$466/100)/DB!O$3)*(Unit!I533/100)*1000","v":0},{"$f":"(DmYear!$N$33*(Unit!K$466/100)/DB!P$3)*(Unit!J533/100)*1000","v":0},{"$f":"(DmYear!$N$33*(Unit!L$466/100)/DB!Q$3)*(Unit!K533/100)*1000","v":0},{"$f":"(DmYear!$N$33*(Unit!M$466/100)/DB!R$3)*(Unit!L533/100)*1000","v":0},{"$f":"(DmYear!$N$33*(Unit!N$466/100)/DB!S$3)*(Unit!M533/100)*1000","v":0},"-",null,20,{"$f":"(DmYear!$N$33*(Unit!C$467/100)/DB!H$4)*(Unit!P533/100)*1000","v":0},{"$f":"(DmYear!$N$33*(Unit!D$467/100)/DB!I$4)*(Unit!Q533/100)*1000","v":0},{"$f":"(DmYear!$N$33*(Unit!E$467/100)/DB!J$4)*(Unit!R533/100)*1000","v":0},{"$f":"(DmYear!$N$33*(Unit!F$467/100)/DB!K$4)*(Unit!S533/100)*1000","v":0},{"$f":"(DmYear!$N$33*(Unit!G$467/100)/DB!L$4)*(Unit!T533/100)*1000","v":0},{"$f":"(DmYear!$N$33*(Unit!H$467/100)/DB!M$4)*(Unit!U533/100)*1000","v":0},{"$f":"(DmYear!$N$33*(Unit!I$467/100)/DB!N$4)*(Unit!V533/100)*1000","v":0},{"$f":"(DmYear!$N$33*(Unit!J$467/100)/DB!O$4)*(Unit!W533/100)*1000","v":0},{"$f":"(DmYear!$N$33*(Unit!K$467/100)/DB!P$4)*(Unit!X533/100)*1000","v":0},{"$f":"(DmYear!$N$33*(Unit!L$467/100)/DB!Q$4)*(Unit!Y533/100)*1000","v":0},{"$f":"(DmYear!$N$33*(Unit!M$467/100)/DB!R$4)*(Unit!Z533/100)*1000","v":0},{"$f":"(DmYear!$N$33*(Unit!N$467/100)/DB!S$4)*(Unit!AA533/100)*1000","v":0},"-",null,20,{"$f":"(DmYear!$N$33*(Unit!C$468/100)/DB!H$5)*(Unit!AD533/100)*1000","v":0},{"$f":"(DmYear!$N$33*(Unit!D$468/100)/DB!I$5)*(Unit!AE533/100)*1000","v":0},{"$f":"(DmYear!$N$33*(Unit!E$468/100)/DB!J$5)*(Unit!AF533/100)*1000","v":0},{"$f":"(DmYear!$N$33*(Unit!F$468/100)/DB!K$5)*(Unit!AG533/100)*1000","v":0},{"$f":"(DmYear!$N$33*(Unit!G$468/100)/DB!L$5)*(Unit!AH533/100)*1000","v":0},{"$f":"(DmYear!$N$33*(Unit!H$468/100)/DB!M$5)*(Unit!AI533/100)*1000","v":0},{"$f":"(DmYear!$N$33*(Unit!I$468/100)/DB!N$5)*(Unit!AJ533/100)*1000","v":0},{"$f":"(DmYear!$N$33*(Unit!J$468/100)/DB!O$5)*(Unit!AK533/100)*1000","v":0},{"$f":"(DmYear!$N$33*(Unit!K$468/100)/DB!P$5)*(Unit!AL533/100)*1000","v":0},{"$f":"(DmYear!$N$33*(Unit!L$468/100)/DB!Q$5)*(Unit!AM533/100)*1000","v":0},{"$f":"(DmYear!$N$33*(Unit!M$468/100)/DB!R$5)*(Unit!AN533/100)*1000","v":0},{"$f":"(DmYear!$N$33*(Unit!N$468/100)/DB!S$5)*(Unit!AO533/100)*1000","v":0},"-",null,null,20,0,0,0,0,0,0,0,0,0,0,0,0,null,null,20,0,0,0,0,0,0,0,0,0,0,0,0,null,null,20,0,0,0,0,0,0,0,0,0,0,0,0]
[null,21,{"$f":"(DmYear!$N$6*(Unit!C$466/100)/DB!H$3)*(Unit!B534/100)*1000","v":0},{"$f":"(DmYear!$N$6*(Unit!D$466/100)/DB!I$3)*(Unit!C534/100)*1000","v":0},{"$f":"(DmYear!$N$6*(Unit!E$466/100)/DB!J$3)*(Unit!D534/100)*1000","v":0},{"$f":"(DmYear!$N$6*(Unit!F$466/100)/DB!K$3)*(Unit!E534/100)*1000","v":0},{"$f":"(DmYear!$N$6*(Unit!G$466/100)/DB!L$3)*(Unit!F534/100)*1000","v":0},{"$f":"(DmYear!$N$6*(Unit!H$466/100)/DB!M$3)*(Unit!G534/100)*1000","v":0},{"$f":"(DmYear!$N$6*(Unit!I$466/100)/DB!N$3)*(Unit!H534/100)*1000","v":0},{"$f":"(DmYear!$N$6*(Unit!J$466/100)/DB!O$3)*(Unit!I534/100)*1000","v":0},{"$f":"(DmYear!$N$6*(Unit!K$466/100)/DB!P$3)*(Unit!J534/100)*1000","v":0},{"$f":"(DmYear!$N$6*(Unit!L$466/100)/DB!Q$3)*(Unit!K534/100)*1000","v":0},{"$f":"(DmYear!$N$6*(Unit!M$466/100)/DB!R$3)*(Unit!L534/100)*1000","v":0},{"$f":"(DmYear!$N$6*(Unit!N$466/100)/DB!S$3)*(Unit!M534/100)*1000","v":0},"-",null,21,{"$f":"(DmYear!$N$6*(Unit!C$467/100)/DB!H$4)*(Unit!P534/100)*1000","v":0},{"$f":"(DmYear!$N$6*(Unit!D$467/100)/DB!I$4)*(Unit!Q534/100)*1000","v":0},{"$f":"(DmYear!$N$6*(Unit!E$467/100)/DB!J$4)*(Unit!R534/100)*1000","v":0},{"$f":"(DmYear!$N$6*(Unit!F$467/100)/DB!K$4)*(Unit!S534/100)*1000","v":0},{"$f":"(DmYear!$N$6*(Unit!G$467/100)/DB!L$4)*(Unit!T534/100)*1000","v":0},{"$f":"(DmYear!$N$6*(Unit!H$467/100)/DB!M$4)*(Unit!U534/100)*1000","v":0},{"$f":"(DmYear!$N$6*(Unit!I$467/100)/DB!N$4)*(Unit!V534/100)*1000","v":0},{"$f":"(DmYear!$N$6*(Unit!J$467/100)/DB!O$4)*(Unit!W534/100)*1000","v":0},{"$f":"(DmYear!$N$6*(Unit!K$467/100)/DB!P$4)*(Unit!X534/100)*1000","v":0},{"$f":"(DmYear!$N$6*(Unit!L$467/100)/DB!Q$4)*(Unit!Y534/100)*1000","v":0},{"$f":"(DmYear!$N$6*(Unit!M$467/100)/DB!R$4)*(Unit!Z534/100)*1000","v":0},{"$f":"(DmYear!$N$6*(Unit!N$467/100)/DB!S$4)*(Unit!AA534/100)*1000","v":0},"-",null,21,{"$f":"(DmYear!$N$6*(Unit!C$468/100)/DB!H$5)*(Unit!AD534/100)*1000","v":0},{"$f":"(DmYear!$N$6*(Unit!D$468/100)/DB!I$5)*(Unit!AE534/100)*1000","v":0},{"$f":"(DmYear!$N$6*(Unit!E$468/100)/DB!J$5)*(Unit!AF534/100)*1000","v":0},{"$f":"(DmYear!$N$6*(Unit!F$468/100)/DB!K$5)*(Unit!AG534/100)*1000","v":0},{"$f":"(DmYear!$N$6*(Unit!G$468/100)/DB!L$5)*(Unit!AH534/100)*1000","v":0},{"$f":"(DmYear!$N$6*(Unit!H$468/100)/DB!M$5)*(Unit!AI534/100)*1000","v":0},{"$f":"(DmYear!$N$6*(Unit!I$468/100)/DB!N$5)*(Unit!AJ534/100)*1000","v":0},{"$f":"(DmYear!$N$6*(Unit!J$468/100)/DB!O$5)*(Unit!AK534/100)*1000","v":0},{"$f":"(DmYear!$N$6*(Unit!K$468/100)/DB!P$5)*(Unit!AL534/100)*1000","v":0},{"$f":"(DmYear!$N$6*(Unit!L$468/100)/DB!Q$5)*(Unit!AM534/100)*1000","v":0},{"$f":"(DmYear!$N$6*(Unit!M$468/100)/DB!R$5)*(Unit!AN534/100)*1000","v":0},{"$f":"(DmYear!$N$6*(Unit!N$468/100)/DB!S$5)*(Unit!AO534/100)*1000","v":0},"-",null,null,21,0,0,0,0,0,0,0,0,0,0,0,0,null,null,21,0,0,0,0,0,0,0,0,0,0,0,0,null,null,21,0,0,0,0,0,0,0,0,0,0,0,0,null,null,null,null,21,{"$f":"(DmYear!$N$33*(Unit!C$466/100)/DB!H$3)*(Unit!B534/100)*1000","v":0},{"$f":"(DmYear!$N$33*(Unit!D$466/100)/DB!I$3)*(Unit!C534/100)*1000","v":0},{"$f":"(DmYear!$N$33*(Unit!E$466/100)/DB!J$3)*(Unit!D534/100)*1000","v":0},{"$f":"(DmYear!$N$33*(Unit!F$466/100)/DB!K$3)*(Unit!E534/100)*1000","v":0},{"$f":"(DmYear!$N$33*(Unit!G$466/100)/DB!L$3)*(Unit!F534/100)*1000","v":0},{"$f":"(DmYear!$N$33*(Unit!H$466/100)/DB!M$3)*(Unit!G534/100)*1000","v":0},{"$f":"(DmYear!$N$33*(Unit!I$466/100)/DB!N$3)*(Unit!H534/100)*1000","v":0},{"$f":"(DmYear!$N$33*(Unit!J$466/100)/DB!O$3)*(Unit!I534/100)*1000","v":0},{"$f":"(DmYear!$N$33*(Unit!K$466/100)/DB!P$3)*(Unit!J534/100)*1000","v":0},{"$f":"(DmYear!$N$33*(Unit!L$466/100)/DB!Q$3)*(Unit!K534/100)*1000","v":0},{"$f":"(DmYear!$N$33*(Unit!M$466/100)/DB!R$3)*(Unit!L534/100)*1000","v":0},{"$f":"(DmYear!$N$33*(Unit!N$466/100)/DB!S$3)*(Unit!M534/100)*1000","v":0},"-",null,21,{"$f":"(DmYear!$N$33*(Unit!C$467/100)/DB!H$4)*(Unit!P534/100)*1000","v":0},{"$f":"(DmYear!$N$33*(Unit!D$467/100)/DB!I$4)*(Unit!Q534/100)*1000","v":0},{"$f":"(DmYear!$N$33*(Unit!E$467/100)/DB!J$4)*(Unit!R534/100)*1000","v":0},{"$f":"(DmYear!$N$33*(Unit!F$467/100)/DB!K$4)*(Unit!S534/100)*1000","v":0},{"$f":"(DmYear!$N$33*(Unit!G$467/100)/DB!L$4)*(Unit!T534/100)*1000","v":0},{"$f":"(DmYear!$N$33*(Unit!H$467/100)/DB!M$4)*(Unit!U534/100)*1000","v":0},{"$f":"(DmYear!$N$33*(Unit!I$467/100)/DB!N$4)*(Unit!V534/100)*1000","v":0},{"$f":"(DmYear!$N$33*(Unit!J$467/100)/DB!O$4)*(Unit!W534/100)*1000","v":0},{"$f":"(DmYear!$N$33*(Unit!K$467/100)/DB!P$4)*(Unit!X534/100)*1000","v":0},{"$f":"(DmYear!$N$33*(Unit!L$467/100)/DB!Q$4)*(Unit!Y534/100)*1000","v":0},{"$f":"(DmYear!$N$33*(Unit!M$467/100)/DB!R$4)*(Unit!Z534/100)*1000","v":0},{"$f":"(DmYear!$N$33*(Unit!N$467/100)/DB!S$4)*(Unit!AA534/100)*1000","v":0},"-",null,21,{"$f":"(DmYear!$N$33*(Unit!C$468/100)/DB!H$5)*(Unit!AD534/100)*1000","v":0},{"$f":"(DmYear!$N$33*(Unit!D$468/100)/DB!I$5)*(Unit!AE534/100)*1000","v":0},{"$f":"(DmYear!$N$33*(Unit!E$468/100)/DB!J$5)*(Unit!AF534/100)*1000","v":0},{"$f":"(DmYear!$N$33*(Unit!F$468/100)/DB!K$5)*(Unit!AG534/100)*1000","v":0},{"$f":"(DmYear!$N$33*(Unit!G$468/100)/DB!L$5)*(Unit!AH534/100)*1000","v":0},{"$f":"(DmYear!$N$33*(Unit!H$468/100)/DB!M$5)*(Unit!AI534/100)*1000","v":0},{"$f":"(DmYear!$N$33*(Unit!I$468/100)/DB!N$5)*(Unit!AJ534/100)*1000","v":0},{"$f":"(DmYear!$N$33*(Unit!J$468/100)/DB!O$5)*(Unit!AK534/100)*1000","v":0},{"$f":"(DmYear!$N$33*(Unit!K$468/100)/DB!P$5)*(Unit!AL534/100)*1000","v":0},{"$f":"(DmYear!$N$33*(Unit!L$468/100)/DB!Q$5)*(Unit!AM534/100)*1000","v":0},{"$f":"(DmYear!$N$33*(Unit!M$468/100)/DB!R$5)*(Unit!AN534/100)*1000","v":0},{"$f":"(DmYear!$N$33*(Unit!N$468/100)/DB!S$5)*(Unit!AO534/100)*1000","v":0},"-",null,null,21,0,0,0,0,0,0,0,0,0,0,0,0,null,null,21,0,0,0,0,0,0,0,0,0,0,0,0,null,null,21,0,0,0,0,0,0,0,0,0,0,0,0]
[null,"日",{"$f":"DB!$H$3","v":20},{"$f":"DB!$I$3","v":20},{"$f":"DB!$J$3","v":22},{"$f":"DB!$K$3","v":20},{"$f":"DB!$L$3","v":20},{"$f":"DB!$M$3","v":22},{"$f":"DB!$N$3","v":20},{"$f":"DB!$O$3","v":23},{"$f":"DB!$P$3","v":20},{"$f":"DB!$Q$3","v":21},{"$f":"DB!$R$3","v":20},{"$f":"DB!$S$3","v":21},{"$f":"SUM(C538:N538)","v":249},null,"日",{"$f":"DB!$H$4","v":4},{"$f":"DB!$I$4","v":3},{"$f":"DB!$J$4","v":4},{"$f":"DB!$K$4","v":4},{"$f":"DB!$L$4","v":4},{"$f":"DB!$M$4","v":4},{"$f":"DB!$N$4","v":5},{"$f":"DB!$O$4","v":4},{"$f":"DB!$P$4","v":4},{"$f":"DB!$Q$4","v":4},{"$f":"DB!$R$4","v":4},{"$f":"DB!$S$4","v":4},{"$f":"SUM(R538:AC538)","v":48},null,"日",{"$f":"DB!$H$5","v":7},{"$f":"DB!$I$5","v":5},{"$f":"DB!$J$5","v":5},{"$f":"DB!$K$5","v":6},{"$f":"DB!$L$5","v":7},{"$f":"DB!$M$5","v":4},{"$f":"DB!$N$5","v":6},{"$f":"DB!$O$5","v":4},{"$f":"DB!$P$5","v":6},{"$f":"DB!$Q$5","v":6},{"$f":"DB!$R$5","v":6},{"$f":"DB!$S$5","v":6},{"$f":"SUM(AG538:AR538)","v":68},null,null,null,null,null,null,null,null,null,null,null,null,null,null,null,null,null,null,null,null,null,null,null,null,null,null,null,null,null,null,null,null,null,null,null,null,null,null,null,null,null,null,null,null,null,null,null,null,null,"日",{"$f":"DB!$H$3","v":20},{"$f":"DB!$I$3","v":20},{"$f":"DB!$J$3","v":22},{"$f":"DB!$K$3","v":20},{"$f":"DB!$L$3","v":20},{"$f":"DB!$M$3","v":22},{"$f":"DB!$N$3","v":20},{"$f":"DB!$O$3","v":23},{"$f":"DB!$P$3","v":20},{"$f":"DB!$Q$3","v":21},{"$f":"DB!$R$3","v":20},{"$f":"DB!$S$3","v":21},{"$f":"SUM(CR538:DC538)","v":249},null,"日",{"$f":"DB!$H$4","v":4},{"$f":"DB!$I$4","v":3},{"$f":"DB!$J$4","v":4},{"$f":"DB!$K$4","v":4},{"$f":"DB!$L$4","v":4},{"$f":"DB!$M$4","v":4},{"$f":"DB!$N$4","v":5},{"$f":"DB!$O$4","v":4},{"$f":"DB!$P$4","v":4},{"$f":"DB!$Q$4","v":4},{"$f":"DB!$R$4","v":4},{"$f":"DB!$S$4","v":4},{"$f":"SUM(DG538:DR538)","v":48},null,"日",{"$f":"DB!$H$5","v":7},{"$f":"DB!$I$5","v":5},{"$f":"DB!$J$5","v":5},{"$f":"DB!$K$5","v":6},{"$f":"DB!$L$5","v":7},{"$f":"DB!$M$5","v":4},{"$f":"DB!$N$5","v":6},{"$f":"DB!$O$5","v":4},{"$f":"DB!$P$5","v":6},{"$f":"DB!$Q$5","v":6},{"$f":"DB!$R$5","v":6},{"$f":"DB!$S$5","v":6},{"$f":"SUM(DV538:EG538)","v":68}]
[null,"GJ/月",{"$f":"C537*C538","v":0},{"$f":"D537*D538","v":0},{"$f":"E537*E538","v":0},{"$f":"F537*F538","v":0},{"$f":"G537*G538","v":0},{"$f":"H537*H538","v":0},{"$f":"I537*I538","v":0},{"$f":"J537*J538","v":0},{"$f":"K537*K538","v":0},{"$f":"L537*L538","v":0},{"$f":"M537*M538","v":0},{"$f":"N537*N538","v":0},{"$f":"SUM(C539:N539)","v":0},null,"GJ/月",{"$f":"R537*R538","v":0},{"$f":"S537*S538","v":0},{"$f":"T537*T538","v":0},{"$f":"U537*U538","v":0},{"$f":"V537*V538","v":0},{"$f":"W537*W538","v":0},{"$f":"X537*X538","v":0},{"$f":"Y537*Y538","v":0},{"$f":"Z537*Z538","v":0},{"$f":"AA537*AA538","v":0},{"$f":"AB537*AB538","v":0},{"$f":"AC537*AC538","v":0},{"$f":"SUM(R539:AC539)","v":0},null,"GJ/月",{"$f":"AG537*AG538","v":0},{"$f":"AH537*AH538","v":0},{"$f":"AI537*AI538","v":0},{"$f":"AJ537*AJ538","v":0},{"$f":"AK537*AK538","v":0},{"$f":"AL537*AL538","v":0},{"$f":"AM537*AM538","v":0},{"$f":"AN537*AN538","v":0},{"$f":"AO537*AO538","v":0},{"$f":"AP537*AP538","v":0},{"$f":"AQ537*AQ538","v":0},{"$f":"AR537*AR538","v":0},{"$f":"SUM(AG539:AR539)","v":0},null,null,null,null,null,null,null,null,null,null,null,null,null,null,null,null,null,null,null,null,null,null,null,null,null,null,null,null,null,null,null,null,null,null,null,null,null,null,null,null,null,null,null,null,null,null,null,null,null,"GJ/月",{"$f":"CR537*CR538","v":0},{"$f":"CS537*CS538","v":0},{"$f":"CT537*CT538","v":0},{"$f":"CU537*CU538","v":0},{"$f":"CV537*CV538","v":0},{"$f":"CW537*CW538","v":0},{"$f":"CX537*CX538","v":0},{"$f":"CY537*CY538","v":0},{"$f":"CZ537*CZ538","v":0},{"$f":"DA537*DA538","v":0},{"$f":"DB537*DB538","v":0},{"$f":"DC537*DC538","v":0},{"$f":"SUM(CR539:DC539)","v":0},null,"GJ/月",{"$f":"DG537*DG538","v":0},{"$f":"DH537*DH538","v":0},{"$f":"DI537*DI538","v":0},{"$f":"DJ537*DJ538","v":0},{"$f":"DK537*DK538","v":0},{"$f":"DL537*DL538","v":0},{"$f":"DM537*DM538","v":0},{"$f":"DN537*DN538","v":0},{"$f":"DO537*DO538","v":0},{"$f":"DP537*DP538","v":0},{"$f":"DQ537*DQ538","v":0},{"$f":"DR537*DR538","v":0},{"$f":"SUM(DG539:DR539)","v":0},null,"GJ/月",{"$f":"DV537*DV538","v":0},{"$f":"DW537*DW538","v":0},{"$f":"DX537*DX538","v":0},{"$f":"DY537*DY538","v":0},{"$f":"DZ537*DZ538","v":0},{"$f":"EA537*EA538","v":0},{"$f":"EB537*EB538","v":0},{"$f":"EC537*EC538","v":0},{"$f":"ED537*ED538","v":0},{"$f":"EE537*EE538","v":0},{"$f":"EF537*EF538","v":0},{"$f":"EG537*EG538","v":0},{"$f":"SUM(DV539:EG539)","v":0}]
[null,"暖房",{"$f":"SUM(C543:C566)-C567","v":0},{"$f":"SUM(D543:D566)-D567","v":0},0,0,0,0,0,0,0,0,0,0,"←検算用",null,"暖房",{"$f":"SUM(R543:R566)-R567","v":0},{"$f":"SUM(S543:S566)-S567","v":0},0,0,0,0,0,0,0,0,0,{"$f":"SUM(AC543:AC566)-AC567","v":0},"←検算用",null,"暖房",{"$f":"SUM(AG543:AG566)-AG567","v":0},{"$f":"SUM(AH543:AH566)-AH567","v":0},0,0,0,0,0,0,0,0,0,0,null,null,null,"暖房・平日・ピーク",null,null,null,null,null,null,null,null,null,null,null,null,null,null,"暖房・土曜・ピーク",null,null,null,null,null,null,null,null,null,null,null,null,null,null,"暖房・休日・ピーク",null,null,null,null,null,null,null,null,null,null,null,null,null,null,null,null,"暖房",{"$f":"SUM(CR543:CR566)-CR567","v":0},{"$f":"SUM(CS543:CS566)-CS567","v":0},0,0,0,0,0,0,0,0,0,0,"←検算用",null,"暖房",{"$f":"SUM(DG543:DG566)-DG567","v":0},{"$f":"SUM(DH543:DH566)-DH567","v":0},0,0,0,0,0,0,0,0,0,{"$f":"SUM(DR543:DR566)-DR567","v":0},"←検算用",null,"暖房",{"$f":"SUM(DV543:DV566)-DV567","v":0},{"$f":"SUM(DW543:DW566)-DW567","v":0},0,0,0,0,0,0,0,0,0,0,null,null,null,"暖房・平日・ピーク",null,null,null,null,null,null,null,null,null,null,null,null,null,null,"暖房・土曜・ピーク",null,null,null,null,null,null,null,null,null,null,null,null,null,null,"暖房・休日・ピーク"]
[null,1,{"$f":"(DmYear!$N$7*(Unit!C$470/100)/DB!H$3)*(Unit!B544/100)*1000","v":0},{"$f":"(DmYear!$N$7*(Unit!D$470/100)/DB!I$3)*(Unit!C544/100)*1000","v":0},{"$f":"(DmYear!$N$7*(Unit!E$470/100)/DB!J$3)*(Unit!D544/100)*1000","v":0},{"$f":"(DmYear!$N$7*(Unit!F$470/100)/DB!K$3)*(Unit!E544/100)*1000","v":0},{"$f":"(DmYear!$N$7*(Unit!G$470/100)/DB!L$3)*(Unit!F544/100)*1000","v":0},{"$f":"(DmYear!$N$7*(Unit!H$470/100)/DB!M$3)*(Unit!G544/100)*1000","v":0},{"$f":"(DmYear!$N$7*(Unit!I$470/100)/DB!N$3)*(Unit!H544/100)*1000","v":0},{"$f":"(DmYear!$N$7*(Unit!J$470/100)/DB!O$3)*(Unit!I544/100)*1000","v":0},{"$f":"(DmYear!$N$7*(Unit!K$470/100)/DB!P$3)*(Unit!J544/100)*1000","v":0},{"$f":"(DmYear!$N$7*(Unit!L$470/100)/DB!Q$3)*(Unit!K544/100)*1000","v":0},{"$f":"(DmYear!$N$7*(Unit!M$470/100)/DB!R$3)*(Unit!L544/100)*1000","v":0},{"$f":"(DmYear!$N$7*(Unit!N$470/100)/DB!S$3)*(Unit!M544/100)*1000","v":0},"-",null,1,{"$f":"(DmYear!$N$7*(Unit!C$471/100)/DB!H$4)*(Unit!P544/100)*1000","v":0},{"$f":"(DmYear!$N$7*(Unit!D$471/100)/DB!I$4)*(Unit!Q544/100)*1000","v":0},{"$f":"(DmYear!$N$7*(Unit!E$471/100)/DB!J$4)*(Unit!R544/100)*1000","v":0},{"$f":"(DmYear!$N$7*(Unit!F$471/100)/DB!K$4)*(Unit!S544/100)*1000","v":0},{"$f":"(DmYear!$N$7*(Unit!G$471/100)/DB!L$4)*(Unit!T544/100)*1000","v":0},{"$f":"(DmYear!$N$7*(Unit!H$471/100)/DB!M$4)*(Unit!U544/100)*1000","v":0},{"$f":"(DmYear!$N$7*(Unit!I$471/100)/DB!N$4)*(Unit!V544/100)*1000","v":0},{"$f":"(DmYear!$N$7*(Unit!J$471/100)/DB!O$4)*(Unit!W544/100)*1000","v":0},{"$f":"(DmYear!$N$7*(Unit!K$471/100)/DB!P$4)*(Unit!X544/100)*1000","v":0},{"$f":"(DmYear!$N$7*(Unit!L$471/100)/DB!Q$4)*(Unit!Y544/100)*1000","v":0},{"$f":"(DmYear!$N$7*(Unit!M$471/100)/DB!R$4)*(Unit!Z544/100)*1000","v":0},{"$f":"(DmYear!$N$7*(Unit!N$471/100)/DB!S$4)*(Unit!AA544/100)*1000","v":0},"-",null,1,{"$f":"(DmYear!$N$7*(Unit!C$472/100)/DB!H$5)*(Unit!AD544/100)*1000","v":0},{"$f":"(DmYear!$N$7*(Unit!D$472/100)/DB!I$5)*(Unit!AE544/100)*1000","v":0},{"$f":"(DmYear!$N$7*(Unit!E$472/100)/DB!J$5)*(Unit!AF544/100)*1000","v":0},{"$f":"(DmYear!$N$7*(Unit!F$472/100)/DB!K$5)*(Unit!AG544/100)*1000","v":0},{"$f":"(DmYear!$N$7*(Unit!G$472/100)/DB!L$5)*(Unit!AH544/100)*1000","v":0},{"$f":"(DmYear!$N$7*(Unit!H$472/100)/DB!M$5)*(Unit!AI544/100)*1000","v":0},{"$f":"(DmYear!$N$7*(Unit!I$472/100)/DB!N$5)*(Unit!AJ544/100)*1000","v":0},{"$f":"(DmYear!$N$7*(Unit!J$472/100)/DB!O$5)*(Unit!AK544/100)*1000","v":0},{"$f":"(DmYear!$N$7*(Unit!K$472/100)/DB!P$5)*(Unit!AL544/100)*1000","v":0},{"$f":"(DmYear!$N$7*(Unit!L$472/100)/DB!Q$5)*(Unit!AM544/100)*1000","v":0},{"$f":"(DmYear!$N$7*(Unit!M$472/100)/DB!R$5)*(Unit!AN544/100)*1000","v":0},{"$f":"(DmYear!$N$7*(Unit!N$472/100)/DB!S$5)*(Unit!AO544/100)*1000","v":0},"-",null,null,1,{"$f":"MIN($I$540,$X$540,$AM$540)*C544","v":0},0,0,0,0,0,0,0,0,0,0,0,null,null,1,{"$f":"MIN($I$540,$X$540,$AM$540)*R544","v":0},0,0,0,0,0,0,0,0,0,0,0,null,null,1,{"$f":"MIN($I$540,$X$540,$AM$540)*AG544","v":0},0,0,0,0,0,0,0,0,0,0,0,null,null,null,null,1,{"$f":"(DmYear!$N$34*(Unit!C$470/100)/DB!H$3)*(Unit!B544/100)*1000","v":0},{"$f":"(DmYear!$N$34*(Unit!D$470/100)/DB!I$3)*(Unit!C544/100)*1000","v":0},{"$f":"(DmYear!$N$34*(Unit!E$470/100)/DB!J$3)*(Unit!D544/100)*1000","v":0},{"$f":"(DmYear!$N$34*(Unit!F$470/100)/DB!K$3)*(Unit!E544/100)*1000","v":0},{"$f":"(DmYear!$N$34*(Unit!G$470/100)/DB!L$3)*(Unit!F544/100)*1000","v":0},{"$f":"(DmYear!$N$34*(Unit!H$470/100)/DB!M$3)*(Unit!G544/100)*1000","v":0},{"$f":"(DmYear!$N$34*(Unit!I$470/100)/DB!N$3)*(Unit!H544/100)*1000","v":0},{"$f":"(DmYear!$N$34*(Unit!J$470/100)/DB!O$3)*(Unit!I544/100)*1000","v":0},{"$f":"(DmYear!$N$34*(Unit!K$470/100)/DB!P$3)*(Unit!J544/100)*1000","v":0},{"$f":"(DmYear!$N$34*(Unit!L$470/100)/DB!Q$3)*(Unit!K544/100)*1000","v":0},{"$f":"(DmYear!$N$34*(Unit!M$470/100)/DB!R$3)*(Unit!L544/100)*1000","v":0},{"$f":"(DmYear!$N$34*(Unit!N$470/100)/DB!S$3)*(Unit!M544/100)*1000","v":0},"-",null,1,{"$f":"(DmYear!$N$34*(Unit!C$471/100)/DB!H$4)*(Unit!P544/100)*1000","v":0},{"$f":"(DmYear!$N$34*(Unit!D$471/100)/DB!I$4)*(Unit!Q544/100)*1000","v":0},{"$f":"(DmYear!$N$34*(Unit!E$471/100)/DB!J$4)*(Unit!R544/100)*1000","v":0},{"$f":"(DmYear!$N$34*(Unit!F$471/100)/DB!K$4)*(Unit!S544/100)*1000","v":0},{"$f":"(DmYear!$N$34*(Unit!G$471/100)/DB!L$4)*(Unit!T544/100)*1000","v":0},{"$f":"(DmYear!$N$34*(Unit!H$471/100)/DB!M$4)*(Unit!U544/100)*1000","v":0},{"$f":"(DmYear!$N$34*(Unit!I$471/100)/DB!N$4)*(Unit!V544/100)*1000","v":0},{"$f":"(DmYear!$N$34*(Unit!J$471/100)/DB!O$4)*(Unit!W544/100)*1000","v":0},{"$f":"(DmYear!$N$34*(Unit!K$471/100)/DB!P$4)*(Unit!X544/100)*1000","v":0},{"$f":"(DmYear!$N$34*(Unit!L$471/100)/DB!Q$4)*(Unit!Y544/100)*1000","v":0},{"$f":"(DmYear!$N$34*(Unit!M$471/100)/DB!R$4)*(Unit!Z544/100)*1000","v":0},{"$f":"(DmYear!$N$34*(Unit!N$471/100)/DB!S$4)*(Unit!AA544/100)*1000","v":0},"-",null,1,{"$f":"(DmYear!$N$34*(Unit!C$472/100)/DB!H$5)*(Unit!AD544/100)*1000","v":0},{"$f":"(DmYear!$N$34*(Unit!D$472/100)/DB!I$5)*(Unit!AE544/100)*1000","v":0},{"$f":"(DmYear!$N$34*(Unit!E$472/100)/DB!J$5)*(Unit!AF544/100)*1000","v":0},{"$f":"(DmYear!$N$34*(Unit!F$472/100)/DB!K$5)*(Unit!AG544/100)*1000","v":0},{"$f":"(DmYear!$N$34*(Unit!G$472/100)/DB!L$5)*(Unit!AH544/100)*1000","v":0},{"$f":"(DmYear!$N$34*(Unit!H$472/100)/DB!M$5)*(Unit!AI544/100)*1000","v":0},{"$f":"(DmYear!$N$34*(Unit!I$472/100)/DB!N$5)*(Unit!AJ544/100)*1000","v":0},{"$f":"(DmYear!$N$34*(Unit!J$472/100)/DB!O$5)*(Unit!AK544/100)*1000","v":0},{"$f":"(DmYear!$N$34*(Unit!K$472/100)/DB!P$5)*(Unit!AL544/100)*1000","v":0},{"$f":"(DmYear!$N$34*(Unit!L$472/100)/DB!Q$5)*(Unit!AM544/100)*1000","v":0},{"$f":"(DmYear!$N$34*(Unit!M$472/100)/DB!R$5)*(Unit!AN544/100)*1000","v":0},{"$f":"(DmYear!$N$34*(Unit!N$472/100)/DB!S$5)*(Unit!AO544/100)*1000","v":0},"-",null,null,1,0,0,0,0,0,0,0,0,0,0,0,0,null,null,1,0,0,0,0,0,0,0,0,0,0,0,0,null,null,1,0,0,0,0,0,0,0,0,0,0,0,0]
[null,4,{"$f":"(DmYear!$N$7*(Unit!C$470/100)/DB!H$3)*(Unit!B547/100)*1000","v":0},{"$f":"(DmYear!$N$7*(Unit!D$470/100)/DB!I$3)*(Unit!C547/100)*1000","v":0},{"$f":"(DmYear!$N$7*(Unit!E$470/100)/DB!J$3)*(Unit!D547/100)*1000","v":0},{"$f":"(DmYear!$N$7*(Unit!F$470/100)/DB!K$3)*(Unit!E547/100)*1000","v":0},{"$f":"(DmYear!$N$7*(Unit!G$470/100)/DB!L$3)*(Unit!F547/100)*1000","v":0},{"$f":"(DmYear!$N$7*(Unit!H$470/100)/DB!M$3)*(Unit!G547/100)*1000","v":0},{"$f":"(DmYear!$N$7*(Unit!I$470/100)/DB!N$3)*(Unit!H547/100)*1000","v":0},{"$f":"(DmYear!$N$7*(Unit!J$470/100)/DB!O$3)*(Unit!I547/100)*1000","v":0},{"$f":"(DmYear!$N$7*(Unit!K$470/100)/DB!P$3)*(Unit!J547/100)*1000","v":0},{"$f":"(DmYear!$N$7*(Unit!L$470/100)/DB!Q$3)*(Unit!K547/100)*1000","v":0},{"$f":"(DmYear!$N$7*(Unit!M$470/100)/DB!R$3)*(Unit!L547/100)*1000","v":0},{"$f":"(DmYear!$N$7*(Unit!N$470/100)/DB!S$3)*(Unit!M547/100)*1000","v":0},"-",null,4,{"$f":"(DmYear!$N$7*(Unit!C$471/100)/DB!H$4)*(Unit!P547/100)*1000","v":0},{"$f":"(DmYear!$N$7*(Unit!D$471/100)/DB!I$4)*(Unit!Q547/100)*1000","v":0},{"$f":"(DmYear!$N$7*(Unit!E$471/100)/DB!J$4)*(Unit!R547/100)*1000","v":0},{"$f":"(DmYear!$N$7*(Unit!F$471/100)/DB!K$4)*(Unit!S547/100)*1000","v":0},{"$f":"(DmYear!$N$7*(Unit!G$471/100)/DB!L$4)*(Unit!T547/100)*1000","v":0},{"$f":"(DmYear!$N$7*(Unit!H$471/100)/DB!M$4)*(Unit!U547/100)*1000","v":0},{"$f":"(DmYear!$N$7*(Unit!I$471/100)/DB!N$4)*(Unit!V547/100)*1000","v":0},{"$f":"(DmYear!$N$7*(Unit!J$471/100)/DB!O$4)*(Unit!W547/100)*1000","v":0},{"$f":"(DmYear!$N$7*(Unit!K$471/100)/DB!P$4)*(Unit!X547/100)*1000","v":0},{"$f":"(DmYear!$N$7*(Unit!L$471/100)/DB!Q$4)*(Unit!Y547/100)*1000","v":0},{"$f":"(DmYear!$N$7*(Unit!M$471/100)/DB!R$4)*(Unit!Z547/100)*1000","v":0},{"$f":"(DmYear!$N$7*(Unit!N$471/100)/DB!S$4)*(Unit!AA547/100)*1000","v":0},"-",null,4,{"$f":"(DmYear!$N$7*(Unit!C$472/100)/DB!H$5)*(Unit!AD547/100)*1000","v":0},{"$f":"(DmYear!$N$7*(Unit!D$472/100)/DB!I$5)*(Unit!AE547/100)*1000","v":0},{"$f":"(DmYear!$N$7*(Unit!E$472/100)/DB!J$5)*(Unit!AF547/100)*1000","v":0},{"$f":"(DmYear!$N$7*(Unit!F$472/100)/DB!K$5)*(Unit!AG547/100)*1000","v":0},{"$f":"(DmYear!$N$7*(Unit!G$472/100)/DB!L$5)*(Unit!AH547/100)*1000","v":0},{"$f":"(DmYear!$N$7*(Unit!H$472/100)/DB!M$5)*(Unit!AI547/100)*1000","v":0},{"$f":"(DmYear!$N$7*(Unit!I$472/100)/DB!N$5)*(Unit!AJ547/100)*1000","v":0},{"$f":"(DmYear!$N$7*(Unit!J$472/100)/DB!O$5)*(Unit!AK547/100)*1000","v":0},{"$f":"(DmYear!$N$7*(Unit!K$472/100)/DB!P$5)*(Unit!AL547/100)*1000","v":0},{"$f":"(DmYear!$N$7*(Unit!L$472/100)/DB!Q$5)*(Unit!AM547/100)*1000","v":0},{"$f":"(DmYear!$N$7*(Unit!M$472/100)/DB!R$5)*(Unit!AN547/100)*1000","v":0},{"$f":"(DmYear!$N$7*(Unit!N$472/100)/DB!S$5)*(Unit!AO547/100)*1000","v":0},"-",null,null,4,0,0,0,0,0,0,0,0,0,0,0,0,null,null,4,0,0,0,0,0,0,0,0,0,0,0,0,null,null,4,0,0,0,0,0,0,0,0,0,0,0,0,null,null,null,null,4,{"$f":"(DmYear!$N$34*(Unit!C$470/100)/DB!H$3)*(Unit!B547/100)*1000","v":0},{"$f":"(DmYear!$N$34*(Unit!D$470/100)/DB!I$3)*(Unit!C547/100)*1000","v":0},{"$f":"(DmYear!$N$34*(Unit!E$470/100)/DB!J$3)*(Unit!D547/100)*1000","v":0},{"$f":"(DmYear!$N$34*(Unit!F$470/100)/DB!K$3)*(Unit!E547/100)*1000","v":0},{"$f":"(DmYear!$N$34*(Unit!G$470/100)/DB!L$3)*(Unit!F547/100)*1000","v":0},{"$f":"(DmYear!$N$34*(Unit!H$470/100)/DB!M$3)*(Unit!G547/100)*1000","v":0},{"$f":"(DmYear!$N$34*(Unit!I$470/100)/DB!N$3)*(Unit!H547/100)*1000","v":0},{"$f":"(DmYear!$N$34*(Unit!J$470/100)/DB!O$3)*(Unit!I547/100)*1000","v":0},{"$f":"(DmYear!$N$34*(Unit!K$470/100)/DB!P$3)*(Unit!J547/100)*1000","v":0},{"$f":"(DmYear!$N$34*(Unit!L$470/100)/DB!Q$3)*(Unit!K547/100)*1000","v":0},{"$f":"(DmYear!$N$34*(Unit!M$470/100)/DB!R$3)*(Unit!L547/100)*1000","v":0},{"$f":"(DmYear!$N$34*(Unit!N$470/100)/DB!S$3)*(Unit!M547/100)*1000","v":0},"-",null,4,{"$f":"(DmYear!$N$34*(Unit!C$471/100)/DB!H$4)*(Unit!P547/100)*1000","v":0},{"$f":"(DmYear!$N$34*(Unit!D$471/100)/DB!I$4)*(Unit!Q547/100)*1000","v":0},{"$f":"(DmYear!$N$34*(Unit!E$471/100)/DB!J$4)*(Unit!R547/100)*1000","v":0},{"$f":"(DmYear!$N$34*(Unit!F$471/100)/DB!K$4)*(Unit!S547/100)*1000","v":0},{"$f":"(DmYear!$N$34*(Unit!G$471/100)/DB!L$4)*(Unit!T547/100)*1000","v":0},{"$f":"(DmYear!$N$34*(Unit!H$471/100)/DB!M$4)*(Unit!U547/100)*1000","v":0},{"$f":"(DmYear!$N$34*(Unit!I$471/100)/DB!N$4)*(Unit!V547/100)*1000","v":0},{"$f":"(DmYear!$N$34*(Unit!J$471/100)/DB!O$4)*(Unit!W547/100)*1000","v":0},{"$f":"(DmYear!$N$34*(Unit!K$471/100)/DB!P$4)*(Unit!X547/100)*1000","v":0},{"$f":"(DmYear!$N$34*(Unit!L$471/100)/DB!Q$4)*(Unit!Y547/100)*1000","v":0},{"$f":"(DmYear!$N$34*(Unit!M$471/100)/DB!R$4)*(Unit!Z547/100)*1000","v":0},{"$f":"(DmYear!$N$34*(Unit!N$471/100)/DB!S$4)*(Unit!AA547/100)*1000","v":0},"-",null,4,{"$f":"(DmYear!$N$34*(Unit!C$472/100)/DB!H$5)*(Unit!AD547/100)*1000","v":0},{"$f":"(DmYear!$N$34*(Unit!D$472/100)/DB!I$5)*(Unit!AE547/100)*1000","v":0},{"$f":"(DmYear!$N$34*(Unit!E$472/100)/DB!J$5)*(Unit!AF547/100)*1000","v":0},{"$f":"(DmYear!$N$34*(Unit!F$472/100)/DB!K$5)*(Unit!AG547/100)*1000","v":0},{"$f":"(DmYear!$N$34*(Unit!G$472/100)/DB!L$5)*(Unit!AH547/100)*1000","v":0},{"$f":"(DmYear!$N$34*(Unit!H$472/100)/DB!M$5)*(Unit!AI547/100)*1000","v":0},{"$f":"(DmYear!$N$34*(Unit!I$472/100)/DB!N$5)*(Unit!AJ547/100)*1000","v":0},{"$f":"(DmYear!$N$34*(Unit!J$472/100)/DB!O$5)*(Unit!AK547/100)*1000","v":0},{"$f":"(DmYear!$N$34*(Unit!K$472/100)/DB!P$5)*(Unit!AL547/100)*1000","v":0},{"$f":"(DmYear!$N$34*(Unit!L$472/100)/DB!Q$5)*(Unit!AM547/100)*1000","v":0},{"$f":"(DmYear!$N$34*(Unit!M$472/100)/DB!R$5)*(Unit!AN547/100)*1000","v":0},{"$f":"(DmYear!$N$34*(Unit!N$472/100)/DB!S$5)*(Unit!AO547/100)*1000","v":0},"-",null,null,4,0,0,0,0,0,0,0,0,0,0,0,0,null,null,4,0,0,0,0,0,0,0,0,0,0,0,0,null,null,4,0,0,0,0,0,0,0,0,0,0,0,0]
[null,6,{"$f":"(DmYear!$N$7*(Unit!C$470/100)/DB!H$3)*(Unit!B549/100)*1000","v":0},{"$f":"(DmYear!$N$7*(Unit!D$470/100)/DB!I$3)*(Unit!C549/100)*1000","v":0},{"$f":"(DmYear!$N$7*(Unit!E$470/100)/DB!J$3)*(Unit!D549/100)*1000","v":0},{"$f":"(DmYear!$N$7*(Unit!F$470/100)/DB!K$3)*(Unit!E549/100)*1000","v":0},{"$f":"(DmYear!$N$7*(Unit!G$470/100)/DB!L$3)*(Unit!F549/100)*1000","v":0},{"$f":"(DmYear!$N$7*(Unit!H$470/100)/DB!M$3)*(Unit!G549/100)*1000","v":0},{"$f":"(DmYear!$N$7*(Unit!I$470/100)/DB!N$3)*(Unit!H549/100)*1000","v":0},{"$f":"(DmYear!$N$7*(Unit!J$470/100)/DB!O$3)*(Unit!I549/100)*1000","v":0},{"$f":"(DmYear!$N$7*(Unit!K$470/100)/DB!P$3)*(Unit!J549/100)*1000","v":0},{"$f":"(DmYear!$N$7*(Unit!L$470/100)/DB!Q$3)*(Unit!K549/100)*1000","v":0},{"$f":"(DmYear!$N$7*(Unit!M$470/100)/DB!R$3)*(Unit!L549/100)*1000","v":0},{"$f":"(DmYear!$N$7*(Unit!N$470/100)/DB!S$3)*(Unit!M549/100)*1000","v":0},"-",null,6,{"$f":"(DmYear!$N$7*(Unit!C$471/100)/DB!H$4)*(Unit!P549/100)*1000","v":0},{"$f":"(DmYear!$N$7*(Unit!D$471/100)/DB!I$4)*(Unit!Q549/100)*1000","v":0},{"$f":"(DmYear!$N$7*(Unit!E$471/100)/DB!J$4)*(Unit!R549/100)*1000","v":0},{"$f":"(DmYear!$N$7*(Unit!F$471/100)/DB!K$4)*(Unit!S549/100)*1000","v":0},{"$f":"(DmYear!$N$7*(Unit!G$471/100)/DB!L$4)*(Unit!T549/100)*1000","v":0},{"$f":"(DmYear!$N$7*(Unit!H$471/100)/DB!M$4)*(Unit!U549/100)*1000","v":0},{"$f":"(DmYear!$N$7*(Unit!I$471/100)/DB!N$4)*(Unit!V549/100)*1000","v":0},{"$f":"(DmYear!$N$7*(Unit!J$471/100)/DB!O$4)*(Unit!W549/100)*1000","v":0},{"$f":"(DmYear!$N$7*(Unit!K$471/100)/DB!P$4)*(Unit!X549/100)*1000","v":0},{"$f":"(DmYear!$N$7*(Unit!L$471/100)/DB!Q$4)*(Unit!Y549/100)*1000","v":0},{"$f":"(DmYear!$N$7*(Unit!M$471/100)/DB!R$4)*(Unit!Z549/100)*1000","v":0},{"$f":"(DmYear!$N$7*(Unit!N$471/100)/DB!S$4)*(Unit!AA549/100)*1000","v":0},"-",null,6,{"$f":"(DmYear!$N$7*(Unit!C$472/100)/DB!H$5)*(Unit!AD549/100)*1000","v":0},{"$f":"(DmYear!$N$7*(Unit!D$472/100)/DB!I$5)*(Unit!AE549/100)*1000","v":0},{"$f":"(DmYear!$N$7*(Unit!E$472/100)/DB!J$5)*(Unit!AF549/100)*1000","v":0},{"$f":"(DmYear!$N$7*(Unit!F$472/100)/DB!K$5)*(Unit!AG549/100)*1000","v":0},{"$f":"(DmYear!$N$7*(Unit!G$472/100)/DB!L$5)*(Unit!AH549/100)*1000","v":0},{"$f":"(DmYear!$N$7*(Unit!H$472/100)/DB!M$5)*(Unit!AI549/100)*1000","v":0},{"$f":"(DmYear!$N$7*(Unit!I$472/100)/DB!N$5)*(Unit!AJ549/100)*1000","v":0},{"$f":"(DmYear!$N$7*(Unit!J$472/100)/DB!O$5)*(Unit!AK549/100)*1000","v":0},{"$f":"(DmYear!$N$7*(Unit!K$472/100)/DB!P$5)*(Unit!AL549/100)*1000","v":0},{"$f":"(DmYear!$N$7*(Unit!L$472/100)/DB!Q$5)*(Unit!AM549/100)*1000","v":0},{"$f":"(DmYear!$N$7*(Unit!M$472/100)/DB!R$5)*(Unit!AN549/100)*1000","v":0},{"$f":"(DmYear!$N$7*(Unit!N$472/100)/DB!S$5)*(Unit!AO549/100)*1000","v":0},"-",null,null,6,0,0,0,0,0,0,0,0,0,0,0,0,null,null,6,0,0,0,0,0,0,0,0,0,0,0,0,null,null,6,0,0,0,0,0,0,0,0,0,0,0,0,null,null,null,null,6,{"$f":"(DmYear!$N$34*(Unit!C$470/100)/DB!H$3)*(Unit!B549/100)*1000","v":0},{"$f":"(DmYear!$N$34*(Unit!D$470/100)/DB!I$3)*(Unit!C549/100)*1000","v":0},{"$f":"(DmYear!$N$34*(Unit!E$470/100)/DB!J$3)*(Unit!D549/100)*1000","v":0},{"$f":"(DmYear!$N$34*(Unit!F$470/100)/DB!K$3)*(Unit!E549/100)*1000","v":0},{"$f":"(DmYear!$N$34*(Unit!G$470/100)/DB!L$3)*(Unit!F549/100)*1000","v":0},{"$f":"(DmYear!$N$34*(Unit!H$470/100)/DB!M$3)*(Unit!G549/100)*1000","v":0},{"$f":"(DmYear!$N$34*(Unit!I$470/100)/DB!N$3)*(Unit!H549/100)*1000","v":0},{"$f":"(DmYear!$N$34*(Unit!J$470/100)/DB!O$3)*(Unit!I549/100)*1000","v":0},{"$f":"(DmYear!$N$34*(Unit!K$470/100)/DB!P$3)*(Unit!J549/100)*1000","v":0},{"$f":"(DmYear!$N$34*(Unit!L$470/100)/DB!Q$3)*(Unit!K549/100)*1000","v":0},{"$f":"(DmYear!$N$34*(Unit!M$470/100)/DB!R$3)*(Unit!L549/100)*1000","v":0},{"$f":"(DmYear!$N$34*(Unit!N$470/100)/DB!S$3)*(Unit!M549/100)*1000","v":0},"-",null,6,{"$f":"(DmYear!$N$34*(Unit!C$471/100)/DB!H$4)*(Unit!P549/100)*1000","v":0},{"$f":"(DmYear!$N$34*(Unit!D$471/100)/DB!I$4)*(Unit!Q549/100)*1000","v":0},{"$f":"(DmYear!$N$34*(Unit!E$471/100)/DB!J$4)*(Unit!R549/100)*1000","v":0},{"$f":"(DmYear!$N$34*(Unit!F$471/100)/DB!K$4)*(Unit!S549/100)*1000","v":0},{"$f":"(DmYear!$N$34*(Unit!G$471/100)/DB!L$4)*(Unit!T549/100)*1000","v":0},{"$f":"(DmYear!$N$34*(Unit!H$471/100)/DB!M$4)*(Unit!U549/100)*1000","v":0},{"$f":"(DmYear!$N$34*(Unit!I$471/100)/DB!N$4)*(Unit!V549/100)*1000","v":0},{"$f":"(DmYear!$N$34*(Unit!J$471/100)/DB!O$4)*(Unit!W549/100)*1000","v":0},{"$f":"(DmYear!$N$34*(Unit!K$471/100)/DB!P$4)*(Unit!X549/100)*1000","v":0},{"$f":"(DmYear!$N$34*(Unit!L$471/100)/DB!Q$4)*(Unit!Y549/100)*1000","v":0},{"$f":"(DmYear!$N$34*(Unit!M$471/100)/DB!R$4)*(Unit!Z549/100)*1000","v":0},{"$f":"(DmYear!$N$34*(Unit!N$471/100)/DB!S$4)*(Unit!AA549/100)*1000","v":0},"-",null,6,{"$f":"(DmYear!$N$34*(Unit!C$472/100)/DB!H$5)*(Unit!AD549/100)*1000","v":0},{"$f":"(DmYear!$N$34*(Unit!D$472/100)/DB!I$5)*(Unit!AE549/100)*1000","v":0},{"$f":"(DmYear!$N$34*(Unit!E$472/100)/DB!J$5)*(Unit!AF549/100)*1000","v":0},{"$f":"(DmYear!$N$34*(Unit!F$472/100)/DB!K$5)*(Unit!AG549/100)*1000","v":0},{"$f":"(DmYear!$N$34*(Unit!G$472/100)/DB!L$5)*(Unit!AH549/100)*1000","v":0},{"$f":"(DmYear!$N$34*(Unit!H$472/100)/DB!M$5)*(Unit!AI549/100)*1000","v":0},{"$f":"(DmYear!$N$34*(Unit!I$472/100)/DB!N$5)*(Unit!AJ549/100)*1000","v":0},{"$f":"(DmYear!$N$34*(Unit!J$472/100)/DB!O$5)*(Unit!AK549/100)*1000","v":0},{"$f":"(DmYear!$N$34*(Unit!K$472/100)/DB!P$5)*(Unit!AL549/100)*1000","v":0},{"$f":"(DmYear!$N$34*(Unit!L$472/100)/DB!Q$5)*(Unit!AM549/100)*1000","v":0},{"$f":"(DmYear!$N$34*(Unit!M$472/100)/DB!R$5)*(Unit!AN549/100)*1000","v":0},{"$f":"(DmYear!$N$34*(Unit!N$472/100)/DB!S$5)*(Unit!AO549/100)*1000","v":0},"-",null,null,6,0,0,0,0,0,0,0,0,0,0,0,0,null,null,6,0,0,0,0,0,0,0,0,0,0,0,0,null,null,6,0,0,0,0,0,0,0,0,0,0,0,0]
[null,9,{"$f":"(DmYear!$N$7*(Unit!C$470/100)/DB!H$3)*(Unit!B552/100)*1000","v":0},{"$f":"(DmYear!$N$7*(Unit!D$470/100)/DB!I$3)*(Unit!C552/100)*1000","v":0},{"$f":"(DmYear!$N$7*(Unit!E$470/100)/DB!J$3)*(Unit!D552/100)*1000","v":0},{"$f":"(DmYear!$N$7*(Unit!F$470/100)/DB!K$3)*(Unit!E552/100)*1000","v":0},{"$f":"(DmYear!$N$7*(Unit!G$470/100)/DB!L$3)*(Unit!F552/100)*1000","v":0},{"$f":"(DmYear!$N$7*(Unit!H$470/100)/DB!M$3)*(Unit!G552/100)*1000","v":0},{"$f":"(DmYear!$N$7*(Unit!I$470/100)/DB!N$3)*(Unit!H552/100)*1000","v":0},{"$f":"(DmYear!$N$7*(Unit!J$470/100)/DB!O$3)*(Unit!I552/100)*1000","v":0},{"$f":"(DmYear!$N$7*(Unit!K$470/100)/DB!P$3)*(Unit!J552/100)*1000","v":0},{"$f":"(DmYear!$N$7*(Unit!L$470/100)/DB!Q$3)*(Unit!K552/100)*1000","v":0},{"$f":"(DmYear!$N$7*(Unit!M$470/100)/DB!R$3)*(Unit!L552/100)*1000","v":0},{"$f":"(DmYear!$N$7*(Unit!N$470/100)/DB!S$3)*(Unit!M552/100)*1000","v":0},"-",null,9,{"$f":"(DmYear!$N$7*(Unit!C$471/100)/DB!H$4)*(Unit!P552/100)*1000","v":0},{"$f":"(DmYear!$N$7*(Unit!D$471/100)/DB!I$4)*(Unit!Q552/100)*1000","v":0},{"$f":"(DmYear!$N$7*(Unit!E$471/100)/DB!J$4)*(Unit!R552/100)*1000","v":0},{"$f":"(DmYear!$N$7*(Unit!F$471/100)/DB!K$4)*(Unit!S552/100)*1000","v":0},{"$f":"(DmYear!$N$7*(Unit!G$471/100)/DB!L$4)*(Unit!T552/100)*1000","v":0},{"$f":"(DmYear!$N$7*(Unit!H$471/100)/DB!M$4)*(Unit!U552/100)*1000","v":0},{"$f":"(DmYear!$N$7*(Unit!I$471/100)/DB!N$4)*(Unit!V552/100)*1000","v":0},{"$f":"(DmYear!$N$7*(Unit!J$471/100)/DB!O$4)*(Unit!W552/100)*1000","v":0},{"$f":"(DmYear!$N$7*(Unit!K$471/100)/DB!P$4)*(Unit!X552/100)*1000","v":0},{"$f":"(DmYear!$N$7*(Unit!L$471/100)/DB!Q$4)*(Unit!Y552/100)*1000","v":0},{"$f":"(DmYear!$N$7*(Unit!M$471/100)/DB!R$4)*(Unit!Z552/100)*1000","v":0},{"$f":"(DmYear!$N$7*(Unit!N$471/100)/DB!S$4)*(Unit!AA552/100)*1000","v":0},"-",null,9,{"$f":"(DmYear!$N$7*(Unit!C$472/100)/DB!H$5)*(Unit!AD552/100)*1000","v":0},{"$f":"(DmYear!$N$7*(Unit!D$472/100)/DB!I$5)*(Unit!AE552/100)*1000","v":0},{"$f":"(DmYear!$N$7*(Unit!E$472/100)/DB!J$5)*(Unit!AF552/100)*1000","v":0},{"$f":"(DmYear!$N$7*(Unit!F$472/100)/DB!K$5)*(Unit!AG552/100)*1000","v":0},{"$f":"(DmYear!$N$7*(Unit!G$472/100)/DB!L$5)*(Unit!AH552/100)*1000","v":0},{"$f":"(DmYear!$N$7*(Unit!H$472/100)/DB!M$5)*(Unit!AI552/100)*1000","v":0},{"$f":"(DmYear!$N$7*(Unit!I$472/100)/DB!N$5)*(Unit!AJ552/100)*1000","v":0},{"$f":"(DmYear!$N$7*(Unit!J$472/100)/DB!O$5)*(Unit!AK552/100)*1000","v":0},{"$f":"(DmYear!$N$7*(Unit!K$472/100)/DB!P$5)*(Unit!AL552/100)*1000","v":0},{"$f":"(DmYear!$N$7*(Unit!L$472/100)/DB!Q$5)*(Unit!AM552/100)*1000","v":0},{"$f":"(DmYear!$N$7*(Unit!M$472/100)/DB!R$5)*(Unit!AN552/100)*1000","v":0},{"$f":"(DmYear!$N$7*(Unit!N$472/100)/DB!S$5)*(Unit!AO552/100)*1000","v":0},"-",null,null,9,0,0,0,0,0,0,0,0,0,0,0,0,null,null,9,0,0,0,0,0,0,0,0,0,0,0,0,null,null,9,0,0,0,0,0,0,0,0,0,0,0,0,null,null,null,null,9,{"$f":"(DmYear!$N$34*(Unit!C$470/100)/DB!H$3)*(Unit!B552/100)*1000","v":0},{"$f":"(DmYear!$N$34*(Unit!D$470/100)/DB!I$3)*(Unit!C552/100)*1000","v":0},{"$f":"(DmYear!$N$34*(Unit!E$470/100)/DB!J$3)*(Unit!D552/100)*1000","v":0},{"$f":"(DmYear!$N$34*(Unit!F$470/100)/DB!K$3)*(Unit!E552/100)*1000","v":0},{"$f":"(DmYear!$N$34*(Unit!G$470/100)/DB!L$3)*(Unit!F552/100)*1000","v":0},{"$f":"(DmYear!$N$34*(Unit!H$470/100)/DB!M$3)*(Unit!G552/100)*1000","v":0},{"$f":"(DmYear!$N$34*(Unit!I$470/100)/DB!N$3)*(Unit!H552/100)*1000","v":0},{"$f":"(DmYear!$N$34*(Unit!J$470/100)/DB!O$3)*(Unit!I552/100)*1000","v":0},{"$f":"(DmYear!$N$34*(Unit!K$470/100)/DB!P$3)*(Unit!J552/100)*1000","v":0},{"$f":"(DmYear!$N$34*(Unit!L$470/100)/DB!Q$3)*(Unit!K552/100)*1000","v":0},{"$f":"(DmYear!$N$34*(Unit!M$470/100)/DB!R$3)*(Unit!L552/100)*1000","v":0},{"$f":"(DmYear!$N$34*(Unit!N$470/100)/DB!S$3)*(Unit!M552/100)*1000","v":0},"-",null,9,{"$f":"(DmYear!$N$34*(Unit!C$471/100)/DB!H$4)*(Unit!P552/100)*1000","v":0},{"$f":"(DmYear!$N$34*(Unit!D$471/100)/DB!I$4)*(Unit!Q552/100)*1000","v":0},{"$f":"(DmYear!$N$34*(Unit!E$471/100)/DB!J$4)*(Unit!R552/100)*1000","v":0},{"$f":"(DmYear!$N$34*(Unit!F$471/100)/DB!K$4)*(Unit!S552/100)*1000","v":0},{"$f":"(DmYear!$N$34*(Unit!G$471/100)/DB!L$4)*(Unit!T552/100)*1000","v":0},{"$f":"(DmYear!$N$34*(Unit!H$471/100)/DB!M$4)*(Unit!U552/100)*1000","v":0},{"$f":"(DmYear!$N$34*(Unit!I$471/100)/DB!N$4)*(Unit!V552/100)*1000","v":0},{"$f":"(DmYear!$N$34*(Unit!J$471/100)/DB!O$4)*(Unit!W552/100)*1000","v":0},{"$f":"(DmYear!$N$34*(Unit!K$471/100)/DB!P$4)*(Unit!X552/100)*1000","v":0},{"$f":"(DmYear!$N$34*(Unit!L$471/100)/DB!Q$4)*(Unit!Y552/100)*1000","v":0},{"$f":"(DmYear!$N$34*(Unit!M$471/100)/DB!R$4)*(Unit!Z552/100)*1000","v":0},{"$f":"(DmYear!$N$34*(Unit!N$471/100)/DB!S$4)*(Unit!AA552/100)*1000","v":0},"-",null,9,{"$f":"(DmYear!$N$34*(Unit!C$472/100)/DB!H$5)*(Unit!AD552/100)*1000","v":0},{"$f":"(DmYear!$N$34*(Unit!D$472/100)/DB!I$5)*(Unit!AE552/100)*1000","v":0},{"$f":"(DmYear!$N$34*(Unit!E$472/100)/DB!J$5)*(Unit!AF552/100)*1000","v":0},{"$f":"(DmYear!$N$34*(Unit!F$472/100)/DB!K$5)*(Unit!AG552/100)*1000","v":0},{"$f":"(DmYear!$N$34*(Unit!G$472/100)/DB!L$5)*(Unit!AH552/100)*1000","v":0},{"$f":"(DmYear!$N$34*(Unit!H$472/100)/DB!M$5)*(Unit!AI552/100)*1000","v":0},{"$f":"(DmYear!$N$34*(Unit!I$472/100)/DB!N$5)*(Unit!AJ552/100)*1000","v":0},{"$f":"(DmYear!$N$34*(Unit!J$472/100)/DB!O$5)*(Unit!AK552/100)*1000","v":0},{"$f":"(DmYear!$N$34*(Unit!K$472/100)/DB!P$5)*(Unit!AL552/100)*1000","v":0},{"$f":"(DmYear!$N$34*(Unit!L$472/100)/DB!Q$5)*(Unit!AM552/100)*1000","v":0},{"$f":"(DmYear!$N$34*(Unit!M$472/100)/DB!R$5)*(Unit!AN552/100)*1000","v":0},{"$f":"(DmYear!$N$34*(Unit!N$472/100)/DB!S$5)*(Unit!AO552/100)*1000","v":0},"-",null,null,9,0,0,0,0,0,0,0,0,0,0,0,0,null,null,9,0,0,0,0,0,0,0,0,0,0,0,0,null,null,9,0,0,0,0,0,0,0,0,0,0,0,0]
[null,10,{"$f":"(DmYear!$N$7*(Unit!C$470/100)/DB!H$3)*(Unit!B553/100)*1000","v":0},{"$f":"(DmYear!$N$7*(Unit!D$470/100)/DB!I$3)*(Unit!C553/100)*1000","v":0},{"$f":"(DmYear!$N$7*(Unit!E$470/100)/DB!J$3)*(Unit!D553/100)*1000","v":0},{"$f":"(DmYear!$N$7*(Unit!F$470/100)/DB!K$3)*(Unit!E553/100)*1000","v":0},{"$f":"(DmYear!$N$7*(Unit!G$470/100)/DB!L$3)*(Unit!F553/100)*1000","v":0},{"$f":"(DmYear!$N$7*(Unit!H$470/100)/DB!M$3)*(Unit!G553/100)*1000","v":0},{"$f":"(DmYear!$N$7*(Unit!I$470/100)/DB!N$3)*(Unit!H553/100)*1000","v":0},{"$f":"(DmYear!$N$7*(Unit!J$470/100)/DB!O$3)*(Unit!I553/100)*1000","v":0},{"$f":"(DmYear!$N$7*(Unit!K$470/100)/DB!P$3)*(Unit!J553/100)*1000","v":0},{"$f":"(DmYear!$N$7*(Unit!L$470/100)/DB!Q$3)*(Unit!K553/100)*1000","v":0},{"$f":"(DmYear!$N$7*(Unit!M$470/100)/DB!R$3)*(Unit!L553/100)*1000","v":0},{"$f":"(DmYear!$N$7*(Unit!N$470/100)/DB!S$3)*(Unit!M553/100)*1000","v":0},"-",null,10,{"$f":"(DmYear!$N$7*(Unit!C$471/100)/DB!H$4)*(Unit!P553/100)*1000","v":0},{"$f":"(DmYear!$N$7*(Unit!D$471/100)/DB!I$4)*(Unit!Q553/100)*1000","v":0},{"$f":"(DmYear!$N$7*(Unit!E$471/100)/DB!J$4)*(Unit!R553/100)*1000","v":0},{"$f":"(DmYear!$N$7*(Unit!F$471/100)/DB!K$4)*(Unit!S553/100)*1000","v":0},{"$f":"(DmYear!$N$7*(Unit!G$471/100)/DB!L$4)*(Unit!T553/100)*1000","v":0},{"$f":"(DmYear!$N$7*(Unit!H$471/100)/DB!M$4)*(Unit!U553/100)*1000","v":0},{"$f":"(DmYear!$N$7*(Unit!I$471/100)/DB!N$4)*(Unit!V553/100)*1000","v":0},{"$f":"(DmYear!$N$7*(Unit!J$471/100)/DB!O$4)*(Unit!W553/100)*1000","v":0},{"$f":"(DmYear!$N$7*(Unit!K$471/100)/DB!P$4)*(Unit!X553/100)*1000","v":0},{"$f":"(DmYear!$N$7*(Unit!L$471/100)/DB!Q$4)*(Unit!Y553/100)*1000","v":0},{"$f":"(DmYear!$N$7*(Unit!M$471/100)/DB!R$4)*(Unit!Z553/100)*1000","v":0},{"$f":"(DmYear!$N$7*(Unit!N$471/100)/DB!S$4)*(Unit!AA553/100)*1000","v":0},"-",null,10,{"$f":"(DmYear!$N$7*(Unit!C$472/100)/DB!H$5)*(Unit!AD553/100)*1000","v":0},{"$f":"(DmYear!$N$7*(Unit!D$472/100)/DB!I$5)*(Unit!AE553/100)*1000","v":0},{"$f":"(DmYear!$N$7*(Unit!E$472/100)/DB!J$5)*(Unit!AF553/100)*1000","v":0},{"$f":"(DmYear!$N$7*(Unit!F$472/100)/DB!K$5)*(Unit!AG553/100)*1000","v":0},{"$f":"(DmYear!$N$7*(Unit!G$472/100)/DB!L$5)*(Unit!AH553/100)*1000","v":0},{"$f":"(DmYear!$N$7*(Unit!H$472/100)/DB!M$5)*(Unit!AI553/100)*1000","v":0},{"$f":"(DmYear!$N$7*(Unit!I$472/100)/DB!N$5)*(Unit!AJ553/100)*1000","v":0},{"$f":"(DmYear!$N$7*(Unit!J$472/100)/DB!O$5)*(Unit!AK553/100)*1000","v":0},{"$f":"(DmYear!$N$7*(Unit!K$472/100)/DB!P$5)*(Unit!AL553/100)*1000","v":0},{"$f":"(DmYear!$N$7*(Unit!L$472/100)/DB!Q$5)*(Unit!AM553/100)*1000","v":0},{"$f":"(DmYear!$N$7*(Unit!M$472/100)/DB!R$5)*(Unit!AN553/100)*1000","v":0},{"$f":"(DmYear!$N$7*(Unit!N$472/100)/DB!S$5)*(Unit!AO553/100)*1000","v":0},"-",null,null,10,0,0,0,0,0,0,0,0,0,0,0,0,null,null,10,0,0,0,0,0,0,0,0,0,0,0,0,null,null,10,0,0,0,0,0,0,0,0,0,0,0,0,null,null,null,null,10,{"$f":"(DmYear!$N$34*(Unit!C$470/100)/DB!H$3)*(Unit!B553/100)*1000","v":0},{"$f":"(DmYear!$N$34*(Unit!D$470/100)/DB!I$3)*(Unit!C553/100)*1000","v":0},{"$f":"(DmYear!$N$34*(Unit!E$470/100)/DB!J$3)*(Unit!D553/100)*1000","v":0},{"$f":"(DmYear!$N$34*(Unit!F$470/100)/DB!K$3)*(Unit!E553/100)*1000","v":0},{"$f":"(DmYear!$N$34*(Unit!G$470/100)/DB!L$3)*(Unit!F553/100)*1000","v":0},{"$f":"(DmYear!$N$34*(Unit!H$470/100)/DB!M$3)*(Unit!G553/100)*1000","v":0},{"$f":"(DmYear!$N$34*(Unit!I$470/100)/DB!N$3)*(Unit!H553/100)*1000","v":0},{"$f":"(DmYear!$N$34*(Unit!J$470/100)/DB!O$3)*(Unit!I553/100)*1000","v":0},{"$f":"(DmYear!$N$34*(Unit!K$470/100)/DB!P$3)*(Unit!J553/100)*1000","v":0},{"$f":"(DmYear!$N$34*(Unit!L$470/100)/DB!Q$3)*(Unit!K553/100)*1000","v":0},{"$f":"(DmYear!$N$34*(Unit!M$470/100)/DB!R$3)*(Unit!L553/100)*1000","v":0},{"$f":"(DmYear!$N$34*(Unit!N$470/100)/DB!S$3)*(Unit!M553/100)*1000","v":0},"-",null,10,{"$f":"(DmYear!$N$34*(Unit!C$471/100)/DB!H$4)*(Unit!P553/100)*1000","v":0},{"$f":"(DmYear!$N$34*(Unit!D$471/100)/DB!I$4)*(Unit!Q553/100)*1000","v":0},{"$f":"(DmYear!$N$34*(Unit!E$471/100)/DB!J$4)*(Unit!R553/100)*1000","v":0},{"$f":"(DmYear!$N$34*(Unit!F$471/100)/DB!K$4)*(Unit!S553/100)*1000","v":0},{"$f":"(DmYear!$N$34*(Unit!G$471/100)/DB!L$4)*(Unit!T553/100)*1000","v":0},{"$f":"(DmYear!$N$34*(Unit!H$471/100)/DB!M$4)*(Unit!U553/100)*1000","v":0},{"$f":"(DmYear!$N$34*(Unit!I$471/100)/DB!N$4)*(Unit!V553/100)*1000","v":0},{"$f":"(DmYear!$N$34*(Unit!J$471/100)/DB!O$4)*(Unit!W553/100)*1000","v":0},{"$f":"(DmYear!$N$34*(Unit!K$471/100)/DB!P$4)*(Unit!X553/100)*1000","v":0},{"$f":"(DmYear!$N$34*(Unit!L$471/100)/DB!Q$4)*(Unit!Y553/100)*1000","v":0},{"$f":"(DmYear!$N$34*(Unit!M$471/100)/DB!R$4)*(Unit!Z553/100)*1000","v":0},{"$f":"(DmYear!$N$34*(Unit!N$471/100)/DB!S$4)*(Unit!AA553/100)*1000","v":0},"-",null,10,{"$f":"(DmYear!$N$34*(Unit!C$472/100)/DB!H$5)*(Unit!AD553/100)*1000","v":0},{"$f":"(DmYear!$N$34*(Unit!D$472/100)/DB!I$5)*(Unit!AE553/100)*1000","v":0},{"$f":"(DmYear!$N$34*(Unit!E$472/100)/DB!J$5)*(Unit!AF553/100)*1000","v":0},{"$f":"(DmYear!$N$34*(Unit!F$472/100)/DB!K$5)*(Unit!AG553/100)*1000","v":0},{"$f":"(DmYear!$N$34*(Unit!G$472/100)/DB!L$5)*(Unit!AH553/100)*1000","v":0},{"$f":"(DmYear!$N$34*(Unit!H$472/100)/DB!M$5)*(Unit!AI553/100)*1000","v":0},{"$f":"(DmYear!$N$34*(Unit!I$472/100)/DB!N$5)*(Unit!AJ553/100)*1000","v":0},{"$f":"(DmYear!$N$34*(Unit!J$472/100)/DB!O$5)*(Unit!AK553/100)*1000","v":0},{"$f":"(DmYear!$N$34*(Unit!K$472/100)/DB!P$5)*(Unit!AL553/100)*1000","v":0},{"$f":"(DmYear!$N$34*(Unit!L$472/100)/DB!Q$5)*(Unit!AM553/100)*1000","v":0},{"$f":"(DmYear!$N$34*(Unit!M$472/100)/DB!R$5)*(Unit!AN553/100)*1000","v":0},{"$f":"(DmYear!$N$34*(Unit!N$472/100)/DB!S$5)*(Unit!AO553/100)*1000","v":0},"-",null,null,10,0,0,0,0,0,0,0,0,0,0,0,0,null,null,10,0,0,0,0,0,0,0,0,0,0,0,0,null,null,10,0,0,0,0,0,0,0,0,0,0,0,0]
[null,14,{"$f":"(DmYear!$N$7*(Unit!C$470/100)/DB!H$3)*(Unit!B557/100)*1000","v":0},{"$f":"(DmYear!$N$7*(Unit!D$470/100)/DB!I$3)*(Unit!C557/100)*1000","v":0},{"$f":"(DmYear!$N$7*(Unit!E$470/100)/DB!J$3)*(Unit!D557/100)*1000","v":0},{"$f":"(DmYear!$N$7*(Unit!F$470/100)/DB!K$3)*(Unit!E557/100)*1000","v":0},{"$f":"(DmYear!$N$7*(Unit!G$470/100)/DB!L$3)*(Unit!F557/100)*1000","v":0},{"$f":"(DmYear!$N$7*(Unit!H$470/100)/DB!M$3)*(Unit!G557/100)*1000","v":0},{"$f":"(DmYear!$N$7*(Unit!I$470/100)/DB!N$3)*(Unit!H557/100)*1000","v":0},{"$f":"(DmYear!$N$7*(Unit!J$470/100)/DB!O$3)*(Unit!I557/100)*1000","v":0},{"$f":"(DmYear!$N$7*(Unit!K$470/100)/DB!P$3)*(Unit!J557/100)*1000","v":0},{"$f":"(DmYear!$N$7*(Unit!L$470/100)/DB!Q$3)*(Unit!K557/100)*1000","v":0},{"$f":"(DmYear!$N$7*(Unit!M$470/100)/DB!R$3)*(Unit!L557/100)*1000","v":0},{"$f":"(DmYear!$N$7*(Unit!N$470/100)/DB!S$3)*(Unit!M557/100)*1000","v":0},"-",null,14,{"$f":"(DmYear!$N$7*(Unit!C$471/100)/DB!H$4)*(Unit!P557/100)*1000","v":0},{"$f":"(DmYear!$N$7*(Unit!D$471/100)/DB!I$4)*(Unit!Q557/100)*1000","v":0},{"$f":"(DmYear!$N$7*(Unit!E$471/100)/DB!J$4)*(Unit!R557/100)*1000","v":0},{"$f":"(DmYear!$N$7*(Unit!F$471/100)/DB!K$4)*(Unit!S557/100)*1000","v":0},{"$f":"(DmYear!$N$7*(Unit!G$471/100)/DB!L$4)*(Unit!T557/100)*1000","v":0},{"$f":"(DmYear!$N$7*(Unit!H$471/100)/DB!M$4)*(Unit!U557/100)*1000","v":0},{"$f":"(DmYear!$N$7*(Unit!I$471/100)/DB!N$4)*(Unit!V557/100)*1000","v":0},{"$f":"(DmYear!$N$7*(Unit!J$471/100)/DB!O$4)*(Unit!W557/100)*1000","v":0},{"$f":"(DmYear!$N$7*(Unit!K$471/100)/DB!P$4)*(Unit!X557/100)*1000","v":0},{"$f":"(DmYear!$N$7*(Unit!L$471/100)/DB!Q$4)*(Unit!Y557/100)*1000","v":0},{"$f":"(DmYear!$N$7*(Unit!M$471/100)/DB!R$4)*(Unit!Z557/100)*1000","v":0},{"$f":"(DmYear!$N$7*(Unit!N$471/100)/DB!S$4)*(Unit!AA557/100)*1000","v":0},"-",null,14,{"$f":"(DmYear!$N$7*(Unit!C$472/100)/DB!H$5)*(Unit!AD557/100)*1000","v":0},{"$f":"(DmYear!$N$7*(Unit!D$472/100)/DB!I$5)*(Unit!AE557/100)*1000","v":0},{"$f":"(DmYear!$N$7*(Unit!E$472/100)/DB!J$5)*(Unit!AF557/100)*1000","v":0},{"$f":"(DmYear!$N$7*(Unit!F$472/100)/DB!K$5)*(Unit!AG557/100)*1000","v":0},{"$f":"(DmYear!$N$7*(Unit!G$472/100)/DB!L$5)*(Unit!AH557/100)*1000","v":0},{"$f":"(DmYear!$N$7*(Unit!H$472/100)/DB!M$5)*(Unit!AI557/100)*1000","v":0},{"$f":"(DmYear!$N$7*(Unit!I$472/100)/DB!N$5)*(Unit!AJ557/100)*1000","v":0},{"$f":"(DmYear!$N$7*(Unit!J$472/100)/DB!O$5)*(Unit!AK557/100)*1000","v":0},{"$f":"(DmYear!$N$7*(Unit!K$472/100)/DB!P$5)*(Unit!AL557/100)*1000","v":0},{"$f":"(DmYear!$N$7*(Unit!L$472/100)/DB!Q$5)*(Unit!AM557/100)*1000","v":0},{"$f":"(DmYear!$N$7*(Unit!M$472/100)/DB!R$5)*(Unit!AN557/100)*1000","v":0},{"$f":"(DmYear!$N$7*(Unit!N$472/100)/DB!S$5)*(Unit!AO557/100)*1000","v":0},"-",null,null,14,0,0,0,0,0,0,0,0,0,0,0,0,null,null,14,0,0,0,0,0,0,0,0,0,0,0,0,null,null,14,0,0,0,0,0,0,0,0,0,0,0,0,null,null,null,null,14,{"$f":"(DmYear!$N$34*(Unit!C$470/100)/DB!H$3)*(Unit!B557/100)*1000","v":0},{"$f":"(DmYear!$N$34*(Unit!D$470/100)/DB!I$3)*(Unit!C557/100)*1000","v":0},{"$f":"(DmYear!$N$34*(Unit!E$470/100)/DB!J$3)*(Unit!D557/100)*1000","v":0},{"$f":"(DmYear!$N$34*(Unit!F$470/100)/DB!K$3)*(Unit!E557/100)*1000","v":0},{"$f":"(DmYear!$N$34*(Unit!G$470/100)/DB!L$3)*(Unit!F557/100)*1000","v":0},{"$f":"(DmYear!$N$34*(Unit!H$470/100)/DB!M$3)*(Unit!G557/100)*1000","v":0},{"$f":"(DmYear!$N$34*(Unit!I$470/100)/DB!N$3)*(Unit!H557/100)*1000","v":0},{"$f":"(DmYear!$N$34*(Unit!J$470/100)/DB!O$3)*(Unit!I557/100)*1000","v":0},{"$f":"(DmYear!$N$34*(Unit!K$470/100)/DB!P$3)*(Unit!J557/100)*1000","v":0},{"$f":"(DmYear!$N$34*(Unit!L$470/100)/DB!Q$3)*(Unit!K557/100)*1000","v":0},{"$f":"(DmYear!$N$34*(Unit!M$470/100)/DB!R$3)*(Unit!L557/100)*1000","v":0},{"$f":"(DmYear!$N$34*(Unit!N$470/100)/DB!S$3)*(Unit!M557/100)*1000","v":0},"-",null,14,{"$f":"(DmYear!$N$34*(Unit!C$471/100)/DB!H$4)*(Unit!P557/100)*1000","v":0},{"$f":"(DmYear!$N$34*(Unit!D$471/100)/DB!I$4)*(Unit!Q557/100)*1000","v":0},{"$f":"(DmYear!$N$34*(Unit!E$471/100)/DB!J$4)*(Unit!R557/100)*1000","v":0},{"$f":"(DmYear!$N$34*(Unit!F$471/100)/DB!K$4)*(Unit!S557/100)*1000","v":0},{"$f":"(DmYear!$N$34*(Unit!G$471/100)/DB!L$4)*(Unit!T557/100)*1000","v":0},{"$f":"(DmYear!$N$34*(Unit!H$471/100)/DB!M$4)*(Unit!U557/100)*1000","v":0},{"$f":"(DmYear!$N$34*(Unit!I$471/100)/DB!N$4)*(Unit!V557/100)*1000","v":0},{"$f":"(DmYear!$N$34*(Unit!J$471/100)/DB!O$4)*(Unit!W557/100)*1000","v":0},{"$f":"(DmYear!$N$34*(Unit!K$471/100)/DB!P$4)*(Unit!X557/100)*1000","v":0},{"$f":"(DmYear!$N$34*(Unit!L$471/100)/DB!Q$4)*(Unit!Y557/100)*1000","v":0},{"$f":"(DmYear!$N$34*(Unit!M$471/100)/DB!R$4)*(Unit!Z557/100)*1000","v":0},{"$f":"(DmYear!$N$34*(Unit!N$471/100)/DB!S$4)*(Unit!AA557/100)*1000","v":0},"-",null,14,{"$f":"(DmYear!$N$34*(Unit!C$472/100)/DB!H$5)*(Unit!AD557/100)*1000","v":0},{"$f":"(DmYear!$N$34*(Unit!D$472/100)/DB!I$5)*(Unit!AE557/100)*1000","v":0},{"$f":"(DmYear!$N$34*(Unit!E$472/100)/DB!J$5)*(Unit!AF557/100)*1000","v":0},{"$f":"(DmYear!$N$34*(Unit!F$472/100)/DB!K$5)*(Unit!AG557/100)*1000","v":0},{"$f":"(DmYear!$N$34*(Unit!G$472/100)/DB!L$5)*(Unit!AH557/100)*1000","v":0},{"$f":"(DmYear!$N$34*(Unit!H$472/100)/DB!M$5)*(Unit!AI557/100)*1000","v":0},{"$f":"(DmYear!$N$34*(Unit!I$472/100)/DB!N$5)*(Unit!AJ557/100)*1000","v":0},{"$f":"(DmYear!$N$34*(Unit!J$472/100)/DB!O$5)*(Unit!AK557/100)*1000","v":0},{"$f":"(DmYear!$N$34*(Unit!K$472/100)/DB!P$5)*(Unit!AL557/100)*1000","v":0},{"$f":"(DmYear!$N$34*(Unit!L$472/100)/DB!Q$5)*(Unit!AM557/100)*1000","v":0},{"$f":"(DmYear!$N$34*(Unit!M$472/100)/DB!R$5)*(Unit!AN557/100)*1000","v":0},{"$f":"(DmYear!$N$34*(Unit!N$472/100)/DB!S$5)*(Unit!AO557/100)*1000","v":0},"-",null,null,14,0,0,0,0,0,0,0,0,0,0,0,0,null,null,14,0,0,0,0,0,0,0,0,0,0,0,0,null,null,14,0,0,0,0,0,0,0,0,0,0,0,0]
[null,15,{"$f":"(DmYear!$N$7*(Unit!C$470/100)/DB!H$3)*(Unit!B558/100)*1000","v":0},{"$f":"(DmYear!$N$7*(Unit!D$470/100)/DB!I$3)*(Unit!C558/100)*1000","v":0},{"$f":"(DmYear!$N$7*(Unit!E$470/100)/DB!J$3)*(Unit!D558/100)*1000","v":0},{"$f":"(DmYear!$N$7*(Unit!F$470/100)/DB!K$3)*(Unit!E558/100)*1000","v":0},{"$f":"(DmYear!$N$7*(Unit!G$470/100)/DB!L$3)*(Unit!F558/100)*1000","v":0},{"$f":"(DmYear!$N$7*(Unit!H$470/100)/DB!M$3)*(Unit!G558/100)*1000","v":0},{"$f":"(DmYear!$N$7*(Unit!I$470/100)/DB!N$3)*(Unit!H558/100)*1000","v":0},{"$f":"(DmYear!$N$7*(Unit!J$470/100)/DB!O$3)*(Unit!I558/100)*1000","v":0},{"$f":"(DmYear!$N$7*(Unit!K$470/100)/DB!P$3)*(Unit!J558/100)*1000","v":0},{"$f":"(DmYear!$N$7*(Unit!L$470/100)/DB!Q$3)*(Unit!K558/100)*1000","v":0},{"$f":"(DmYear!$N$7*(Unit!M$470/100)/DB!R$3)*(Unit!L558/100)*1000","v":0},{"$f":"(DmYear!$N$7*(Unit!N$470/100)/DB!S$3)*(Unit!M558/100)*1000","v":0},"-",null,15,{"$f":"(DmYear!$N$7*(Unit!C$471/100)/DB!H$4)*(Unit!P558/100)*1000","v":0},{"$f":"(DmYear!$N$7*(Unit!D$471/100)/DB!I$4)*(Unit!Q558/100)*1000","v":0},{"$f":"(DmYear!$N$7*(Unit!E$471/100)/DB!J$4)*(Unit!R558/100)*1000","v":0},{"$f":"(DmYear!$N$7*(Unit!F$471/100)/DB!K$4)*(Unit!S558/100)*1000","v":0},{"$f":"(DmYear!$N$7*(Unit!G$471/100)/DB!L$4)*(Unit!T558/100)*1000","v":0},{"$f":"(DmYear!$N$7*(Unit!H$471/100)/DB!M$4)*(Unit!U558/100)*1000","v":0},{"$f":"(DmYear!$N$7*(Unit!I$471/100)/DB!N$4)*(Unit!V558/100)*1000","v":0},{"$f":"(DmYear!$N$7*(Unit!J$471/100)/DB!O$4)*(Unit!W558/100)*1000","v":0},{"$f":"(DmYear!$N$7*(Unit!K$471/100)/DB!P$4)*(Unit!X558/100)*1000","v":0},{"$f":"(DmYear!$N$7*(Unit!L$471/100)/DB!Q$4)*(Unit!Y558/100)*1000","v":0},{"$f":"(DmYear!$N$7*(Unit!M$471/100)/DB!R$4)*(Unit!Z558/100)*1000","v":0},{"$f":"(DmYear!$N$7*(Unit!N$471/100)/DB!S$4)*(Unit!AA558/100)*1000","v":0},"-",null,15,{"$f":"(DmYear!$N$7*(Unit!C$472/100)/DB!H$5)*(Unit!AD558/100)*1000","v":0},{"$f":"(DmYear!$N$7*(Unit!D$472/100)/DB!I$5)*(Unit!AE558/100)*1000","v":0},{"$f":"(DmYear!$N$7*(Unit!E$472/100)/DB!J$5)*(Unit!AF558/100)*1000","v":0},{"$f":"(DmYear!$N$7*(Unit!F$472/100)/DB!K$5)*(Unit!AG558/100)*1000","v":0},{"$f":"(DmYear!$N$7*(Unit!G$472/100)/DB!L$5)*(Unit!AH558/100)*1000","v":0},{"$f":"(DmYear!$N$7*(Unit!H$472/100)/DB!M$5)*(Unit!AI558/100)*1000","v":0},{"$f":"(DmYear!$N$7*(Unit!I$472/100)/DB!N$5)*(Unit!AJ558/100)*1000","v":0},{"$f":"(DmYear!$N$7*(Unit!J$472/100)/DB!O$5)*(Unit!AK558/100)*1000","v":0},{"$f":"(DmYear!$N$7*(Unit!K$472/100)/DB!P$5)*(Unit!AL558/100)*1000","v":0},{"$f":"(DmYear!$N$7*(Unit!L$472/100)/DB!Q$5)*(Unit!AM558/100)*1000","v":0},{"$f":"(DmYear!$N$7*(Unit!M$472/100)/DB!R$5)*(Unit!AN558/100)*1000","v":0},{"$f":"(DmYear!$N$7*(Unit!N$472/100)/DB!S$5)*(Unit!AO558/100)*1000","v":0},"-",null,null,15,0,0,0,0,0,0,0,0,0,0,0,0,null,null,15,0,0,0,0,0,0,0,0,0,0,0,0,null,null,15,0,0,0,0,0,0,0,0,0,0,0,0,null,null,null,null,15,{"$f":"(DmYear!$N$34*(Unit!C$470/100)/DB!H$3)*(Unit!B558/100)*1000","v":0},{"$f":"(DmYear!$N$34*(Unit!D$470/100)/DB!I$3)*(Unit!C558/100)*1000","v":0},{"$f":"(DmYear!$N$34*(Unit!E$470/100)/DB!J$3)*(Unit!D558/100)*1000","v":0},{"$f":"(DmYear!$N$34*(Unit!F$470/100)/DB!K$3)*(Unit!E558/100)*1000","v":0},{"$f":"(DmYear!$N$34*(Unit!G$470/100)/DB!L$3)*(Unit!F558/100)*1000","v":0},{"$f":"(DmYear!$N$34*(Unit!H$470/100)/DB!M$3)*(Unit!G558/100)*1000","v":0},{"$f":"(DmYear!$N$34*(Unit!I$470/100)/DB!N$3)*(Unit!H558/100)*1000","v":0},{"$f":"(DmYear!$N$34*(Unit!J$470/100)/DB!O$3)*(Unit!I558/100)*1000","v":0},{"$f":"(DmYear!$N$34*(Unit!K$470/100)/DB!P$3)*(Unit!J558/100)*1000","v":0},{"$f":"(DmYear!$N$34*(Unit!L$470/100)/DB!Q$3)*(Unit!K558/100)*1000","v":0},{"$f":"(DmYear!$N$34*(Unit!M$470/100)/DB!R$3)*(Unit!L558/100)*1000","v":0},{"$f":"(DmYear!$N$34*(Unit!N$470/100)/DB!S$3)*(Unit!M558/100)*1000","v":0},"-",null,15,{"$f":"(DmYear!$N$34*(Unit!C$471/100)/DB!H$4)*(Unit!P558/100)*1000","v":0},{"$f":"(DmYear!$N$34*(Unit!D$471/100)/DB!I$4)*(Unit!Q558/100)*1000","v":0},{"$f":"(DmYear!$N$34*(Unit!E$471/100)/DB!J$4)*(Unit!R558/100)*1000","v":0},{"$f":"(DmYear!$N$34*(Unit!F$471/100)/DB!K$4)*(Unit!S558/100)*1000","v":0},{"$f":"(DmYear!$N$34*(Unit!G$471/100)/DB!L$4)*(Unit!T558/100)*1000","v":0},{"$f":"(DmYear!$N$34*(Unit!H$471/100)/DB!M$4)*(Unit!U558/100)*1000","v":0},{"$f":"(DmYear!$N$34*(Unit!I$471/100)/DB!N$4)*(Unit!V558/100)*1000","v":0},{"$f":"(DmYear!$N$34*(Unit!J$471/100)/DB!O$4)*(Unit!W558/100)*1000","v":0},{"$f":"(DmYear!$N$34*(Unit!K$471/100)/DB!P$4)*(Unit!X558/100)*1000","v":0},{"$f":"(DmYear!$N$34*(Unit!L$471/100)/DB!Q$4)*(Unit!Y558/100)*1000","v":0},{"$f":"(DmYear!$N$34*(Unit!M$471/100)/DB!R$4)*(Unit!Z558/100)*1000","v":0},{"$f":"(DmYear!$N$34*(Unit!N$471/100)/DB!S$4)*(Unit!AA558/100)*1000","v":0},"-",null,15,{"$f":"(DmYear!$N$34*(Unit!C$472/100)/DB!H$5)*(Unit!AD558/100)*1000","v":0},{"$f":"(DmYear!$N$34*(Unit!D$472/100)/DB!I$5)*(Unit!AE558/100)*1000","v":0},{"$f":"(DmYear!$N$34*(Unit!E$472/100)/DB!J$5)*(Unit!AF558/100)*1000","v":0},{"$f":"(DmYear!$N$34*(Unit!F$472/100)/DB!K$5)*(Unit!AG558/100)*1000","v":0},{"$f":"(DmYear!$N$34*(Unit!G$472/100)/DB!L$5)*(Unit!AH558/100)*1000","v":0},{"$f":"(DmYear!$N$34*(Unit!H$472/100)/DB!M$5)*(Unit!AI558/100)*1000","v":0},{"$f":"(DmYear!$N$34*(Unit!I$472/100)/DB!N$5)*(Unit!AJ558/100)*1000","v":0},{"$f":"(DmYear!$N$34*(Unit!J$472/100)/DB!O$5)*(Unit!AK558/100)*1000","v":0},{"$f":"(DmYear!$N$34*(Unit!K$472/100)/DB!P$5)*(Unit!AL558/100)*1000","v":0},{"$f":"(DmYear!$N$34*(Unit!L$472/100)/DB!Q$5)*(Unit!AM558/100)*1000","v":0},{"$f":"(DmYear!$N$34*(Unit!M$472/100)/DB!R$5)*(Unit!AN558/100)*1000","v":0},{"$f":"(DmYear!$N$34*(Unit!N$472/100)/DB!S$5)*(Unit!AO558/100)*1000","v":0},"-",null,null,15,0,0,0,0,0,0,0,0,0,0,0,0,null,null,15,0,0,0,0,0,0,0,0,0,0,0,0,null,null,15,0,0,0,0,0,0,0,0,0,0,0,0]
[null,18,{"$f":"(DmYear!$N$7*(Unit!C$470/100)/DB!H$3)*(Unit!B561/100)*1000","v":0},{"$f":"(DmYear!$N$7*(Unit!D$470/100)/DB!I$3)*(Unit!C561/100)*1000","v":0},{"$f":"(DmYear!$N$7*(Unit!E$470/100)/DB!J$3)*(Unit!D561/100)*1000","v":0},{"$f":"(DmYear!$N$7*(Unit!F$470/100)/DB!K$3)*(Unit!E561/100)*1000","v":0},{"$f":"(DmYear!$N$7*(Unit!G$470/100)/DB!L$3)*(Unit!F561/100)*1000","v":0},{"$f":"(DmYear!$N$7*(Unit!H$470/100)/DB!M$3)*(Unit!G561/100)*1000","v":0},{"$f":"(DmYear!$N$7*(Unit!I$470/100)/DB!N$3)*(Unit!H561/100)*1000","v":0},{"$f":"(DmYear!$N$7*(Unit!J$470/100)/DB!O$3)*(Unit!I561/100)*1000","v":0},{"$f":"(DmYear!$N$7*(Unit!K$470/100)/DB!P$3)*(Unit!J561/100)*1000","v":0},{"$f":"(DmYear!$N$7*(Unit!L$470/100)/DB!Q$3)*(Unit!K561/100)*1000","v":0},{"$f":"(DmYear!$N$7*(Unit!M$470/100)/DB!R$3)*(Unit!L561/100)*1000","v":0},{"$f":"(DmYear!$N$7*(Unit!N$470/100)/DB!S$3)*(Unit!M561/100)*1000","v":0},"-",null,18,{"$f":"(DmYear!$N$7*(Unit!C$471/100)/DB!H$4)*(Unit!P561/100)*1000","v":0},{"$f":"(DmYear!$N$7*(Unit!D$471/100)/DB!I$4)*(Unit!Q561/100)*1000","v":0},{"$f":"(DmYear!$N$7*(Unit!E$471/100)/DB!J$4)*(Unit!R561/100)*1000","v":0},{"$f":"(DmYear!$N$7*(Unit!F$471/100)/DB!K$4)*(Unit!S561/100)*1000","v":0},{"$f":"(DmYear!$N$7*(Unit!G$471/100)/DB!L$4)*(Unit!T561/100)*1000","v":0},{"$f":"(DmYear!$N$7*(Unit!H$471/100)/DB!M$4)*(Unit!U561/100)*1000","v":0},{"$f":"(DmYear!$N$7*(Unit!I$471/100)/DB!N$4)*(Unit!V561/100)*1000","v":0},{"$f":"(DmYear!$N$7*(Unit!J$471/100)/DB!O$4)*(Unit!W561/100)*1000","v":0},{"$f":"(DmYear!$N$7*(Unit!K$471/100)/DB!P$4)*(Unit!X561/100)*1000","v":0},{"$f":"(DmYear!$N$7*(Unit!L$471/100)/DB!Q$4)*(Unit!Y561/100)*1000","v":0},{"$f":"(DmYear!$N$7*(Unit!M$471/100)/DB!R$4)*(Unit!Z561/100)*1000","v":0},{"$f":"(DmYear!$N$7*(Unit!N$471/100)/DB!S$4)*(Unit!AA561/100)*1000","v":0},"-",null,18,{"$f":"(DmYear!$N$7*(Unit!C$472/100)/DB!H$5)*(Unit!AD561/100)*1000","v":0},{"$f":"(DmYear!$N$7*(Unit!D$472/100)/DB!I$5)*(Unit!AE561/100)*1000","v":0},{"$f":"(DmYear!$N$7*(Unit!E$472/100)/DB!J$5)*(Unit!AF561/100)*1000","v":0},{"$f":"(DmYear!$N$7*(Unit!F$472/100)/DB!K$5)*(Unit!AG561/100)*1000","v":0},{"$f":"(DmYear!$N$7*(Unit!G$472/100)/DB!L$5)*(Unit!AH561/100)*1000","v":0},{"$f":"(DmYear!$N$7*(Unit!H$472/100)/DB!M$5)*(Unit!AI561/100)*1000","v":0},{"$f":"(DmYear!$N$7*(Unit!I$472/100)/DB!N$5)*(Unit!AJ561/100)*1000","v":0},{"$f":"(DmYear!$N$7*(Unit!J$472/100)/DB!O$5)*(Unit!AK561/100)*1000","v":0},{"$f":"(DmYear!$N$7*(Unit!K$472/100)/DB!P$5)*(Unit!AL561/100)*1000","v":0},{"$f":"(DmYear!$N$7*(Unit!L$472/100)/DB!Q$5)*(Unit!AM561/100)*1000","v":0},{"$f":"(DmYear!$N$7*(Unit!M$472/100)/DB!R$5)*(Unit!AN561/100)*1000","v":0},{"$f":"(DmYear!$N$7*(Unit!N$472/100)/DB!S$5)*(Unit!AO561/100)*1000","v":0},"-",null,null,18,0,0,0,0,0,0,0,0,0,0,0,0,null,null,18,0,0,0,0,0,0,0,0,0,0,0,0,null,null,18,0,0,0,0,0,0,0,0,0,0,0,0,null,null,null,null,18,{"$f":"(DmYear!$N$34*(Unit!C$470/100)/DB!H$3)*(Unit!B561/100)*1000","v":0},{"$f":"(DmYear!$N$34*(Unit!D$470/100)/DB!I$3)*(Unit!C561/100)*1000","v":0},{"$f":"(DmYear!$N$34*(Unit!E$470/100)/DB!J$3)*(Unit!D561/100)*1000","v":0},{"$f":"(DmYear!$N$34*(Unit!F$470/100)/DB!K$3)*(Unit!E561/100)*1000","v":0},{"$f":"(DmYear!$N$34*(Unit!G$470/100)/DB!L$3)*(Unit!F561/100)*1000","v":0},{"$f":"(DmYear!$N$34*(Unit!H$470/100)/DB!M$3)*(Unit!G561/100)*1000","v":0},{"$f":"(DmYear!$N$34*(Unit!I$470/100)/DB!N$3)*(Unit!H561/100)*1000","v":0},{"$f":"(DmYear!$N$34*(Unit!J$470/100)/DB!O$3)*(Unit!I561/100)*1000","v":0},{"$f":"(DmYear!$N$34*(Unit!K$470/100)/DB!P$3)*(Unit!J561/100)*1000","v":0},{"$f":"(DmYear!$N$34*(Unit!L$470/100)/DB!Q$3)*(Unit!K561/100)*1000","v":0},{"$f":"(DmYear!$N$34*(Unit!M$470/100)/DB!R$3)*(Unit!L561/100)*1000","v":0},{"$f":"(DmYear!$N$34*(Unit!N$470/100)/DB!S$3)*(Unit!M561/100)*1000","v":0},"-",null,18,{"$f":"(DmYear!$N$34*(Unit!C$471/100)/DB!H$4)*(Unit!P561/100)*1000","v":0},{"$f":"(DmYear!$N$34*(Unit!D$471/100)/DB!I$4)*(Unit!Q561/100)*1000","v":0},{"$f":"(DmYear!$N$34*(Unit!E$471/100)/DB!J$4)*(Unit!R561/100)*1000","v":0},{"$f":"(DmYear!$N$34*(Unit!F$471/100)/DB!K$4)*(Unit!S561/100)*1000","v":0},{"$f":"(DmYear!$N$34*(Unit!G$471/100)/DB!L$4)*(Unit!T561/100)*1000","v":0},{"$f":"(DmYear!$N$34*(Unit!H$471/100)/DB!M$4)*(Unit!U561/100)*1000","v":0},{"$f":"(DmYear!$N$34*(Unit!I$471/100)/DB!N$4)*(Unit!V561/100)*1000","v":0},{"$f":"(DmYear!$N$34*(Unit!J$471/100)/DB!O$4)*(Unit!W561/100)*1000","v":0},{"$f":"(DmYear!$N$34*(Unit!K$471/100)/DB!P$4)*(Unit!X561/100)*1000","v":0},{"$f":"(DmYear!$N$34*(Unit!L$471/100)/DB!Q$4)*(Unit!Y561/100)*1000","v":0},{"$f":"(DmYear!$N$34*(Unit!M$471/100)/DB!R$4)*(Unit!Z561/100)*1000","v":0},{"$f":"(DmYear!$N$34*(Unit!N$471/100)/DB!S$4)*(Unit!AA561/100)*1000","v":0},"-",null,18,{"$f":"(DmYear!$N$34*(Unit!C$472/100)/DB!H$5)*(Unit!AD561/100)*1000","v":0},{"$f":"(DmYear!$N$34*(Unit!D$472/100)/DB!I$5)*(Unit!AE561/100)*1000","v":0},{"$f":"(DmYear!$N$34*(Unit!E$472/100)/DB!J$5)*(Unit!AF561/100)*1000","v":0},{"$f":"(DmYear!$N$34*(Unit!F$472/100)/DB!K$5)*(Unit!AG561/100)*1000","v":0},{"$f":"(DmYear!$N$34*(Unit!G$472/100)/DB!L$5)*(Unit!AH561/100)*1000","v":0},{"$f":"(DmYear!$N$34*(Unit!H$472/100)/DB!M$5)*(Unit!AI561/100)*1000","v":0},{"$f":"(DmYear!$N$34*(Unit!I$472/100)/DB!N$5)*(Unit!AJ561/100)*1000","v":0},{"$f":"(DmYear!$N$34*(Unit!J$472/100)/DB!O$5)*(Unit!AK561/100)*1000","v":0},{"$f":"(DmYear!$N$34*(Unit!K$472/100)/DB!P$5)*(Unit!AL561/100)*1000","v":0},{"$f":"(DmYear!$N$34*(Unit!L$472/100)/DB!Q$5)*(Unit!AM561/100)*1000","v":0},{"$f":"(DmYear!$N$34*(Unit!M$472/100)/DB!R$5)*(Unit!AN561/100)*1000","v":0},{"$f":"(DmYear!$N$34*(Unit!N$472/100)/DB!S$5)*(Unit!AO561/100)*1000","v":0},"-",null,null,18,0,0,0,0,0,0,0,0,0,0,0,0,null,null,18,0,0,0,0,0,0,0,0,0,0,0,0,null,null,18,0,0,0,0,0,0,0,0,0,0,0,0]
[null,19,{"$f":"(DmYear!$N$7*(Unit!C$470/100)/DB!H$3)*(Unit!B562/100)*1000","v":0},{"$f":"(DmYear!$N$7*(Unit!D$470/100)/DB!I$3)*(Unit!C562/100)*1000","v":0},{"$f":"(DmYear!$N$7*(Unit!E$470/100)/DB!J$3)*(Unit!D562/100)*1000","v":0},{"$f":"(DmYear!$N$7*(Unit!F$470/100)/DB!K$3)*(Unit!E562/100)*1000","v":0},{"$f":"(DmYear!$N$7*(Unit!G$470/100)/DB!L$3)*(Unit!F562/100)*1000","v":0},{"$f":"(DmYear!$N$7*(Unit!H$470/100)/DB!M$3)*(Unit!G562/100)*1000","v":0},{"$f":"(DmYear!$N$7*(Unit!I$470/100)/DB!N$3)*(Unit!H562/100)*1000","v":0},{"$f":"(DmYear!$N$7*(Unit!J$470/100)/DB!O$3)*(Unit!I562/100)*1000","v":0},{"$f":"(DmYear!$N$7*(Unit!K$470/100)/DB!P$3)*(Unit!J562/100)*1000","v":0},{"$f":"(DmYear!$N$7*(Unit!L$470/100)/DB!Q$3)*(Unit!K562/100)*1000","v":0},{"$f":"(DmYear!$N$7*(Unit!M$470/100)/DB!R$3)*(Unit!L562/100)*1000","v":0},{"$f":"(DmYear!$N$7*(Unit!N$470/100)/DB!S$3)*(Unit!M562/100)*1000","v":0},"-",null,19,{"$f":"(DmYear!$N$7*(Unit!C$471/100)/DB!H$4)*(Unit!P562/100)*1000","v":0},{"$f":"(DmYear!$N$7*(Unit!D$471/100)/DB!I$4)*(Unit!Q562/100)*1000","v":0},{"$f":"(DmYear!$N$7*(Unit!E$471/100)/DB!J$4)*(Unit!R562/100)*1000","v":0},{"$f":"(DmYear!$N$7*(Unit!F$471/100)/DB!K$4)*(Unit!S562/100)*1000","v":0},{"$f":"(DmYear!$N$7*(Unit!G$471/100)/DB!L$4)*(Unit!T562/100)*1000","v":0},{"$f":"(DmYear!$N$7*(Unit!H$471/100)/DB!M$4)*(Unit!U562/100)*1000","v":0},{"$f":"(DmYear!$N$7*(Unit!I$471/100)/DB!N$4)*(Unit!V562/100)*1000","v":0},{"$f":"(DmYear!$N$7*(Unit!J$471/100)/DB!O$4)*(Unit!W562/100)*1000","v":0},{"$f":"(DmYear!$N$7*(Unit!K$471/100)/DB!P$4)*(Unit!X562/100)*1000","v":0},{"$f":"(DmYear!$N$7*(Unit!L$471/100)/DB!Q$4)*(Unit!Y562/100)*1000","v":0},{"$f":"(DmYear!$N$7*(Unit!M$471/100)/DB!R$4)*(Unit!Z562/100)*1000","v":0},{"$f":"(DmYear!$N$7*(Unit!N$471/100)/DB!S$4)*(Unit!AA562/100)*1000","v":0},"-",null,19,{"$f":"(DmYear!$N$7*(Unit!C$472/100)/DB!H$5)*(Unit!AD562/100)*1000","v":0},{"$f":"(DmYear!$N$7*(Unit!D$472/100)/DB!I$5)*(Unit!AE562/100)*1000","v":0},{"$f":"(DmYear!$N$7*(Unit!E$472/100)/DB!J$5)*(Unit!AF562/100)*1000","v":0},{"$f":"(DmYear!$N$7*(Unit!F$472/100)/DB!K$5)*(Unit!AG562/100)*1000","v":0},{"$f":"(DmYear!$N$7*(Unit!G$472/100)/DB!L$5)*(Unit!AH562/100)*1000","v":0},{"$f":"(DmYear!$N$7*(Unit!H$472/100)/DB!M$5)*(Unit!AI562/100)*1000","v":0},{"$f":"(DmYear!$N$7*(Unit!I$472/100)/DB!N$5)*(Unit!AJ562/100)*1000","v":0},{"$f":"(DmYear!$N$7*(Unit!J$472/100)/DB!O$5)*(Unit!AK562/100)*1000","v":0},{"$f":"(DmYear!$N$7*(Unit!K$472/100)/DB!P$5)*(Unit!AL562/100)*1000","v":0},{"$f":"(DmYear!$N$7*(Unit!L$472/100)/DB!Q$5)*(Unit!AM562/100)*1000","v":0},{"$f":"(DmYear!$N$7*(Unit!M$472/100)/DB!R$5)*(Unit!AN562/100)*1000","v":0},{"$f":"(DmYear!$N$7*(Unit!N$472/100)/DB!S$5)*(Unit!AO562/100)*1000","v":0},"-",null,null,19,0,0,0,0,0,0,0,0,0,0,0,0,null,null,19,0,0,0,0,0,0,0,0,0,0,0,0,null,null,19,0,0,0,0,0,0,0,0,0,0,0,0,null,null,null,null,19,{"$f":"(DmYear!$N$34*(Unit!C$470/100)/DB!H$3)*(Unit!B562/100)*1000","v":0},{"$f":"(DmYear!$N$34*(Unit!D$470/100)/DB!I$3)*(Unit!C562/100)*1000","v":0},{"$f":"(DmYear!$N$34*(Unit!E$470/100)/DB!J$3)*(Unit!D562/100)*1000","v":0},{"$f":"(DmYear!$N$34*(Unit!F$470/100)/DB!K$3)*(Unit!E562/100)*1000","v":0},{"$f":"(DmYear!$N$34*(Unit!G$470/100)/DB!L$3)*(Unit!F562/100)*1000","v":0},{"$f":"(DmYear!$N$34*(Unit!H$470/100)/DB!M$3)*(Unit!G562/100)*1000","v":0},{"$f":"(DmYear!$N$34*(Unit!I$470/100)/DB!N$3)*(Unit!H562/100)*1000","v":0},{"$f":"(DmYear!$N$34*(Unit!J$470/100)/DB!O$3)*(Unit!I562/100)*1000","v":0},{"$f":"(DmYear!$N$34*(Unit!K$470/100)/DB!P$3)*(Unit!J562/100)*1000","v":0},{"$f":"(DmYear!$N$34*(Unit!L$470/100)/DB!Q$3)*(Unit!K562/100)*1000","v":0},{"$f":"(DmYear!$N$34*(Unit!M$470/100)/DB!R$3)*(Unit!L562/100)*1000","v":0},{"$f":"(DmYear!$N$34*(Unit!N$470/100)/DB!S$3)*(Unit!M562/100)*1000","v":0},"-",null,19,{"$f":"(DmYear!$N$34*(Unit!C$471/100)/DB!H$4)*(Unit!P562/100)*1000","v":0},{"$f":"(DmYear!$N$34*(Unit!D$471/100)/DB!I$4)*(Unit!Q562/100)*1000","v":0},{"$f":"(DmYear!$N$34*(Unit!E$471/100)/DB!J$4)*(Unit!R562/100)*1000","v":0},{"$f":"(DmYear!$N$34*(Unit!F$471/100)/DB!K$4)*(Unit!S562/100)*1000","v":0},{"$f":"(DmYear!$N$34*(Unit!G$471/100)/DB!L$4)*(Unit!T562/100)*1000","v":0},{"$f":"(DmYear!$N$34*(Unit!H$471/100)/DB!M$4)*(Unit!U562/100)*1000","v":0},{"$f":"(DmYear!$N$34*(Unit!I$471/100)/DB!N$4)*(Unit!V562/100)*1000","v":0},{"$f":"(DmYear!$N$34*(Unit!J$471/100)/DB!O$4)*(Unit!W562/100)*1000","v":0},{"$f":"(DmYear!$N$34*(Unit!K$471/100)/DB!P$4)*(Unit!X562/100)*1000","v":0},{"$f":"(DmYear!$N$34*(Unit!L$471/100)/DB!Q$4)*(Unit!Y562/100)*1000","v":0},{"$f":"(DmYear!$N$34*(Unit!M$471/100)/DB!R$4)*(Unit!Z562/100)*1000","v":0},{"$f":"(DmYear!$N$34*(Unit!N$471/100)/DB!S$4)*(Unit!AA562/100)*1000","v":0},"-",null,19,{"$f":"(DmYear!$N$34*(Unit!C$472/100)/DB!H$5)*(Unit!AD562/100)*1000","v":0},{"$f":"(DmYear!$N$34*(Unit!D$472/100)/DB!I$5)*(Unit!AE562/100)*1000","v":0},{"$f":"(DmYear!$N$34*(Unit!E$472/100)/DB!J$5)*(Unit!AF562/100)*1000","v":0},{"$f":"(DmYear!$N$34*(Unit!F$472/100)/DB!K$5)*(Unit!AG562/100)*1000","v":0},{"$f":"(DmYear!$N$34*(Unit!G$472/100)/DB!L$5)*(Unit!AH562/100)*1000","v":0},{"$f":"(DmYear!$N$34*(Unit!H$472/100)/DB!M$5)*(Unit!AI562/100)*1000","v":0},{"$f":"(DmYear!$N$34*(Unit!I$472/100)/DB!N$5)*(Unit!AJ562/100)*1000","v":0},{"$f":"(DmYear!$N$34*(Unit!J$472/100)/DB!O$5)*(Unit!AK562/100)*1000","v":0},{"$f":"(DmYear!$N$34*(Unit!K$472/100)/DB!P$5)*(Unit!AL562/100)*1000","v":0},{"$f":"(DmYear!$N$34*(Unit!L$472/100)/DB!Q$5)*(Unit!AM562/100)*1000","v":0},{"$f":"(DmYear!$N$34*(Unit!M$472/100)/DB!R$5)*(Unit!AN562/100)*1000","v":0},{"$f":"(DmYear!$N$34*(Unit!N$472/100)/DB!S$5)*(Unit!AO562/100)*1000","v":0},"-",null,null,19,0,0,0,0,0,0,0,0,0,0,0,0,null,null,19,0,0,0,0,0,0,0,0,0,0,0,0,null,null,19,0,0,0,0,0,0,0,0,0,0,0,0]
[null,23,{"$f":"(DmYear!$N$7*(Unit!C$470/100)/DB!H$3)*(Unit!B566/100)*1000","v":0},{"$f":"(DmYear!$N$7*(Unit!D$470/100)/DB!I$3)*(Unit!C566/100)*1000","v":0},{"$f":"(DmYear!$N$7*(Unit!E$470/100)/DB!J$3)*(Unit!D566/100)*1000","v":0},{"$f":"(DmYear!$N$7*(Unit!F$470/100)/DB!K$3)*(Unit!E566/100)*1000","v":0},{"$f":"(DmYear!$N$7*(Unit!G$470/100)/DB!L$3)*(Unit!F566/100)*1000","v":0},{"$f":"(DmYear!$N$7*(Unit!H$470/100)/DB!M$3)*(Unit!G566/100)*1000","v":0},{"$f":"(DmYear!$N$7*(Unit!I$470/100)/DB!N$3)*(Unit!H566/100)*1000","v":0},{"$f":"(DmYear!$N$7*(Unit!J$470/100)/DB!O$3)*(Unit!I566/100)*1000","v":0},{"$f":"(DmYear!$N$7*(Unit!K$470/100)/DB!P$3)*(Unit!J566/100)*1000","v":0},{"$f":"(DmYear!$N$7*(Unit!L$470/100)/DB!Q$3)*(Unit!K566/100)*1000","v":0},{"$f":"(DmYear!$N$7*(Unit!M$470/100)/DB!R$3)*(Unit!L566/100)*1000","v":0},{"$f":"(DmYear!$N$7*(Unit!N$470/100)/DB!S$3)*(Unit!M566/100)*1000","v":0},"-",null,23,{"$f":"(DmYear!$N$7*(Unit!C$471/100)/DB!H$4)*(Unit!P566/100)*1000","v":0},{"$f":"(DmYear!$N$7*(Unit!D$471/100)/DB!I$4)*(Unit!Q566/100)*1000","v":0},{"$f":"(DmYear!$N$7*(Unit!E$471/100)/DB!J$4)*(Unit!R566/100)*1000","v":0},{"$f":"(DmYear!$N$7*(Unit!F$471/100)/DB!K$4)*(Unit!S566/100)*1000","v":0},{"$f":"(DmYear!$N$7*(Unit!G$471/100)/DB!L$4)*(Unit!T566/100)*1000","v":0},{"$f":"(DmYear!$N$7*(Unit!H$471/100)/DB!M$4)*(Unit!U566/100)*1000","v":0},{"$f":"(DmYear!$N$7*(Unit!I$471/100)/DB!N$4)*(Unit!V566/100)*1000","v":0},{"$f":"(DmYear!$N$7*(Unit!J$471/100)/DB!O$4)*(Unit!W566/100)*1000","v":0},{"$f":"(DmYear!$N$7*(Unit!K$471/100)/DB!P$4)*(Unit!X566/100)*1000","v":0},{"$f":"(DmYear!$N$7*(Unit!L$471/100)/DB!Q$4)*(Unit!Y566/100)*1000","v":0},{"$f":"(DmYear!$N$7*(Unit!M$471/100)/DB!R$4)*(Unit!Z566/100)*1000","v":0},{"$f":"(DmYear!$N$7*(Unit!N$471/100)/DB!S$4)*(Unit!AA566/100)*1000","v":0},"-",null,23,{"$f":"(DmYear!$N$7*(Unit!C$472/100)/DB!H$5)*(Unit!AD566/100)*1000","v":0},{"$f":"(DmYear!$N$7*(Unit!D$472/100)/DB!I$5)*(Unit!AE566/100)*1000","v":0},{"$f":"(DmYear!$N$7*(Unit!E$472/100)/DB!J$5)*(Unit!AF566/100)*1000","v":0},{"$f":"(DmYear!$N$7*(Unit!F$472/100)/DB!K$5)*(Unit!AG566/100)*1000","v":0},{"$f":"(DmYear!$N$7*(Unit!G$472/100)/DB!L$5)*(Unit!AH566/100)*1000","v":0},{"$f":"(DmYear!$N$7*(Unit!H$472/100)/DB!M$5)*(Unit!AI566/100)*1000","v":0},{"$f":"(DmYear!$N$7*(Unit!I$472/100)/DB!N$5)*(Unit!AJ566/100)*1000","v":0},{"$f":"(DmYear!$N$7*(Unit!J$472/100)/DB!O$5)*(Unit!AK566/100)*1000","v":0},{"$f":"(DmYear!$N$7*(Unit!K$472/100)/DB!P$5)*(Unit!AL566/100)*1000","v":0},{"$f":"(DmYear!$N$7*(Unit!L$472/100)/DB!Q$5)*(Unit!AM566/100)*1000","v":0},{"$f":"(DmYear!$N$7*(Unit!M$472/100)/DB!R$5)*(Unit!AN566/100)*1000","v":0},{"$f":"(DmYear!$N$7*(Unit!N$472/100)/DB!S$5)*(Unit!AO566/100)*1000","v":0},"-",null,null,23,0,0,0,0,0,0,0,0,0,0,0,0,null,null,23,0,0,0,0,0,0,0,0,0,0,0,0,null,null,23,0,0,0,0,0,0,0,0,0,0,0,0,null,null,null,null,23,{"$f":"(DmYear!$N$34*(Unit!C$470/100)/DB!H$3)*(Unit!B566/100)*1000","v":0},{"$f":"(DmYear!$N$34*(Unit!D$470/100)/DB!I$3)*(Unit!C566/100)*1000","v":0},{"$f":"(DmYear!$N$34*(Unit!E$470/100)/DB!J$3)*(Unit!D566/100)*1000","v":0},{"$f":"(DmYear!$N$34*(Unit!F$470/100)/DB!K$3)*(Unit!E566/100)*1000","v":0},{"$f":"(DmYear!$N$34*(Unit!G$470/100)/DB!L$3)*(Unit!F566/100)*1000","v":0},{"$f":"(DmYear!$N$34*(Unit!H$470/100)/DB!M$3)*(Unit!G566/100)*1000","v":0},{"$f":"(DmYear!$N$34*(Unit!I$470/100)/DB!N$3)*(Unit!H566/100)*1000","v":0},{"$f":"(DmYear!$N$34*(Unit!J$470/100)/DB!O$3)*(Unit!I566/100)*1000","v":0},{"$f":"(DmYear!$N$34*(Unit!K$470/100)/DB!P$3)*(Unit!J566/100)*1000","v":0},{"$f":"(DmYear!$N$34*(Unit!L$470/100)/DB!Q$3)*(Unit!K566/100)*1000","v":0},{"$f":"(DmYear!$N$34*(Unit!M$470/100)/DB!R$3)*(Unit!L566/100)*1000","v":0},{"$f":"(DmYear!$N$34*(Unit!N$470/100)/DB!S$3)*(Unit!M566/100)*1000","v":0},"-",null,23,{"$f":"(DmYear!$N$34*(Unit!C$471/100)/DB!H$4)*(Unit!P566/100)*1000","v":0},{"$f":"(DmYear!$N$34*(Unit!D$471/100)/DB!I$4)*(Unit!Q566/100)*1000","v":0},{"$f":"(DmYear!$N$34*(Unit!E$471/100)/DB!J$4)*(Unit!R566/100)*1000","v":0},{"$f":"(DmYear!$N$34*(Unit!F$471/100)/DB!K$4)*(Unit!S566/100)*1000","v":0},{"$f":"(DmYear!$N$34*(Unit!G$471/100)/DB!L$4)*(Unit!T566/100)*1000","v":0},{"$f":"(DmYear!$N$34*(Unit!H$471/100)/DB!M$4)*(Unit!U566/100)*1000","v":0},{"$f":"(DmYear!$N$34*(Unit!I$471/100)/DB!N$4)*(Unit!V566/100)*1000","v":0},{"$f":"(DmYear!$N$34*(Unit!J$471/100)/DB!O$4)*(Unit!W566/100)*1000","v":0},{"$f":"(DmYear!$N$34*(Unit!K$471/100)/DB!P$4)*(Unit!X566/100)*1000","v":0},{"$f":"(DmYear!$N$34*(Unit!L$471/100)/DB!Q$4)*(Unit!Y566/100)*1000","v":0},{"$f":"(DmYear!$N$34*(Unit!M$471/100)/DB!R$4)*(Unit!Z566/100)*1000","v":0},{"$f":"(DmYear!$N$34*(Unit!N$471/100)/DB!S$4)*(Unit!AA566/100)*1000","v":0},"-",null,23,{"$f":"(DmYear!$N$34*(Unit!C$472/100)/DB!H$5)*(Unit!AD566/100)*1000","v":0},{"$f":"(DmYear!$N$34*(Unit!D$472/100)/DB!I$5)*(Unit!AE566/100)*1000","v":0},{"$f":"(DmYear!$N$34*(Unit!E$472/100)/DB!J$5)*(Unit!AF566/100)*1000","v":0},{"$f":"(DmYear!$N$34*(Unit!F$472/100)/DB!K$5)*(Unit!AG566/100)*1000","v":0},{"$f":"(DmYear!$N$34*(Unit!G$472/100)/DB!L$5)*(Unit!AH566/100)*1000","v":0},{"$f":"(DmYear!$N$34*(Unit!H$472/100)/DB!M$5)*(Unit!AI566/100)*1000","v":0},{"$f":"(DmYear!$N$34*(Unit!I$472/100)/DB!N$5)*(Unit!AJ566/100)*1000","v":0},{"$f":"(DmYear!$N$34*(Unit!J$472/100)/DB!O$5)*(Unit!AK566/100)*1000","v":0},{"$f":"(DmYear!$N$34*(Unit!K$472/100)/DB!P$5)*(Unit!AL566/100)*1000","v":0},{"$f":"(DmYear!$N$34*(Unit!L$472/100)/DB!Q$5)*(Unit!AM566/100)*1000","v":0},{"$f":"(DmYear!$N$34*(Unit!M$472/100)/DB!R$5)*(Unit!AN566/100)*1000","v":0},{"$f":"(DmYear!$N$34*(Unit!N$472/100)/DB!S$5)*(Unit!AO566/100)*1000","v":0},"-",null,null,23,0,0,0,0,0,0,0,0,0,0,0,0,null,null,23,0,0,0,0,0,0,0,0,0,0,0,0,null,null,23,0,0,0,0,0,0,0,0,0,0,0,0]
[null,"MJ/日",{"$f":"DmYear!$N$7*(Unit!C$470/100)/DB!H$3*1000","v":0},{"$f":"DmYear!$N$7*(Unit!D$470/100)/DB!I$3*1000","v":0},{"$f":"DmYear!$N$7*(Unit!E$470/100)/DB!J$3*1000","v":0},{"$f":"DmYear!$N$7*(Unit!F$470/100)/DB!K$3*1000","v":0},{"$f":"DmYear!$N$7*(Unit!G$470/100)/DB!L$3*1000","v":0},{"$f":"DmYear!$N$7*(Unit!H$470/100)/DB!M$3*1000","v":0},{"$f":"DmYear!$N$7*(Unit!I$470/100)/DB!N$3*1000","v":0},{"$f":"DmYear!$N$7*(Unit!J$470/100)/DB!O$3*1000","v":0},{"$f":"DmYear!$N$7*(Unit!K$470/100)/DB!P$3*1000","v":0},{"$f":"DmYear!$N$7*(Unit!L$470/100)/DB!Q$3*1000","v":0},{"$f":"DmYear!$N$7*(Unit!M$470/100)/DB!R$3*1000","v":0},{"$f":"DmYear!$N$7*(Unit!N$470/100)/DB!S$3*1000","v":0},"-",null,"MJ/日",{"$f":"DmYear!$N$7*(Unit!C$471/100)/DB!H$4*1000","v":0},{"$f":"DmYear!$N$7*(Unit!D$471/100)/DB!I$4*1000","v":0},{"$f":"DmYear!$N$7*(Unit!E$471/100)/DB!J$4*1000","v":0},{"$f":"DmYear!$N$7*(Unit!F$471/100)/DB!K$4*1000","v":0},{"$f":"DmYear!$N$7*(Unit!G$471/100)/DB!L$4*1000","v":0},{"$f":"DmYear!$N$7*(Unit!H$471/100)/DB!M$4*1000","v":0},{"$f":"DmYear!$N$7*(Unit!I$471/100)/DB!N$4*1000","v":0},{"$f":"DmYear!$N$7*(Unit!J$471/100)/DB!O$4*1000","v":0},{"$f":"DmYear!$N$7*(Unit!K$471/100)/DB!P$4*1000","v":0},{"$f":"DmYear!$N$7*(Unit!L$471/100)/DB!Q$4*1000","v":0},{"$f":"DmYear!$N$7*(Unit!M$471/100)/DB!R$4*1000","v":0},{"$f":"DmYear!$N$7*(Unit!N$471/100)/DB!S$4*1000","v":0},"-",null,"MJ/日",{"$f":"DmYear!$N$7*(Unit!C$472/100)/DB!H$5*1000","v":0},{"$f":"DmYear!$N$7*(Unit!D$472/100)/DB!I$5*1000","v":0},{"$f":"DmYear!$N$7*(Unit!E$472/100)/DB!J$5*1000","v":0},{"$f":"DmYear!$N$7*(Unit!F$472/100)/DB!K$5*1000","v":0},{"$f":"DmYear!$N$7*(Unit!G$472/100)/DB!L$5*1000","v":0},{"$f":"DmYear!$N$7*(Unit!H$472/100)/DB!M$5*1000","v":0},{"$f":"DmYear!$N$7*(Unit!I$472/100)/DB!N$5*1000","v":0},{"$f":"DmYear!$N$7*(Unit!J$472/100)/DB!O$5*1000","v":0},{"$f":"DmYear!$N$7*(Unit!K$472/100)/DB!P$5*1000","v":0},{"$f":"DmYear!$N$7*(Unit!L$472/100)/DB!Q$5*1000","v":0},{"$f":"DmYear!$N$7*(Unit!M$472/100)/DB!R$5*1000","v":0},{"$f":"DmYear!$N$7*(Unit!N$472/100)/DB!S$5*1000","v":0},"-",null,null,"MJ/日",{"$f":"SUM(AW543:AW566)","v":0},{"$f":"SUM(AX543:AX566)","v":0},{"$f":"SUM(AY543:AY566)","v":0},{"$f":"SUM(AZ543:AZ566)","v":0},{"$f":"SUM(BA543:BA566)","v":0},{"$f":"SUM(BB543:BB566)","v":0},{"$f":"SUM(BC543:BC566)","v":0},{"$f":"SUM(BD543:BD566)","v":0},{"$f":"SUM(BE543:BE566)","v":0},{"$f":"SUM(BF543:BF566)","v":0},{"$f":"SUM(BG543:BG566)","v":0},{"$f":"SUM(BH543:BH566)","v":0},null,null,"MJ/日",{"$f":"SUM(BL543:BL566)","v":0},{"$f":"SUM(BM543:BM566)","v":0},{"$f":"SUM(BN543:BN566)","v":0},{"$f":"SUM(BO543:BO566)","v":0},{"$f":"SUM(BP543:BP566)","v":0},{"$f":"SUM(BQ543:BQ566)","v":0},{"$f":"SUM(BR543:BR566)","v":0},{"$f":"SUM(BS543:BS566)","v":0},{"$f":"SUM(BT543:BT566)","v":0},{"$f":"SUM(BU543:BU566)","v":0},{"$f":"SUM(BV543:BV566)","v":0},{"$f":"SUM(BW543:BW566)","v":0},null,null,"MJ/日",{"$f":"SUM(CA543:CA566)","v":0},{"$f":"SUM(CB543:CB566)","v":0},{"$f":"SUM(CC543:CC566)","v":0},{"$f":"SUM(CD543:CD566)","v":0},{"$f":"SUM(CE543:CE566)","v":0},{"$f":"SUM(CF543:CF566)","v":0},{"$f":"SUM(CG543:CG566)","v":0},{"$f":"SUM(CH543:CH566)","v":0},{"$f":"SUM(CI543:CI566)","v":0},{"$f":"SUM(CJ543:CJ566)","v":0},{"$f":"SUM(CK543:CK566)","v":0},{"$f":"SUM(CL543:CL566)","v":0},null,null,null,null,"MJ/日",{"$f":"DmYear!$N$34*(Unit!C$470/100)/DB!H$3*1000","v":0},{"$f":"DmYear!$N$34*(Unit!D$470/100)/DB!I$3*1000","v":0},{"$f":"DmYear!$N$34*(Unit!E$470/100)/DB!J$3*1000","v":0},{"$f":"DmYear!$N$34*(Unit!F$470/100)/DB!K$3*1000","v":0},{"$f":"DmYear!$N$34*(Unit!G$470/100)/DB!L$3*1000","v":0},{"$f":"DmYear!$N$34*(Unit!H$470/100)/DB!M$3*1000","v":0},{"$f":"DmYear!$N$34*(Unit!I$470/100)/DB!N$3*1000","v":0},{"$f":"DmYear!$N$34*(Unit!J$470/100)/DB!O$3*1000","v":0},{"$f":"DmYear!$N$34*(Unit!K$470/100)/DB!P$3*1000","v":0},{"$f":"DmYear!$N$34*(Unit!L$470/100)/DB!Q$3*1000","v":0},{"$f":"DmYear!$N$34*(Unit!M$470/100)/DB!R$3*1000","v":0},{"$f":"DmYear!$N$34*(Unit!N$470/100)/DB!S$3*1000","v":0},"-",null,"MJ/日",{"$f":"DmYear!$N$34*(Unit!C$471/100)/DB!H$4*1000","v":0},{"$f":"DmYear!$N$34*(Unit!D$471/100)/DB!I$4*1000","v":0},{"$f":"DmYear!$N$34*(Unit!E$471/100)/DB!J$4*1000","v":0},{"$f":"DmYear!$N$34*(Unit!F$471/100)/DB!K$4*1000","v":0},{"$f":"DmYear!$N$34*(Unit!G$471/100)/DB!L$4*1000","v":0},{"$f":"DmYear!$N$34*(Unit!H$471/100)/DB!M$4*1000","v":0},{"$f":"DmYear!$N$34*(Unit!I$471/100)/DB!N$4*1000","v":0},{"$f":"DmYear!$N$34*(Unit!J$471/100)/DB!O$4*1000","v":0},{"$f":"DmYear!$N$34*(Unit!K$471/100)/DB!P$4*1000","v":0},{"$f":"DmYear!$N$34*(Unit!L$471/100)/DB!Q$4*1000","v":0},{"$f":"DmYear!$N$34*(Unit!M$471/100)/DB!R$4*1000","v":0},{"$f":"DmYear!$N$34*(Unit!N$471/100)/DB!S$4*1000","v":0},"-",null,"MJ/日",{"$f":"DmYear!$N$34*(Unit!C$472/100)/DB!H$5*1000","v":0},{"$f":"DmYear!$N$34*(Unit!D$472/100)/DB!I$5*1000","v":0},{"$f":"DmYear!$N$34*(Unit!E$472/100)/DB!J$5*1000","v":0},{"$f":"DmYear!$N$34*(Unit!F$472/100)/DB!K$5*1000","v":0},{"$f":"DmYear!$N$34*(Unit!G$472/100)/DB!L$5*1000","v":0},{"$f":"DmYear!$N$34*(Unit!H$472/100)/DB!M$5*1000","v":0},{"$f":"DmYear!$N$34*(Unit!I$472/100)/DB!N$5*1000","v":0},{"$f":"DmYear!$N$34*(Unit!J$472/100)/DB!O$5*1000","v":0},{"$f":"DmYear!$N$34*(Unit!K$472/100)/DB!P$5*1000","v":0},{"$f":"DmYear!$N$34*(Unit!L$472/100)/DB!Q$5*1000","v":0},{"$f":"DmYear!$N$34*(Unit!M$472/100)/DB!R$5*1000","v":0},{"$f":"DmYear!$N$34*(Unit!N$472/100)/DB!S$5*1000","v":0},"-",null,null,"MJ/日",{"$f":"SUM(EL543:EL566)","v":0},{"$f":"SUM(EM543:EM566)","v":0},{"$f":"SUM(EN543:EN566)","v":0},{"$f":"SUM(EO543:EO566)","v":0},{"$f":"SUM(EP543:EP566)","v":0},{"$f":"SUM(EQ543:EQ566)","v":0},{"$f":"SUM(ER543:ER566)","v":0},{"$f":"SUM(ES543:ES566)","v":0},{"$f":"SUM(ET543:ET566)","v":0},{"$f":"SUM(EU543:EU566)","v":0},{"$f":"SUM(EV543:EV566)","v":0},{"$f":"SUM(EW543:EW566)","v":0},null,null,"MJ/日",{"$f":"SUM(FA543:FA566)","v":0},{"$f":"SUM(FB543:FB566)","v":0},{"$f":"SUM(FC543:FC566)","v":0},{"$f":"SUM(FD543:FD566)","v":0},{"$f":"SUM(FE543:FE566)","v":0},{"$f":"SUM(FF543:FF566)","v":0},{"$f":"SUM(FG543:FG566)","v":0},{"$f":"SUM(FH543:FH566)","v":0},{"$f":"SUM(FI543:FI566)","v":0},{"$f":"SUM(FJ543:FJ566)","v":0},{"$f":"SUM(FK543:FK566)","v":0},{"$f":"SUM(FL543:FL566)","v":0},null,null,"MJ/日",{"$f":"SUM(FP543:FP566)","v":0},{"$f":"SUM(FQ543:FQ566)","v":0},{"$f":"SUM(FR543:FR566)","v":0},{"$f":"SUM(FS543:FS566)","v":0},{"$f":"SUM(FT543:FT566)","v":0},{"$f":"SUM(FU543:FU566)","v":0},{"$f":"SUM(FV543:FV566)","v":0},{"$f":"SUM(FW543:FW566)","v":0},{"$f":"SUM(FX543:FX566)","v":0},{"$f":"SUM(FY543:FY566)","v":0},{"$f":"SUM(FZ543:FZ566)","v":0},{"$f":"SUM(GA543:GA566)","v":0}]
[null,"max",{"$f":"MAX(C573:N596)","v":0},null,"文献値",{"$f":"DmYear!F8","v":0},null,"比率",{"$f":"IF(C570=0,0,F570/C570)","v":0},null,null,null,null,null,null,null,"max",{"$f":"MAX(R573:AC596)","v":0},null,"文献値",{"$f":"DmYear!F8","v":0},null,"比率",{"$f":"IF(R570=0,0,U570/R570)","v":0},null,null,null,null,null,null,null,"max",{"$f":"MAX(AG573:AR596)","v":0},null,"文献値",{"$f":"DmYear!F8","v":0},null,"比率",{"$f":"IF(AG570=0,0,AJ570/AG570)","v":0},null,null,null,null,null,null,null,null,null,null,null,null,null,null,null,null,null,null,null,null,null,null,null,null,null,null,null,null,null,null,null,null,null,null,null,null,null,null,null,null,null,null,null,null,null,null,null,null,null,null,null,null,null,null,null,"max",{"$f":"MAX(CR573:DC596)","v":0},null,"文献値",{"$f":"DmYear!$F35","v":0},null,"比率",{"$f":"IF(CR570=0,0,CU570/CR570)","v":0},null,null,null,null,null,null,null,"max",{"$f":"MAX(DG573:DR596)","v":0},null,"文献値",{"$f":"DmYear!$F35","v":0},null,"比率",{"$f":"IF(DG570=0,0,DJ570/DG570)","v":0},null,null,null,null,null,null,null,"max",{"$f":"MAX(DV573:EG596)","v":0},null,"文献値",{"$f":"DmYear!$F35","v":0},null,"比率",{"$f":"IF(DV570=0,0,DY570/DV570)","v":0}]
[null,"MJ/h","1月","2月","3月","4月","5月","6月","7月","8月","9月","10月","11月","12月","計",null,"MJ/h","1月","2月","3月","4月","5月","6月","7月","8月","9月","10月","11月","12月","計",null,"MJ/h","1月","2月","3月","4月","5月","6月","7月","8月","9月","10月","11月","12月","計",null,null,"MJ/h","1月","2月","3月","4月","5月","6月","7月","8月","9月","10月","11月","12月",null,null,"MJ/h","1月","2月","3月","4月","5月","6月","7月","8月","9月","10月","11月","12月",null,null,"MJ/h","1月","2月","3月","4月","5月","6月","7月","8月","9月","10月","11月","12月",null,null,null,null,"MJ/h","1月","2月","3月","4月","5月","6月","7月","8月","9月","10月","11月","12月","計",null,"MJ/h","1月","2月","3月","4月","5月","6月","7月","8月","9月","10月","11月","12月","計",null,"MJ/h","1月","2月","3月","4月","5月","6月","7月","8月","9月","10月","11月","12月","計",null,null,"MJ/h","1月","2月","3月","4月","5月","6月","7月","8月","9月","10月","11月","12月",null,null,"MJ/h","1月","2月","3月","4月","5月","6月","7月","8月","9月","10月","11月","12月",null,null,"MJ/h","1月","2月","3月","4月","5月","6月","7月","8月","9月","10月","11月","12月"]
[null,2,{"$f":"(DmYear!$N$8*(Unit!C$474/100)/DB!H$3)*(Unit!B575/100)*1000","v":0},{"$f":"(DmYear!$N$8*(Unit!D$474/100)/DB!I$3)*(Unit!C575/100)*1000","v":0},{"$f":"(DmYear!$N$8*(Unit!E$474/100)/DB!J$3)*(Unit!D575/100)*1000","v":0},{"$f":"(DmYear!$N$8*(Unit!F$474/100)/DB!K$3)*(Unit!E575/100)*1000","v":0},{"$f":"(DmYear!$N$8*(Unit!G$474/100)/DB!L$3)*(Unit!F575/100)*1000","v":0},{"$f":"(DmYear!$N$8*(Unit!H$474/100)/DB!M$3)*(Unit!G575/100)*1000","v":0},{"$f":"(DmYear!$N$8*(Unit!I$474/100)/DB!N$3)*(Unit!H575/100)*1000","v":0},{"$f":"(DmYear!$N$8*(Unit!J$474/100)/DB!O$3)*(Unit!I575/100)*1000","v":0},{"$f":"(DmYear!$N$8*(Unit!K$474/100)/DB!P$3)*(Unit!J575/100)*1000","v":0},{"$f":"(DmYear!$N$8*(Unit!L$474/100)/DB!Q$3)*(Unit!K575/100)*1000","v":0},{"$f":"(DmYear!$N$8*(Unit!M$474/100)/DB!R$3)*(Unit!L575/100)*1000","v":0},{"$f":"(DmYear!$N$8*(Unit!N$474/100)/DB!S$3)*(Unit!M575/100)*1000","v":0},"-",null,2,{"$f":"(DmYear!$N$8*(Unit!C$475/100)/DB!H$4)*(Unit!P575/100)*1000","v":0},{"$f":"(DmYear!$N$8*(Unit!D$475/100)/DB!I$4)*(Unit!Q575/100)*1000","v":0},{"$f":"(DmYear!$N$8*(Unit!E$475/100)/DB!J$4)*(Unit!R575/100)*1000","v":0},{"$f":"(DmYear!$N$8*(Unit!F$475/100)/DB!K$4)*(Unit!S575/100)*1000","v":0},{"$f":"(DmYear!$N$8*(Unit!G$475/100)/DB!L$4)*(Unit!T575/100)*1000","v":0},{"$f":"(DmYear!$N$8*(Unit!H$475/100)/DB!M$4)*(Unit!U575/100)*1000","v":0},{"$f":"(DmYear!$N$8*(Unit!I$475/100)/DB!N$4)*(Unit!V575/100)*1000","v":0},{"$f":"(DmYear!$N$8*(Unit!J$475/100)/DB!O$4)*(Unit!W575/100)*1000","v":0},{"$f":"(DmYear!$N$8*(Unit!K$475/100)/DB!P$4)*(Unit!X575/100)*1000","v":0},{"$f":"(DmYear!$N$8*(Unit!L$475/100)/DB!Q$4)*(Unit!Y575/100)*1000","v":0},{"$f":"(DmYear!$N$8*(Unit!M$475/100)/DB!R$4)*(Unit!Z575/100)*1000","v":0},{"$f":"(DmYear!$N$8*(Unit!N$475/100)/DB!S$4)*(Unit!AA575/100)*1000","v":0},"-",null,2,{"$f":"(DmYear!$N$8*(Unit!C$476/100)/DB!H$5)*(Unit!AD575/100)*1000","v":0},{"$f":"(DmYear!$N$8*(Unit!D$476/100)/DB!I$5)*(Unit!AE575/100)*1000","v":0},{"$f":"(DmYear!$N$8*(Unit!E$476/100)/DB!J$5)*(Unit!AF575/100)*1000","v":0},{"$f":"(DmYear!$N$8*(Unit!F$476/100)/DB!K$5)*(Unit!AG575/100)*1000","v":0},{"$f":"(DmYear!$N$8*(Unit!G$476/100)/DB!L$5)*(Unit!AH575/100)*1000","v":0},{"$f":"(DmYear!$N$8*(Unit!H$476/100)/DB!M$5)*(Unit!AI575/100)*1000","v":0},{"$f":"(DmYear!$N$8*(Unit!I$476/100)/DB!N$5)*(Unit!AJ575/100)*1000","v":0},{"$f":"(DmYear!$N$8*(Unit!J$476/100)/DB!O$5)*(Unit!AK575/100)*1000","v":0},{"$f":"(DmYear!$N$8*(Unit!K$476/100)/DB!P$5)*(Unit!AL575/100)*1000","v":0},{"$f":"(DmYear!$N$8*(Unit!L$476/100)/DB!Q$5)*(Unit!AM575/100)*1000","v":0},{"$f":"(DmYear!$N$8*(Unit!M$476/100)/DB!R$5)*(Unit!AN575/100)*1000","v":0},{"$f":"(DmYear!$N$8*(Unit!N$476/100)/DB!S$5)*(Unit!AO575/100)*1000","v":0},"-",null,null,2,0,0,0,0,0,0,0,0,0,0,0,0,null,null,2,0,0,0,0,0,0,0,0,0,0,0,0,null,null,2,0,0,0,0,0,0,0,0,0,0,0,0,null,null,null,null,2,{"$f":"(DmYear!$N$35*(Unit!C$474/100)/DB!H$3)*(Unit!B575/100)*1000","v":0},{"$f":"(DmYear!$N$35*(Unit!D$474/100)/DB!I$3)*(Unit!C575/100)*1000","v":0},{"$f":"(DmYear!$N$35*(Unit!E$474/100)/DB!J$3)*(Unit!D575/100)*1000","v":0},{"$f":"(DmYear!$N$35*(Unit!F$474/100)/DB!K$3)*(Unit!E575/100)*1000","v":0},{"$f":"(DmYear!$N$35*(Unit!G$474/100)/DB!L$3)*(Unit!F575/100)*1000","v":0},{"$f":"(DmYear!$N$35*(Unit!H$474/100)/DB!M$3)*(Unit!G575/100)*1000","v":0},{"$f":"(DmYear!$N$35*(Unit!I$474/100)/DB!N$3)*(Unit!H575/100)*1000","v":0},{"$f":"(DmYear!$N$35*(Unit!J$474/100)/DB!O$3)*(Unit!I575/100)*1000","v":0},{"$f":"(DmYear!$N$35*(Unit!K$474/100)/DB!P$3)*(Unit!J575/100)*1000","v":0},{"$f":"(DmYear!$N$35*(Unit!L$474/100)/DB!Q$3)*(Unit!K575/100)*1000","v":0},{"$f":"(DmYear!$N$35*(Unit!M$474/100)/DB!R$3)*(Unit!L575/100)*1000","v":0},{"$f":"(DmYear!$N$35*(Unit!N$474/100)/DB!S$3)*(Unit!M575/100)*1000","v":0},"-",null,2,{"$f":"(DmYear!$N$35*(Unit!C$475/100)/DB!H$4)*(Unit!P575/100)*1000","v":0},{"$f":"(DmYear!$N$35*(Unit!D$475/100)/DB!I$4)*(Unit!Q575/100)*1000","v":0},{"$f":"(DmYear!$N$35*(Unit!E$475/100)/DB!J$4)*(Unit!R575/100)*1000","v":0},{"$f":"(DmYear!$N$35*(Unit!F$475/100)/DB!K$4)*(Unit!S575/100)*1000","v":0},{"$f":"(DmYear!$N$35*(Unit!G$475/100)/DB!L$4)*(Unit!T575/100)*1000","v":0},{"$f":"(DmYear!$N$35*(Unit!H$475/100)/DB!M$4)*(Unit!U575/100)*1000","v":0},{"$f":"(DmYear!$N$35*(Unit!I$475/100)/DB!N$4)*(Unit!V575/100)*1000","v":0},{"$f":"(DmYear!$N$35*(Unit!J$475/100)/DB!O$4)*(Unit!W575/100)*1000","v":0},{"$f":"(DmYear!$N$35*(Unit!K$475/100)/DB!P$4)*(Unit!X575/100)*1000","v":0},{"$f":"(DmYear!$N$35*(Unit!L$475/100)/DB!Q$4)*(Unit!Y575/100)*1000","v":0},{"$f":"(DmYear!$N$35*(Unit!M$475/100)/DB!R$4)*(Unit!Z575/100)*1000","v":0},{"$f":"(DmYear!$N$35*(Unit!N$475/100)/DB!S$4)*(Unit!AA575/100)*1000","v":0},"-",null,2,{"$f":"(DmYear!$N$35*(Unit!C$476/100)/DB!H$5)*(Unit!AD575/100)*1000","v":0},{"$f":"(DmYear!$N$35*(Unit!D$476/100)/DB!I$5)*(Unit!AE575/100)*1000","v":0},{"$f":"(DmYear!$N$35*(Unit!E$476/100)/DB!J$5)*(Unit!AF575/100)*1000","v":0},{"$f":"(DmYear!$N$35*(Unit!F$476/100)/DB!K$5)*(Unit!AG575/100)*1000","v":0},{"$f":"(DmYear!$N$35*(Unit!G$476/100)/DB!L$5)*(Unit!AH575/100)*1000","v":0},{"$f":"(DmYear!$N$35*(Unit!H$476/100)/DB!M$5)*(Unit!AI575/100)*1000","v":0},{"$f":"(DmYear!$N$35*(Unit!I$476/100)/DB!N$5)*(Unit!AJ575/100)*1000","v":0},{"$f":"(DmYear!$N$35*(Unit!J$476/100)/DB!O$5)*(Unit!AK575/100)*1000","v":0},{"$f":"(DmYear!$N$35*(Unit!K$476/100)/DB!P$5)*(Unit!AL575/100)*1000","v":0},{"$f":"(DmYear!$N$35*(Unit!L$476/100)/DB!Q$5)*(Unit!AM575/100)*1000","v":0},{"$f":"(DmYear!$N$35*(Unit!M$476/100)/DB!R$5)*(Unit!AN575/100)*1000","v":0},{"$f":"(DmYear!$N$35*(Unit!N$476/100)/DB!S$5)*(Unit!AO575/100)*1000","v":0},"-",null,null,2,0,0,0,0,0,0,0,0,0,0,0,0,null,null,2,0,0,0,0,0,0,0,0,0,0,0,0,null,null,2,0,0,0,0,0,0,0,0,0,0,0,0]
[null,3,{"$f":"(DmYear!$N$8*(Unit!C$474/100)/DB!H$3)*(Unit!B576/100)*1000","v":0},{"$f":"(DmYear!$N$8*(Unit!D$474/100)/DB!I$3)*(Unit!C576/100)*1000","v":0},{"$f":"(DmYear!$N$8*(Unit!E$474/100)/DB!J$3)*(Unit!D576/100)*1000","v":0},{"$f":"(DmYear!$N$8*(Unit!F$474/100)/DB!K$3)*(Unit!E576/100)*1000","v":0},{"$f":"(DmYear!$N$8*(Unit!G$474/100)/DB!L$3)*(Unit!F576/100)*1000","v":0},{"$f":"(DmYear!$N$8*(Unit!H$474/100)/DB!M$3)*(Unit!G576/100)*1000","v":0},{"$f":"(DmYear!$N$8*(Unit!I$474/100)/DB!N$3)*(Unit!H576/100)*1000","v":0},{"$f":"(DmYear!$N$8*(Unit!J$474/100)/DB!O$3)*(Unit!I576/100)*1000","v":0},{"$f":"(DmYear!$N$8*(Unit!K$474/100)/DB!P$3)*(Unit!J576/100)*1000","v":0},{"$f":"(DmYear!$N$8*(Unit!L$474/100)/DB!Q$3)*(Unit!K576/100)*1000","v":0},{"$f":"(DmYear!$N$8*(Unit!M$474/100)/DB!R$3)*(Unit!L576/100)*1000","v":0},{"$f":"(DmYear!$N$8*(Unit!N$474/100)/DB!S$3)*(Unit!M576/100)*1000","v":0},"-",null,3,{"$f":"(DmYear!$N$8*(Unit!C$475/100)/DB!H$4)*(Unit!P576/100)*1000","v":0},{"$f":"(DmYear!$N$8*(Unit!D$475/100)/DB!I$4)*(Unit!Q576/100)*1000","v":0},{"$f":"(DmYear!$N$8*(Unit!E$475/100)/DB!J$4)*(Unit!R576/100)*1000","v":0},{"$f":"(DmYear!$N$8*(Unit!F$475/100)/DB!K$4)*(Unit!S576/100)*1000","v":0},{"$f":"(DmYear!$N$8*(Unit!G$475/100)/DB!L$4)*(Unit!T576/100)*1000","v":0},{"$f":"(DmYear!$N$8*(Unit!H$475/100)/DB!M$4)*(Unit!U576/100)*1000","v":0},{"$f":"(DmYear!$N$8*(Unit!I$475/100)/DB!N$4)*(Unit!V576/100)*1000","v":0},{"$f":"(DmYear!$N$8*(Unit!J$475/100)/DB!O$4)*(Unit!W576/100)*1000","v":0},{"$f":"(DmYear!$N$8*(Unit!K$475/100)/DB!P$4)*(Unit!X576/100)*1000","v":0},{"$f":"(DmYear!$N$8*(Unit!L$475/100)/DB!Q$4)*(Unit!Y576/100)*1000","v":0},{"$f":"(DmYear!$N$8*(Unit!M$475/100)/DB!R$4)*(Unit!Z576/100)*1000","v":0},{"$f":"(DmYear!$N$8*(Unit!N$475/100)/DB!S$4)*(Unit!AA576/100)*1000","v":0},"-",null,3,{"$f":"(DmYear!$N$8*(Unit!C$476/100)/DB!H$5)*(Unit!AD576/100)*1000","v":0},{"$f":"(DmYear!$N$8*(Unit!D$476/100)/DB!I$5)*(Unit!AE576/100)*1000","v":0},{"$f":"(DmYear!$N$8*(Unit!E$476/100)/DB!J$5)*(Unit!AF576/100)*1000","v":0},{"$f":"(DmYear!$N$8*(Unit!F$476/100)/DB!K$5)*(Unit!AG576/100)*1000","v":0},{"$f":"(DmYear!$N$8*(Unit!G$476/100)/DB!L$5)*(Unit!AH576/100)*1000","v":0},{"$f":"(DmYear!$N$8*(Unit!H$476/100)/DB!M$5)*(Unit!AI576/100)*1000","v":0},{"$f":"(DmYear!$N$8*(Unit!I$476/100)/DB!N$5)*(Unit!AJ576/100)*1000","v":0},{"$f":"(DmYear!$N$8*(Unit!J$476/100)/DB!O$5)*(Unit!AK576/100)*1000","v":0},{"$f":"(DmYear!$N$8*(Unit!K$476/100)/DB!P$5)*(Unit!AL576/100)*1000","v":0},{"$f":"(DmYear!$N$8*(Unit!L$476/100)/DB!Q$5)*(Unit!AM576/100)*1000","v":0},{"$f":"(DmYear!$N$8*(Unit!M$476/100)/DB!R$5)*(Unit!AN576/100)*1000","v":0},{"$f":"(DmYear!$N$8*(Unit!N$476/100)/DB!S$5)*(Unit!AO576/100)*1000","v":0},"-",null,null,3,0,0,0,0,0,0,0,0,0,0,0,0,null,null,3,0,0,0,0,0,0,0,0,0,0,0,0,null,null,3,0,0,0,0,0,0,0,0,0,0,0,0,null,null,null,null,3,{"$f":"(DmYear!$N$35*(Unit!C$474/100)/DB!H$3)*(Unit!B576/100)*1000","v":0},{"$f":"(DmYear!$N$35*(Unit!D$474/100)/DB!I$3)*(Unit!C576/100)*1000","v":0},{"$f":"(DmYear!$N$35*(Unit!E$474/100)/DB!J$3)*(Unit!D576/100)*1000","v":0},{"$f":"(DmYear!$N$35*(Unit!F$474/100)/DB!K$3)*(Unit!E576/100)*1000","v":0},{"$f":"(DmYear!$N$35*(Unit!G$474/100)/DB!L$3)*(Unit!F576/100)*1000","v":0},{"$f":"(DmYear!$N$35*(Unit!H$474/100)/DB!M$3)*(Unit!G576/100)*1000","v":0},{"$f":"(DmYear!$N$35*(Unit!I$474/100)/DB!N$3)*(Unit!H576/100)*1000","v":0},{"$f":"(DmYear!$N$35*(Unit!J$474/100)/DB!O$3)*(Unit!I576/100)*1000","v":0},{"$f":"(DmYear!$N$35*(Unit!K$474/100)/DB!P$3)*(Unit!J576/100)*1000","v":0},{"$f":"(DmYear!$N$35*(Unit!L$474/100)/DB!Q$3)*(Unit!K576/100)*1000","v":0},{"$f":"(DmYear!$N$35*(Unit!M$474/100)/DB!R$3)*(Unit!L576/100)*1000","v":0},{"$f":"(DmYear!$N$35*(Unit!N$474/100)/DB!S$3)*(Unit!M576/100)*1000","v":0},"-",null,3,{"$f":"(DmYear!$N$35*(Unit!C$475/100)/DB!H$4)*(Unit!P576/100)*1000","v":0},{"$f":"(DmYear!$N$35*(Unit!D$475/100)/DB!I$4)*(Unit!Q576/100)*1000","v":0},{"$f":"(DmYear!$N$35*(Unit!E$475/100)/DB!J$4)*(Unit!R576/100)*1000","v":0},{"$f":"(DmYear!$N$35*(Unit!F$475/100)/DB!K$4)*(Unit!S576/100)*1000","v":0},{"$f":"(DmYear!$N$35*(Unit!G$475/100)/DB!L$4)*(Unit!T576/100)*1000","v":0},{"$f":"(DmYear!$N$35*(Unit!H$475/100)/DB!M$4)*(Unit!U576/100)*1000","v":0},{"$f":"(DmYear!$N$35*(Unit!I$475/100)/DB!N$4)*(Unit!V576/100)*1000","v":0},{"$f":"(DmYear!$N$35*(Unit!J$475/100)/DB!O$4)*(Unit!W576/100)*1000","v":0},{"$f":"(DmYear!$N$35*(Unit!K$475/100)/DB!P$4)*(Unit!X576/100)*1000","v":0},{"$f":"(DmYear!$N$35*(Unit!L$475/100)/DB!Q$4)*(Unit!Y576/100)*1000","v":0},{"$f":"(DmYear!$N$35*(Unit!M$475/100)/DB!R$4)*(Unit!Z576/100)*1000","v":0},{"$f":"(DmYear!$N$35*(Unit!N$475/100)/DB!S$4)*(Unit!AA576/100)*1000","v":0},"-",null,3,{"$f":"(DmYear!$N$35*(Unit!C$476/100)/DB!H$5)*(Unit!AD576/100)*1000","v":0},{"$f":"(DmYear!$N$35*(Unit!D$476/100)/DB!I$5)*(Unit!AE576/100)*1000","v":0},{"$f":"(DmYear!$N$35*(Unit!E$476/100)/DB!J$5)*(Unit!AF576/100)*1000","v":0},{"$f":"(DmYear!$N$35*(Unit!F$476/100)/DB!K$5)*(Unit!AG576/100)*1000","v":0},{"$f":"(DmYear!$N$35*(Unit!G$476/100)/DB!L$5)*(Unit!AH576/100)*1000","v":0},{"$f":"(DmYear!$N$35*(Unit!H$476/100)/DB!M$5)*(Unit!AI576/100)*1000","v":0},{"$f":"(DmYear!$N$35*(Unit!I$476/100)/DB!N$5)*(Unit!AJ576/100)*1000","v":0},{"$f":"(DmYear!$N$35*(Unit!J$476/100)/DB!O$5)*(Unit!AK576/100)*1000","v":0},{"$f":"(DmYear!$N$35*(Unit!K$476/100)/DB!P$5)*(Unit!AL576/100)*1000","v":0},{"$f":"(DmYear!$N$35*(Unit!L$476/100)/DB!Q$5)*(Unit!AM576/100)*1000","v":0},{"$f":"(DmYear!$N$35*(Unit!M$476/100)/DB!R$5)*(Unit!AN576/100)*1000","v":0},{"$f":"(DmYear!$N$35*(Unit!N$476/100)/DB!S$5)*(Unit!AO576/100)*1000","v":0},"-",null,null,3,0,0,0,0,0,0,0,0,0,0,0,0,null,null,3,0,0,0,0,0,0,0,0,0,0,0,0,null,null,3,0,0,0,0,0,0,0,0,0,0,0,0]
[null,7,{"$f":"(DmYear!$N$8*(Unit!C$474/100)/DB!H$3)*(Unit!B580/100)*1000","v":0},{"$f":"(DmYear!$N$8*(Unit!D$474/100)/DB!I$3)*(Unit!C580/100)*1000","v":0},{"$f":"(DmYear!$N$8*(Unit!E$474/100)/DB!J$3)*(Unit!D580/100)*1000","v":0},{"$f":"(DmYear!$N$8*(Unit!F$474/100)/DB!K$3)*(Unit!E580/100)*1000","v":0},{"$f":"(DmYear!$N$8*(Unit!G$474/100)/DB!L$3)*(Unit!F580/100)*1000","v":0},{"$f":"(DmYear!$N$8*(Unit!H$474/100)/DB!M$3)*(Unit!G580/100)*1000","v":0},{"$f":"(DmYear!$N$8*(Unit!I$474/100)/DB!N$3)*(Unit!H580/100)*1000","v":0},{"$f":"(DmYear!$N$8*(Unit!J$474/100)/DB!O$3)*(Unit!I580/100)*1000","v":0},{"$f":"(DmYear!$N$8*(Unit!K$474/100)/DB!P$3)*(Unit!J580/100)*1000","v":0},{"$f":"(DmYear!$N$8*(Unit!L$474/100)/DB!Q$3)*(Unit!K580/100)*1000","v":0},{"$f":"(DmYear!$N$8*(Unit!M$474/100)/DB!R$3)*(Unit!L580/100)*1000","v":0},{"$f":"(DmYear!$N$8*(Unit!N$474/100)/DB!S$3)*(Unit!M580/100)*1000","v":0},"-",null,7,{"$f":"(DmYear!$N$8*(Unit!C$475/100)/DB!H$4)*(Unit!P580/100)*1000","v":0},{"$f":"(DmYear!$N$8*(Unit!D$475/100)/DB!I$4)*(Unit!Q580/100)*1000","v":0},{"$f":"(DmYear!$N$8*(Unit!E$475/100)/DB!J$4)*(Unit!R580/100)*1000","v":0},{"$f":"(DmYear!$N$8*(Unit!F$475/100)/DB!K$4)*(Unit!S580/100)*1000","v":0},{"$f":"(DmYear!$N$8*(Unit!G$475/100)/DB!L$4)*(Unit!T580/100)*1000","v":0},{"$f":"(DmYear!$N$8*(Unit!H$475/100)/DB!M$4)*(Unit!U580/100)*1000","v":0},{"$f":"(DmYear!$N$8*(Unit!I$475/100)/DB!N$4)*(Unit!V580/100)*1000","v":0},{"$f":"(DmYear!$N$8*(Unit!J$475/100)/DB!O$4)*(Unit!W580/100)*1000","v":0},{"$f":"(DmYear!$N$8*(Unit!K$475/100)/DB!P$4)*(Unit!X580/100)*1000","v":0},{"$f":"(DmYear!$N$8*(Unit!L$475/100)/DB!Q$4)*(Unit!Y580/100)*1000","v":0},{"$f":"(DmYear!$N$8*(Unit!M$475/100)/DB!R$4)*(Unit!Z580/100)*1000","v":0},{"$f":"(DmYear!$N$8*(Unit!N$475/100)/DB!S$4)*(Unit!AA580/100)*1000","v":0},"-",null,7,{"$f":"(DmYear!$N$8*(Unit!C$476/100)/DB!H$5)*(Unit!AD580/100)*1000","v":0},{"$f":"(DmYear!$N$8*(Unit!D$476/100)/DB!I$5)*(Unit!AE580/100)*1000","v":0},{"$f":"(DmYear!$N$8*(Unit!E$476/100)/DB!J$5)*(Unit!AF580/100)*1000","v":0},{"$f":"(DmYear!$N$8*(Unit!F$476/100)/DB!K$5)*(Unit!AG580/100)*1000","v":0},{"$f":"(DmYear!$N$8*(Unit!G$476/100)/DB!L$5)*(Unit!AH580/100)*1000","v":0},{"$f":"(DmYear!$N$8*(Unit!H$476/100)/DB!M$5)*(Unit!AI580/100)*1000","v":0},{"$f":"(DmYear!$N$8*(Unit!I$476/100)/DB!N$5)*(Unit!AJ580/100)*1000","v":0},{"$f":"(DmYear!$N$8*(Unit!J$476/100)/DB!O$5)*(Unit!AK580/100)*1000","v":0},{"$f":"(DmYear!$N$8*(Unit!K$476/100)/DB!P$5)*(Unit!AL580/100)*1000","v":0},{"$f":"(DmYear!$N$8*(Unit!L$476/100)/DB!Q$5)*(Unit!AM580/100)*1000","v":0},{"$f":"(DmYear!$N$8*(Unit!M$476/100)/DB!R$5)*(Unit!AN580/100)*1000","v":0},{"$f":"(DmYear!$N$8*(Unit!N$476/100)/DB!S$5)*(Unit!AO580/100)*1000","v":0},"-",null,null,7,0,0,0,0,0,0,0,0,0,0,0,0,null,null,7,0,0,0,0,0,0,0,0,0,0,0,0,null,null,7,0,0,0,0,0,0,0,0,0,0,0,0,null,null,null,null,7,{"$f":"(DmYear!$N$35*(Unit!C$474/100)/DB!H$3)*(Unit!B580/100)*1000","v":0},{"$f":"(DmYear!$N$35*(Unit!D$474/100)/DB!I$3)*(Unit!C580/100)*1000","v":0},{"$f":"(DmYear!$N$35*(Unit!E$474/100)/DB!J$3)*(Unit!D580/100)*1000","v":0},{"$f":"(DmYear!$N$35*(Unit!F$474/100)/DB!K$3)*(Unit!E580/100)*1000","v":0},{"$f":"(DmYear!$N$35*(Unit!G$474/100)/DB!L$3)*(Unit!F580/100)*1000","v":0},{"$f":"(DmYear!$N$35*(Unit!H$474/100)/DB!M$3)*(Unit!G580/100)*1000","v":0},{"$f":"(DmYear!$N$35*(Unit!I$474/100)/DB!N$3)*(Unit!H580/100)*1000","v":0},{"$f":"(DmYear!$N$35*(Unit!J$474/100)/DB!O$3)*(Unit!I580/100)*1000","v":0},{"$f":"(DmYear!$N$35*(Unit!K$474/100)/DB!P$3)*(Unit!J580/100)*1000","v":0},{"$f":"(DmYear!$N$35*(Unit!L$474/100)/DB!Q$3)*(Unit!K580/100)*1000","v":0},{"$f":"(DmYear!$N$35*(Unit!M$474/100)/DB!R$3)*(Unit!L580/100)*1000","v":0},{"$f":"(DmYear!$N$35*(Unit!N$474/100)/DB!S$3)*(Unit!M580/100)*1000","v":0},"-",null,7,{"$f":"(DmYear!$N$35*(Unit!C$475/100)/DB!H$4)*(Unit!P580/100)*1000","v":0},{"$f":"(DmYear!$N$35*(Unit!D$475/100)/DB!I$4)*(Unit!Q580/100)*1000","v":0},{"$f":"(DmYear!$N$35*(Unit!E$475/100)/DB!J$4)*(Unit!R580/100)*1000","v":0},{"$f":"(DmYear!$N$35*(Unit!F$475/100)/DB!K$4)*(Unit!S580/100)*1000","v":0},{"$f":"(DmYear!$N$35*(Unit!G$475/100)/DB!L$4)*(Unit!T580/100)*1000","v":0},{"$f":"(DmYear!$N$35*(Unit!H$475/100)/DB!M$4)*(Unit!U580/100)*1000","v":0},{"$f":"(DmYear!$N$35*(Unit!I$475/100)/DB!N$4)*(Unit!V580/100)*1000","v":0},{"$f":"(DmYear!$N$35*(Unit!J$475/100)/DB!O$4)*(Unit!W580/100)*1000","v":0},{"$f":"(DmYear!$N$35*(Unit!K$475/100)/DB!P$4)*(Unit!X580/100)*1000","v":0},{"$f":"(DmYear!$N$35*(Unit!L$475/100)/DB!Q$4)*(Unit!Y580/100)*1000","v":0},{"$f":"(DmYear!$N$35*(Unit!M$475/100)/DB!R$4)*(Unit!Z580/100)*1000","v":0},{"$f":"(DmYear!$N$35*(Unit!N$475/100)/DB!S$4)*(Unit!AA580/100)*1000","v":0},"-",null,7,{"$f":"(DmYear!$N$35*(Unit!C$476/100)/DB!H$5)*(Unit!AD580/100)*1000","v":0},{"$f":"(DmYear!$N$35*(Unit!D$476/100)/DB!I$5)*(Unit!AE580/100)*1000","v":0},{"$f":"(DmYear!$N$35*(Unit!E$476/100)/DB!J$5)*(Unit!AF580/100)*1000","v":0},{"$f":"(DmYear!$N$35*(Unit!F$476/100)/DB!K$5)*(Unit!AG580/100)*1000","v":0},{"$f":"(DmYear!$N$35*(Unit!G$476/100)/DB!L$5)*(Unit!AH580/100)*1000","v":0},{"$f":"(DmYear!$N$35*(Unit!H$476/100)/DB!M$5)*(Unit!AI580/100)*1000","v":0},{"$f":"(DmYear!$N$35*(Unit!I$476/100)/DB!N$5)*(Unit!AJ580/100)*1000","v":0},{"$f":"(DmYear!$N$35*(Unit!J$476/100)/DB!O$5)*(Unit!AK580/100)*1000","v":0},{"$f":"(DmYear!$N$35*(Unit!K$476/100)/DB!P$5)*(Unit!AL580/100)*1000","v":0},{"$f":"(DmYear!$N$35*(Unit!L$476/100)/DB!Q$5)*(Unit!AM580/100)*1000","v":0},{"$f":"(DmYear!$N$35*(Unit!M$476/100)/DB!R$5)*(Unit!AN580/100)*1000","v":0},{"$f":"(DmYear!$N$35*(Unit!N$476/100)/DB!S$5)*(Unit!AO580/100)*1000","v":0},"-",null,null,7,0,0,0,0,0,0,0,0,0,0,0,0,null,null,7,0,0,0,0,0,0,0,0,0,0,0,0,null,null,7,0,0,0,0,0,0,0,0,0,0,0,0]
[null,8,{"$f":"(DmYear!$N$8*(Unit!C$474/100)/DB!H$3)*(Unit!B581/100)*1000","v":0},{"$f":"(DmYear!$N$8*(Unit!D$474/100)/DB!I$3)*(Unit!C581/100)*1000","v":0},{"$f":"(DmYear!$N$8*(Unit!E$474/100)/DB!J$3)*(Unit!D581/100)*1000","v":0},{"$f":"(DmYear!$N$8*(Unit!F$474/100)/DB!K$3)*(Unit!E581/100)*1000","v":0},{"$f":"(DmYear!$N$8*(Unit!G$474/100)/DB!L$3)*(Unit!F581/100)*1000","v":0},{"$f":"(DmYear!$N$8*(Unit!H$474/100)/DB!M$3)*(Unit!G581/100)*1000","v":0},{"$f":"(DmYear!$N$8*(Unit!I$474/100)/DB!N$3)*(Unit!H581/100)*1000","v":0},{"$f":"(DmYear!$N$8*(Unit!J$474/100)/DB!O$3)*(Unit!I581/100)*1000","v":0},{"$f":"(DmYear!$N$8*(Unit!K$474/100)/DB!P$3)*(Unit!J581/100)*1000","v":0},{"$f":"(DmYear!$N$8*(Unit!L$474/100)/DB!Q$3)*(Unit!K581/100)*1000","v":0},{"$f":"(DmYear!$N$8*(Unit!M$474/100)/DB!R$3)*(Unit!L581/100)*1000","v":0},{"$f":"(DmYear!$N$8*(Unit!N$474/100)/DB!S$3)*(Unit!M581/100)*1000","v":0},"-",null,8,{"$f":"(DmYear!$N$8*(Unit!C$475/100)/DB!H$4)*(Unit!P581/100)*1000","v":0},{"$f":"(DmYear!$N$8*(Unit!D$475/100)/DB!I$4)*(Unit!Q581/100)*1000","v":0},{"$f":"(DmYear!$N$8*(Unit!E$475/100)/DB!J$4)*(Unit!R581/100)*1000","v":0},{"$f":"(DmYear!$N$8*(Unit!F$475/100)/DB!K$4)*(Unit!S581/100)*1000","v":0},{"$f":"(DmYear!$N$8*(Unit!G$475/100)/DB!L$4)*(Unit!T581/100)*1000","v":0},{"$f":"(DmYear!$N$8*(Unit!H$475/100)/DB!M$4)*(Unit!U581/100)*1000","v":0},{"$f":"(DmYear!$N$8*(Unit!I$475/100)/DB!N$4)*(Unit!V581/100)*1000","v":0},{"$f":"(DmYear!$N$8*(Unit!J$475/100)/DB!O$4)*(Unit!W581/100)*1000","v":0},{"$f":"(DmYear!$N$8*(Unit!K$475/100)/DB!P$4)*(Unit!X581/100)*1000","v":0},{"$f":"(DmYear!$N$8*(Unit!L$475/100)/DB!Q$4)*(Unit!Y581/100)*1000","v":0},{"$f":"(DmYear!$N$8*(Unit!M$475/100)/DB!R$4)*(Unit!Z581/100)*1000","v":0},{"$f":"(DmYear!$N$8*(Unit!N$475/100)/DB!S$4)*(Unit!AA581/100)*1000","v":0},"-",null,8,{"$f":"(DmYear!$N$8*(Unit!C$476/100)/DB!H$5)*(Unit!AD581/100)*1000","v":0},{"$f":"(DmYear!$N$8*(Unit!D$476/100)/DB!I$5)*(Unit!AE581/100)*1000","v":0},{"$f":"(DmYear!$N$8*(Unit!E$476/100)/DB!J$5)*(Unit!AF581/100)*1000","v":0},{"$f":"(DmYear!$N$8*(Unit!F$476/100)/DB!K$5)*(Unit!AG581/100)*1000","v":0},{"$f":"(DmYear!$N$8*(Unit!G$476/100)/DB!L$5)*(Unit!AH581/100)*1000","v":0},{"$f":"(DmYear!$N$8*(Unit!H$476/100)/DB!M$5)*(Unit!AI581/100)*1000","v":0},{"$f":"(DmYear!$N$8*(Unit!I$476/100)/DB!N$5)*(Unit!AJ581/100)*1000","v":0},{"$f":"(DmYear!$N$8*(Unit!J$476/100)/DB!O$5)*(Unit!AK581/100)*1000","v":0},{"$f":"(DmYear!$N$8*(Unit!K$476/100)/DB!P$5)*(Unit!AL581/100)*1000","v":0},{"$f":"(DmYear!$N$8*(Unit!L$476/100)/DB!Q$5)*(Unit!AM581/100)*1000","v":0},{"$f":"(DmYear!$N$8*(Unit!M$476/100)/DB!R$5)*(Unit!AN581/100)*1000","v":0},{"$f":"(DmYear!$N$8*(Unit!N$476/100)/DB!S$5)*(Unit!AO581/100)*1000","v":0},"-",null,null,8,0,0,0,0,0,0,0,0,0,0,0,0,null,null,8,0,0,0,0,0,0,0,0,0,0,0,0,null,null,8,0,0,0,0,0,0,0,0,0,0,0,0,null,null,null,null,8,{"$f":"(DmYear!$N$35*(Unit!C$474/100)/DB!H$3)*(Unit!B581/100)*1000","v":0},{"$f":"(DmYear!$N$35*(Unit!D$474/100)/DB!I$3)*(Unit!C581/100)*1000","v":0},{"$f":"(DmYear!$N$35*(Unit!E$474/100)/DB!J$3)*(Unit!D581/100)*1000","v":0},{"$f":"(DmYear!$N$35*(Unit!F$474/100)/DB!K$3)*(Unit!E581/100)*1000","v":0},{"$f":"(DmYear!$N$35*(Unit!G$474/100)/DB!L$3)*(Unit!F581/100)*1000","v":0},{"$f":"(DmYear!$N$35*(Unit!H$474/100)/DB!M$3)*(Unit!G581/100)*1000","v":0},{"$f":"(DmYear!$N$35*(Unit!I$474/100)/DB!N$3)*(Unit!H581/100)*1000","v":0},{"$f":"(DmYear!$N$35*(Unit!J$474/100)/DB!O$3)*(Unit!I581/100)*1000","v":0},{"$f":"(DmYear!$N$35*(Unit!K$474/100)/DB!P$3)*(Unit!J581/100)*1000","v":0},{"$f":"(DmYear!$N$35*(Unit!L$474/100)/DB!Q$3)*(Unit!K581/100)*1000","v":0},{"$f":"(DmYear!$N$35*(Unit!M$474/100)/DB!R$3)*(Unit!L581/100)*1000","v":0},{"$f":"(DmYear!$N$35*(Unit!N$474/100)/DB!S$3)*(Unit!M581/100)*1000","v":0},"-",null,8,{"$f":"(DmYear!$N$35*(Unit!C$475/100)/DB!H$4)*(Unit!P581/100)*1000","v":0},{"$f":"(DmYear!$N$35*(Unit!D$475/100)/DB!I$4)*(Unit!Q581/100)*1000","v":0},{"$f":"(DmYear!$N$35*(Unit!E$475/100)/DB!J$4)*(Unit!R581/100)*1000","v":0},{"$f":"(DmYear!$N$35*(Unit!F$475/100)/DB!K$4)*(Unit!S581/100)*1000","v":0},{"$f":"(DmYear!$N$35*(Unit!G$475/100)/DB!L$4)*(Unit!T581/100)*1000","v":0},{"$f":"(DmYear!$N$35*(Unit!H$475/100)/DB!M$4)*(Unit!U581/100)*1000","v":0},{"$f":"(DmYear!$N$35*(Unit!I$475/100)/DB!N$4)*(Unit!V581/100)*1000","v":0},{"$f":"(DmYear!$N$35*(Unit!J$475/100)/DB!O$4)*(Unit!W581/100)*1000","v":0},{"$f":"(DmYear!$N$35*(Unit!K$475/100)/DB!P$4)*(Unit!X581/100)*1000","v":0},{"$f":"(DmYear!$N$35*(Unit!L$475/100)/DB!Q$4)*(Unit!Y581/100)*1000","v":0},{"$f":"(DmYear!$N$35*(Unit!M$475/100)/DB!R$4)*(Unit!Z581/100)*1000","v":0},{"$f":"(DmYear!$N$35*(Unit!N$475/100)/DB!S$4)*(Unit!AA581/100)*1000","v":0},"-",null,8,{"$f":"(DmYear!$N$35*(Unit!C$476/100)/DB!H$5)*(Unit!AD581/100)*1000","v":0},{"$f":"(DmYear!$N$35*(Unit!D$476/100)/DB!I$5)*(Unit!AE581/100)*1000","v":0},{"$f":"(DmYear!$N$35*(Unit!E$476/100)/DB!J$5)*(Unit!AF581/100)*1000","v":0},{"$f":"(DmYear!$N$35*(Unit!F$476/100)/DB!K$5)*(Unit!AG581/100)*1000","v":0},{"$f":"(DmYear!$N$35*(Unit!G$476/100)/DB!L$5)*(Unit!AH581/100)*1000","v":0},{"$f":"(DmYear!$N$35*(Unit!H$476/100)/DB!M$5)*(Unit!AI581/100)*1000","v":0},{"$f":"(DmYear!$N$35*(Unit!I$476/100)/DB!N$5)*(Unit!AJ581/100)*1000","v":0},{"$f":"(DmYear!$N$35*(Unit!J$476/100)/DB!O$5)*(Unit!AK581/100)*1000","v":0},{"$f":"(DmYear!$N$35*(Unit!K$476/100)/DB!P$5)*(Unit!AL581/100)*1000","v":0},{"$f":"(DmYear!$N$35*(Unit!L$476/100)/DB!Q$5)*(Unit!AM581/100)*1000","v":0},{"$f":"(DmYear!$N$35*(Unit!M$476/100)/DB!R$5)*(Unit!AN581/100)*1000","v":0},{"$f":"(DmYear!$N$35*(Unit!N$476/100)/DB!S$5)*(Unit!AO581/100)*1000","v":0},"-",null,null,8,0,0,0,0,0,0,0,0,0,0,0,0,null,null,8,0,0,0,0,0,0,0,0,0,0,0,0,null,null,8,0,0,0,0,0,0,0,0,0,0,0,0]
[null,11,{"$f":"(DmYear!$N$8*(Unit!C$474/100)/DB!H$3)*(Unit!B584/100)*1000","v":0},{"$f":"(DmYear!$N$8*(Unit!D$474/100)/DB!I$3)*(Unit!C584/100)*1000","v":0},{"$f":"(DmYear!$N$8*(Unit!E$474/100)/DB!J$3)*(Unit!D584/100)*1000","v":0},{"$f":"(DmYear!$N$8*(Unit!F$474/100)/DB!K$3)*(Unit!E584/100)*1000","v":0},{"$f":"(DmYear!$N$8*(Unit!G$474/100)/DB!L$3)*(Unit!F584/100)*1000","v":0},{"$f":"(DmYear!$N$8*(Unit!H$474/100)/DB!M$3)*(Unit!G584/100)*1000","v":0},{"$f":"(DmYear!$N$8*(Unit!I$474/100)/DB!N$3)*(Unit!H584/100)*1000","v":0},{"$f":"(DmYear!$N$8*(Unit!J$474/100)/DB!O$3)*(Unit!I584/100)*1000","v":0},{"$f":"(DmYear!$N$8*(Unit!K$474/100)/DB!P$3)*(Unit!J584/100)*1000","v":0},{"$f":"(DmYear!$N$8*(Unit!L$474/100)/DB!Q$3)*(Unit!K584/100)*1000","v":0},{"$f":"(DmYear!$N$8*(Unit!M$474/100)/DB!R$3)*(Unit!L584/100)*1000","v":0},{"$f":"(DmYear!$N$8*(Unit!N$474/100)/DB!S$3)*(Unit!M584/100)*1000","v":0},"-",null,11,{"$f":"(DmYear!$N$8*(Unit!C$475/100)/DB!H$4)*(Unit!P584/100)*1000","v":0},{"$f":"(DmYear!$N$8*(Unit!D$475/100)/DB!I$4)*(Unit!Q584/100)*1000","v":0},{"$f":"(DmYear!$N$8*(Unit!E$475/100)/DB!J$4)*(Unit!R584/100)*1000","v":0},{"$f":"(DmYear!$N$8*(Unit!F$475/100)/DB!K$4)*(Unit!S584/100)*1000","v":0},{"$f":"(DmYear!$N$8*(Unit!G$475/100)/DB!L$4)*(Unit!T584/100)*1000","v":0},{"$f":"(DmYear!$N$8*(Unit!H$475/100)/DB!M$4)*(Unit!U584/100)*1000","v":0},{"$f":"(DmYear!$N$8*(Unit!I$475/100)/DB!N$4)*(Unit!V584/100)*1000","v":0},{"$f":"(DmYear!$N$8*(Unit!J$475/100)/DB!O$4)*(Unit!W584/100)*1000","v":0},{"$f":"(DmYear!$N$8*(Unit!K$475/100)/DB!P$4)*(Unit!X584/100)*1000","v":0},{"$f":"(DmYear!$N$8*(Unit!L$475/100)/DB!Q$4)*(Unit!Y584/100)*1000","v":0},{"$f":"(DmYear!$N$8*(Unit!M$475/100)/DB!R$4)*(Unit!Z584/100)*1000","v":0},{"$f":"(DmYear!$N$8*(Unit!N$475/100)/DB!S$4)*(Unit!AA584/100)*1000","v":0},"-",null,11,{"$f":"(DmYear!$N$8*(Unit!C$476/100)/DB!H$5)*(Unit!AD584/100)*1000","v":0},{"$f":"(DmYear!$N$8*(Unit!D$476/100)/DB!I$5)*(Unit!AE584/100)*1000","v":0},{"$f":"(DmYear!$N$8*(Unit!E$476/100)/DB!J$5)*(Unit!AF584/100)*1000","v":0},{"$f":"(DmYear!$N$8*(Unit!F$476/100)/DB!K$5)*(Unit!AG584/100)*1000","v":0},{"$f":"(DmYear!$N$8*(Unit!G$476/100)/DB!L$5)*(Unit!AH584/100)*1000","v":0},{"$f":"(DmYear!$N$8*(Unit!H$476/100)/DB!M$5)*(Unit!AI584/100)*1000","v":0},{"$f":"(DmYear!$N$8*(Unit!I$476/100)/DB!N$5)*(Unit!AJ584/100)*1000","v":0},{"$f":"(DmYear!$N$8*(Unit!J$476/100)/DB!O$5)*(Unit!AK584/100)*1000","v":0},{"$f":"(DmYear!$N$8*(Unit!K$476/100)/DB!P$5)*(Unit!AL584/100)*1000","v":0},{"$f":"(DmYear!$N$8*(Unit!L$476/100)/DB!Q$5)*(Unit!AM584/100)*1000","v":0},{"$f":"(DmYear!$N$8*(Unit!M$476/100)/DB!R$5)*(Unit!AN584/100)*1000","v":0},{"$f":"(DmYear!$N$8*(Unit!N$476/100)/DB!S$5)*(Unit!AO584/100)*1000","v":0},"-",null,null,11,0,0,0,0,0,0,0,0,0,0,0,0,null,null,11,0,0,0,0,0,0,0,0,0,0,0,0,null,null,11,0,0,0,0,0,0,0,0,0,0,0,0,null,null,null,null,11,{"$f":"(DmYear!$N$35*(Unit!C$474/100)/DB!H$3)*(Unit!B584/100)*1000","v":0},{"$f":"(DmYear!$N$35*(Unit!D$474/100)/DB!I$3)*(Unit!C584/100)*1000","v":0},{"$f":"(DmYear!$N$35*(Unit!E$474/100)/DB!J$3)*(Unit!D584/100)*1000","v":0},{"$f":"(DmYear!$N$35*(Unit!F$474/100)/DB!K$3)*(Unit!E584/100)*1000","v":0},{"$f":"(DmYear!$N$35*(Unit!G$474/100)/DB!L$3)*(Unit!F584/100)*1000","v":0},{"$f":"(DmYear!$N$35*(Unit!H$474/100)/DB!M$3)*(Unit!G584/100)*1000","v":0},{"$f":"(DmYear!$N$35*(Unit!I$474/100)/DB!N$3)*(Unit!H584/100)*1000","v":0},{"$f":"(DmYear!$N$35*(Unit!J$474/100)/DB!O$3)*(Unit!I584/100)*1000","v":0},{"$f":"(DmYear!$N$35*(Unit!K$474/100)/DB!P$3)*(Unit!J584/100)*1000","v":0},{"$f":"(DmYear!$N$35*(Unit!L$474/100)/DB!Q$3)*(Unit!K584/100)*1000","v":0},{"$f":"(DmYear!$N$35*(Unit!M$474/100)/DB!R$3)*(Unit!L584/100)*1000","v":0},{"$f":"(DmYear!$N$35*(Unit!N$474/100)/DB!S$3)*(Unit!M584/100)*1000","v":0},"-",null,11,{"$f":"(DmYear!$N$35*(Unit!C$475/100)/DB!H$4)*(Unit!P584/100)*1000","v":0},{"$f":"(DmYear!$N$35*(Unit!D$475/100)/DB!I$4)*(Unit!Q584/100)*1000","v":0},{"$f":"(DmYear!$N$35*(Unit!E$475/100)/DB!J$4)*(Unit!R584/100)*1000","v":0},{"$f":"(DmYear!$N$35*(Unit!F$475/100)/DB!K$4)*(Unit!S584/100)*1000","v":0},{"$f":"(DmYear!$N$35*(Unit!G$475/100)/DB!L$4)*(Unit!T584/100)*1000","v":0},{"$f":"(DmYear!$N$35*(Unit!H$475/100)/DB!M$4)*(Unit!U584/100)*1000","v":0},{"$f":"(DmYear!$N$35*(Unit!I$475/100)/DB!N$4)*(Unit!V584/100)*1000","v":0},{"$f":"(DmYear!$N$35*(Unit!J$475/100)/DB!O$4)*(Unit!W584/100)*1000","v":0},{"$f":"(DmYear!$N$35*(Unit!K$475/100)/DB!P$4)*(Unit!X584/100)*1000","v":0},{"$f":"(DmYear!$N$35*(Unit!L$475/100)/DB!Q$4)*(Unit!Y584/100)*1000","v":0},{"$f":"(DmYear!$N$35*(Unit!M$475/100)/DB!R$4)*(Unit!Z584/100)*1000","v":0},{"$f":"(DmYear!$N$35*(Unit!N$475/100)/DB!S$4)*(Unit!AA584/100)*1000","v":0},"-",null,11,{"$f":"(DmYear!$N$35*(Unit!C$476/100)/DB!H$5)*(Unit!AD584/100)*1000","v":0},{"$f":"(DmYear!$N$35*(Unit!D$476/100)/DB!I$5)*(Unit!AE584/100)*1000","v":0},{"$f":"(DmYear!$N$35*(Unit!E$476/100)/DB!J$5)*(Unit!AF584/100)*1000","v":0},{"$f":"(DmYear!$N$35*(Unit!F$476/100)/DB!K$5)*(Unit!AG584/100)*1000","v":0},{"$f":"(DmYear!$N$35*(Unit!G$476/100)/DB!L$5)*(Unit!AH584/100)*1000","v":0},{"$f":"(DmYear!$N$35*(Unit!H$476/100)/DB!M$5)*(Unit!AI584/100)*1000","v":0},{"$f":"(DmYear!$N$35*(Unit!I$476/100)/DB!N$5)*(Unit!AJ584/100)*1000","v":0},{"$f":"(DmYear!$N$35*(Unit!J$476/100)/DB!O$5)*(Unit!AK584/100)*1000","v":0},{"$f":"(DmYear!$N$35*(Unit!K$476/100)/DB!P$5)*(Unit!AL584/100)*1000","v":0},{"$f":"(DmYear!$N$35*(Unit!L$476/100)/DB!Q$5)*(Unit!AM584/100)*1000","v":0},{"$f":"(DmYear!$N$35*(Unit!M$476/100)/DB!R$5)*(Unit!AN584/100)*1000","v":0},{"$f":"(DmYear!$N$35*(Unit!N$476/100)/DB!S$5)*(Unit!AO584/100)*1000","v":0},"-",null,null,11,0,0,0,0,0,0,0,0,0,0,0,0,null,null,11,0,0,0,0,0,0,0,0,0,0,0,0,null,null,11,0,0,0,0,0,0,0,0,0,0,0,0]
[null,13,{"$f":"(DmYear!$N$8*(Unit!C$474/100)/DB!H$3)*(Unit!B586/100)*1000","v":0},{"$f":"(DmYear!$N$8*(Unit!D$474/100)/DB!I$3)*(Unit!C586/100)*1000","v":0},{"$f":"(DmYear!$N$8*(Unit!E$474/100)/DB!J$3)*(Unit!D586/100)*1000","v":0},{"$f":"(DmYear!$N$8*(Unit!F$474/100)/DB!K$3)*(Unit!E586/100)*1000","v":0},{"$f":"(DmYear!$N$8*(Unit!G$474/100)/DB!L$3)*(Unit!F586/100)*1000","v":0},{"$f":"(DmYear!$N$8*(Unit!H$474/100)/DB!M$3)*(Unit!G586/100)*1000","v":0},{"$f":"(DmYear!$N$8*(Unit!I$474/100)/DB!N$3)*(Unit!H586/100)*1000","v":0},{"$f":"(DmYear!$N$8*(Unit!J$474/100)/DB!O$3)*(Unit!I586/100)*1000","v":0},{"$f":"(DmYear!$N$8*(Unit!K$474/100)/DB!P$3)*(Unit!J586/100)*1000","v":0},{"$f":"(DmYear!$N$8*(Unit!L$474/100)/DB!Q$3)*(Unit!K586/100)*1000","v":0},{"$f":"(DmYear!$N$8*(Unit!M$474/100)/DB!R$3)*(Unit!L586/100)*1000","v":0},{"$f":"(DmYear!$N$8*(Unit!N$474/100)/DB!S$3)*(Unit!M586/100)*1000","v":0},"-",null,13,{"$f":"(DmYear!$N$8*(Unit!C$475/100)/DB!H$4)*(Unit!P586/100)*1000","v":0},{"$f":"(DmYear!$N$8*(Unit!D$475/100)/DB!I$4)*(Unit!Q586/100)*1000","v":0},{"$f":"(DmYear!$N$8*(Unit!E$475/100)/DB!J$4)*(Unit!R586/100)*1000","v":0},{"$f":"(DmYear!$N$8*(Unit!F$475/100)/DB!K$4)*(Unit!S586/100)*1000","v":0},{"$f":"(DmYear!$N$8*(Unit!G$475/100)/DB!L$4)*(Unit!T586/100)*1000","v":0},{"$f":"(DmYear!$N$8*(Unit!H$475/100)/DB!M$4)*(Unit!U586/100)*1000","v":0},{"$f":"(DmYear!$N$8*(Unit!I$475/100)/DB!N$4)*(Unit!V586/100)*1000","v":0},{"$f":"(DmYear!$N$8*(Unit!J$475/100)/DB!O$4)*(Unit!W586/100)*1000","v":0},{"$f":"(DmYear!$N$8*(Unit!K$475/100)/DB!P$4)*(Unit!X586/100)*1000","v":0},{"$f":"(DmYear!$N$8*(Unit!L$475/100)/DB!Q$4)*(Unit!Y586/100)*1000","v":0},{"$f":"(DmYear!$N$8*(Unit!M$475/100)/DB!R$4)*(Unit!Z586/100)*1000","v":0},{"$f":"(DmYear!$N$8*(Unit!N$475/100)/DB!S$4)*(Unit!AA586/100)*1000","v":0},"-",null,13,{"$f":"(DmYear!$N$8*(Unit!C$476/100)/DB!H$5)*(Unit!AD586/100)*1000","v":0},{"$f":"(DmYear!$N$8*(Unit!D$476/100)/DB!I$5)*(Unit!AE586/100)*1000","v":0},{"$f":"(DmYear!$N$8*(Unit!E$476/100)/DB!J$5)*(Unit!AF586/100)*1000","v":0},{"$f":"(DmYear!$N$8*(Unit!F$476/100)/DB!K$5)*(Unit!AG586/100)*1000","v":0},{"$f":"(DmYear!$N$8*(Unit!G$476/100)/DB!L$5)*(Unit!AH586/100)*1000","v":0},{"$f":"(DmYear!$N$8*(Unit!H$476/100)/DB!M$5)*(Unit!AI586/100)*1000","v":0},{"$f":"(DmYear!$N$8*(Unit!I$476/100)/DB!N$5)*(Unit!AJ586/100)*1000","v":0},{"$f":"(DmYear!$N$8*(Unit!J$476/100)/DB!O$5)*(Unit!AK586/100)*1000","v":0},{"$f":"(DmYear!$N$8*(Unit!K$476/100)/DB!P$5)*(Unit!AL586/100)*1000","v":0},{"$f":"(DmYear!$N$8*(Unit!L$476/100)/DB!Q$5)*(Unit!AM586/100)*1000","v":0},{"$f":"(DmYear!$N$8*(Unit!M$476/100)/DB!R$5)*(Unit!AN586/100)*1000","v":0},{"$f":"(DmYear!$N$8*(Unit!N$476/100)/DB!S$5)*(Unit!AO586/100)*1000","v":0},"-",null,null,13,0,0,0,0,0,0,0,0,0,0,0,0,null,null,13,0,0,0,0,0,0,0,0,0,0,0,0,null,null,13,0,0,0,0,0,0,0,0,0,0,0,0,null,null,null,null,13,{"$f":"(DmYear!$N$35*(Unit!C$474/100)/DB!H$3)*(Unit!B586/100)*1000","v":0},{"$f":"(DmYear!$N$35*(Unit!D$474/100)/DB!I$3)*(Unit!C586/100)*1000","v":0},{"$f":"(DmYear!$N$35*(Unit!E$474/100)/DB!J$3)*(Unit!D586/100)*1000","v":0},{"$f":"(DmYear!$N$35*(Unit!F$474/100)/DB!K$3)*(Unit!E586/100)*1000","v":0},{"$f":"(DmYear!$N$35*(Unit!G$474/100)/DB!L$3)*(Unit!F586/100)*1000","v":0},{"$f":"(DmYear!$N$35*(Unit!H$474/100)/DB!M$3)*(Unit!G586/100)*1000","v":0},{"$f":"(DmYear!$N$35*(Unit!I$474/100)/DB!N$3)*(Unit!H586/100)*1000","v":0},{"$f":"(DmYear!$N$35*(Unit!J$474/100)/DB!O$3)*(Unit!I586/100)*1000","v":0},{"$f":"(DmYear!$N$35*(Unit!K$474/100)/DB!P$3)*(Unit!J586/100)*1000","v":0},{"$f":"(DmYear!$N$35*(Unit!L$474/100)/DB!Q$3)*(Unit!K586/100)*1000","v":0},{"$f":"(DmYear!$N$35*(Unit!M$474/100)/DB!R$3)*(Unit!L586/100)*1000","v":0},{"$f":"(DmYear!$N$35*(Unit!N$474/100)/DB!S$3)*(Unit!M586/100)*1000","v":0},"-",null,13,{"$f":"(DmYear!$N$35*(Unit!C$475/100)/DB!H$4)*(Unit!P586/100)*1000","v":0},{"$f":"(DmYear!$N$35*(Unit!D$475/100)/DB!I$4)*(Unit!Q586/100)*1000","v":0},{"$f":"(DmYear!$N$35*(Unit!E$475/100)/DB!J$4)*(Unit!R586/100)*1000","v":0},{"$f":"(DmYear!$N$35*(Unit!F$475/100)/DB!K$4)*(Unit!S586/100)*1000","v":0},{"$f":"(DmYear!$N$35*(Unit!G$475/100)/DB!L$4)*(Unit!T586/100)*1000","v":0},{"$f":"(DmYear!$N$35*(Unit!H$475/100)/DB!M$4)*(Unit!U586/100)*1000","v":0},{"$f":"(DmYear!$N$35*(Unit!I$475/100)/DB!N$4)*(Unit!V586/100)*1000","v":0},{"$f":"(DmYear!$N$35*(Unit!J$475/100)/DB!O$4)*(Unit!W586/100)*1000","v":0},{"$f":"(DmYear!$N$35*(Unit!K$475/100)/DB!P$4)*(Unit!X586/100)*1000","v":0},{"$f":"(DmYear!$N$35*(Unit!L$475/100)/DB!Q$4)*(Unit!Y586/100)*1000","v":0},{"$f":"(DmYear!$N$35*(Unit!M$475/100)/DB!R$4)*(Unit!Z586/100)*1000","v":0},{"$f":"(DmYear!$N$35*(Unit!N$475/100)/DB!S$4)*(Unit!AA586/100)*1000","v":0},"-",null,13,{"$f":"(DmYear!$N$35*(Unit!C$476/100)/DB!H$5)*(Unit!AD586/100)*1000","v":0},{"$f":"(DmYear!$N$35*(Unit!D$476/100)/DB!I$5)*(Unit!AE586/100)*1000","v":0},{"$f":"(DmYear!$N$35*(Unit!E$476/100)/DB!J$5)*(Unit!AF586/100)*1000","v":0},{"$f":"(DmYear!$N$35*(Unit!F$476/100)/DB!K$5)*(Unit!AG586/100)*1000","v":0},{"$f":"(DmYear!$N$35*(Unit!G$476/100)/DB!L$5)*(Unit!AH586/100)*1000","v":0},{"$f":"(DmYear!$N$35*(Unit!H$476/100)/DB!M$5)*(Unit!AI586/100)*1000","v":0},{"$f":"(DmYear!$N$35*(Unit!I$476/100)/DB!N$5)*(Unit!AJ586/100)*1000","v":0},{"$f":"(DmYear!$N$35*(Unit!J$476/100)/DB!O$5)*(Unit!AK586/100)*1000","v":0},{"$f":"(DmYear!$N$35*(Unit!K$476/100)/DB!P$5)*(Unit!AL586/100)*1000","v":0},{"$f":"(DmYear!$N$35*(Unit!L$476/100)/DB!Q$5)*(Unit!AM586/100)*1000","v":0},{"$f":"(DmYear!$N$35*(Unit!M$476/100)/DB!R$5)*(Unit!AN586/100)*1000","v":0},{"$f":"(DmYear!$N$35*(Unit!N$476/100)/DB!S$5)*(Unit!AO586/100)*1000","v":0},"-",null,null,13,0,0,0,0,0,0,0,0,0,0,0,0,null,null,13,0,0,0,0,0,0,0,0,0,0,0,0,null,null,13,0,0,0,0,0,0,0,0,0,0,0,0]
[null,16,{"$f":"(DmYear!$N$8*(Unit!C$474/100)/DB!H$3)*(Unit!B589/100)*1000","v":0},{"$f":"(DmYear!$N$8*(Unit!D$474/100)/DB!I$3)*(Unit!C589/100)*1000","v":0},{"$f":"(DmYear!$N$8*(Unit!E$474/100)/DB!J$3)*(Unit!D589/100)*1000","v":0},{"$f":"(DmYear!$N$8*(Unit!F$474/100)/DB!K$3)*(Unit!E589/100)*1000","v":0},{"$f":"(DmYear!$N$8*(Unit!G$474/100)/DB!L$3)*(Unit!F589/100)*1000","v":0},{"$f":"(DmYear!$N$8*(Unit!H$474/100)/DB!M$3)*(Unit!G589/100)*1000","v":0},{"$f":"(DmYear!$N$8*(Unit!I$474/100)/DB!N$3)*(Unit!H589/100)*1000","v":0},{"$f":"(DmYear!$N$8*(Unit!J$474/100)/DB!O$3)*(Unit!I589/100)*1000","v":0},{"$f":"(DmYear!$N$8*(Unit!K$474/100)/DB!P$3)*(Unit!J589/100)*1000","v":0},{"$f":"(DmYear!$N$8*(Unit!L$474/100)/DB!Q$3)*(Unit!K589/100)*1000","v":0},{"$f":"(DmYear!$N$8*(Unit!M$474/100)/DB!R$3)*(Unit!L589/100)*1000","v":0},{"$f":"(DmYear!$N$8*(Unit!N$474/100)/DB!S$3)*(Unit!M589/100)*1000","v":0},"-",null,16,{"$f":"(DmYear!$N$8*(Unit!C$475/100)/DB!H$4)*(Unit!P589/100)*1000","v":0},{"$f":"(DmYear!$N$8*(Unit!D$475/100)/DB!I$4)*(Unit!Q589/100)*1000","v":0},{"$f":"(DmYear!$N$8*(Unit!E$475/100)/DB!J$4)*(Unit!R589/100)*1000","v":0},{"$f":"(DmYear!$N$8*(Unit!F$475/100)/DB!K$4)*(Unit!S589/100)*1000","v":0},{"$f":"(DmYear!$N$8*(Unit!G$475/100)/DB!L$4)*(Unit!T589/100)*1000","v":0},{"$f":"(DmYear!$N$8*(Unit!H$475/100)/DB!M$4)*(Unit!U589/100)*1000","v":0},{"$f":"(DmYear!$N$8*(Unit!I$475/100)/DB!N$4)*(Unit!V589/100)*1000","v":0},{"$f":"(DmYear!$N$8*(Unit!J$475/100)/DB!O$4)*(Unit!W589/100)*1000","v":0},{"$f":"(DmYear!$N$8*(Unit!K$475/100)/DB!P$4)*(Unit!X589/100)*1000","v":0},{"$f":"(DmYear!$N$8*(Unit!L$475/100)/DB!Q$4)*(Unit!Y589/100)*1000","v":0},{"$f":"(DmYear!$N$8*(Unit!M$475/100)/DB!R$4)*(Unit!Z589/100)*1000","v":0},{"$f":"(DmYear!$N$8*(Unit!N$475/100)/DB!S$4)*(Unit!AA589/100)*1000","v":0},"-",null,16,{"$f":"(DmYear!$N$8*(Unit!C$476/100)/DB!H$5)*(Unit!AD589/100)*1000","v":0},{"$f":"(DmYear!$N$8*(Unit!D$476/100)/DB!I$5)*(Unit!AE589/100)*1000","v":0},{"$f":"(DmYear!$N$8*(Unit!E$476/100)/DB!J$5)*(Unit!AF589/100)*1000","v":0},{"$f":"(DmYear!$N$8*(Unit!F$476/100)/DB!K$5)*(Unit!AG589/100)*1000","v":0},{"$f":"(DmYear!$N$8*(Unit!G$476/100)/DB!L$5)*(Unit!AH589/100)*1000","v":0},{"$f":"(DmYear!$N$8*(Unit!H$476/100)/DB!M$5)*(Unit!AI589/100)*1000","v":0},{"$f":"(DmYear!$N$8*(Unit!I$476/100)/DB!N$5)*(Unit!AJ589/100)*1000","v":0},{"$f":"(DmYear!$N$8*(Unit!J$476/100)/DB!O$5)*(Unit!AK589/100)*1000","v":0},{"$f":"(DmYear!$N$8*(Unit!K$476/100)/DB!P$5)*(Unit!AL589/100)*1000","v":0},{"$f":"(DmYear!$N$8*(Unit!L$476/100)/DB!Q$5)*(Unit!AM589/100)*1000","v":0},{"$f":"(DmYear!$N$8*(Unit!M$476/100)/DB!R$5)*(Unit!AN589/100)*1000","v":0},{"$f":"(DmYear!$N$8*(Unit!N$476/100)/DB!S$5)*(Unit!AO589/100)*1000","v":0},"-",null,null,16,0,0,0,0,0,0,0,0,0,0,0,0,null,null,16,0,0,0,0,0,0,0,0,0,0,0,0,null,null,16,0,0,0,0,0,0,0,0,0,0,0,0,null,null,null,null,16,{"$f":"(DmYear!$N$35*(Unit!C$474/100)/DB!H$3)*(Unit!B589/100)*1000","v":0},{"$f":"(DmYear!$N$35*(Unit!D$474/100)/DB!I$3)*(Unit!C589/100)*1000","v":0},{"$f":"(DmYear!$N$35*(Unit!E$474/100)/DB!J$3)*(Unit!D589/100)*1000","v":0},{"$f":"(DmYear!$N$35*(Unit!F$474/100)/DB!K$3)*(Unit!E589/100)*1000","v":0},{"$f":"(DmYear!$N$35*(Unit!G$474/100)/DB!L$3)*(Unit!F589/100)*1000","v":0},{"$f":"(DmYear!$N$35*(Unit!H$474/100)/DB!M$3)*(Unit!G589/100)*1000","v":0},{"$f":"(DmYear!$N$35*(Unit!I$474/100)/DB!N$3)*(Unit!H589/100)*1000","v":0},{"$f":"(DmYear!$N$35*(Unit!J$474/100)/DB!O$3)*(Unit!I589/100)*1000","v":0},{"$f":"(DmYear!$N$35*(Unit!K$474/100)/DB!P$3)*(Unit!J589/100)*1000","v":0},{"$f":"(DmYear!$N$35*(Unit!L$474/100)/DB!Q$3)*(Unit!K589/100)*1000","v":0},{"$f":"(DmYear!$N$35*(Unit!M$474/100)/DB!R$3)*(Unit!L589/100)*1000","v":0},{"$f":"(DmYear!$N$35*(Unit!N$474/100)/DB!S$3)*(Unit!M589/100)*1000","v":0},"-",null,16,{"$f":"(DmYear!$N$35*(Unit!C$475/100)/DB!H$4)*(Unit!P589/100)*1000","v":0},{"$f":"(DmYear!$N$35*(Unit!D$475/100)/DB!I$4)*(Unit!Q589/100)*1000","v":0},{"$f":"(DmYear!$N$35*(Unit!E$475/100)/DB!J$4)*(Unit!R589/100)*1000","v":0},{"$f":"(DmYear!$N$35*(Unit!F$475/100)/DB!K$4)*(Unit!S589/100)*1000","v":0},{"$f":"(DmYear!$N$35*(Unit!G$475/100)/DB!L$4)*(Unit!T589/100)*1000","v":0},{"$f":"(DmYear!$N$35*(Unit!H$475/100)/DB!M$4)*(Unit!U589/100)*1000","v":0},{"$f":"(DmYear!$N$35*(Unit!I$475/100)/DB!N$4)*(Unit!V589/100)*1000","v":0},{"$f":"(DmYear!$N$35*(Unit!J$475/100)/DB!O$4)*(Unit!W589/100)*1000","v":0},{"$f":"(DmYear!$N$35*(Unit!K$475/100)/DB!P$4)*(Unit!X589/100)*1000","v":0},{"$f":"(DmYear!$N$35*(Unit!L$475/100)/DB!Q$4)*(Unit!Y589/100)*1000","v":0},{"$f":"(DmYear!$N$35*(Unit!M$475/100)/DB!R$4)*(Unit!Z589/100)*1000","v":0},{"$f":"(DmYear!$N$35*(Unit!N$475/100)/DB!S$4)*(Unit!AA589/100)*1000","v":0},"-",null,16,{"$f":"(DmYear!$N$35*(Unit!C$476/100)/DB!H$5)*(Unit!AD589/100)*1000","v":0},{"$f":"(DmYear!$N$35*(Unit!D$476/100)/DB!I$5)*(Unit!AE589/100)*1000","v":0},{"$f":"(DmYear!$N$35*(Unit!E$476/100)/DB!J$5)*(Unit!AF589/100)*1000","v":0},{"$f":"(DmYear!$N$35*(Unit!F$476/100)/DB!K$5)*(Unit!AG589/100)*1000","v":0},{"$f":"(DmYear!$N$35*(Unit!G$476/100)/DB!L$5)*(Unit!AH589/100)*1000","v":0},{"$f":"(DmYear!$N$35*(Unit!H$476/100)/DB!M$5)*(Unit!AI589/100)*1000","v":0},{"$f":"(DmYear!$N$35*(Unit!I$476/100)/DB!N$5)*(Unit!AJ589/100)*1000","v":0},{"$f":"(DmYear!$N$35*(Unit!J$476/100)/DB!O$5)*(Unit!AK589/100)*1000","v":0},{"$f":"(DmYear!$N$35*(Unit!K$476/100)/DB!P$5)*(Unit!AL589/100)*1000","v":0},{"$f":"(DmYear!$N$35*(Unit!L$476/100)/DB!Q$5)*(Unit!AM589/100)*1000","v":0},{"$f":"(DmYear!$N$35*(Unit!M$476/100)/DB!R$5)*(Unit!AN589/100)*1000","v":0},{"$f":"(DmYear!$N$35*(Unit!N$476/100)/DB!S$5)*(Unit!AO589/100)*1000","v":0},"-",null,null,16,0,0,0,0,0,0,0,0,0,0,0,0,null,null,16,0,0,0,0,0,0,0,0,0,0,0,0,null,null,16,0,0,0,0,0,0,0,0,0,0,0,0]
[null,19,{"$f":"(DmYear!$N$8*(Unit!C$474/100)/DB!H$3)*(Unit!B592/100)*1000","v":0},{"$f":"(DmYear!$N$8*(Unit!D$474/100)/DB!I$3)*(Unit!C592/100)*1000","v":0},{"$f":"(DmYear!$N$8*(Unit!E$474/100)/DB!J$3)*(Unit!D592/100)*1000","v":0},{"$f":"(DmYear!$N$8*(Unit!F$474/100)/DB!K$3)*(Unit!E592/100)*1000","v":0},{"$f":"(DmYear!$N$8*(Unit!G$474/100)/DB!L$3)*(Unit!F592/100)*1000","v":0},{"$f":"(DmYear!$N$8*(Unit!H$474/100)/DB!M$3)*(Unit!G592/100)*1000","v":0},{"$f":"(DmYear!$N$8*(Unit!I$474/100)/DB!N$3)*(Unit!H592/100)*1000","v":0},{"$f":"(DmYear!$N$8*(Unit!J$474/100)/DB!O$3)*(Unit!I592/100)*1000","v":0},{"$f":"(DmYear!$N$8*(Unit!K$474/100)/DB!P$3)*(Unit!J592/100)*1000","v":0},{"$f":"(DmYear!$N$8*(Unit!L$474/100)/DB!Q$3)*(Unit!K592/100)*1000","v":0},{"$f":"(DmYear!$N$8*(Unit!M$474/100)/DB!R$3)*(Unit!L592/100)*1000","v":0},{"$f":"(DmYear!$N$8*(Unit!N$474/100)/DB!S$3)*(Unit!M592/100)*1000","v":0},"-",null,19,{"$f":"(DmYear!$N$8*(Unit!C$475/100)/DB!H$4)*(Unit!P592/100)*1000","v":0},{"$f":"(DmYear!$N$8*(Unit!D$475/100)/DB!I$4)*(Unit!Q592/100)*1000","v":0},{"$f":"(DmYear!$N$8*(Unit!E$475/100)/DB!J$4)*(Unit!R592/100)*1000","v":0},{"$f":"(DmYear!$N$8*(Unit!F$475/100)/DB!K$4)*(Unit!S592/100)*1000","v":0},{"$f":"(DmYear!$N$8*(Unit!G$475/100)/DB!L$4)*(Unit!T592/100)*1000","v":0},{"$f":"(DmYear!$N$8*(Unit!H$475/100)/DB!M$4)*(Unit!U592/100)*1000","v":0},{"$f":"(DmYear!$N$8*(Unit!I$475/100)/DB!N$4)*(Unit!V592/100)*1000","v":0},{"$f":"(DmYear!$N$8*(Unit!J$475/100)/DB!O$4)*(Unit!W592/100)*1000","v":0},{"$f":"(DmYear!$N$8*(Unit!K$475/100)/DB!P$4)*(Unit!X592/100)*1000","v":0},{"$f":"(DmYear!$N$8*(Unit!L$475/100)/DB!Q$4)*(Unit!Y592/100)*1000","v":0},{"$f":"(DmYear!$N$8*(Unit!M$475/100)/DB!R$4)*(Unit!Z592/100)*1000","v":0},{"$f":"(DmYear!$N$8*(Unit!N$475/100)/DB!S$4)*(Unit!AA592/100)*1000","v":0},"-",null,19,{"$f":"(DmYear!$N$8*(Unit!C$476/100)/DB!H$5)*(Unit!AD592/100)*1000","v":0},{"$f":"(DmYear!$N$8*(Unit!D$476/100)/DB!I$5)*(Unit!AE592/100)*1000","v":0},{"$f":"(DmYear!$N$8*(Unit!E$476/100)/DB!J$5)*(Unit!AF592/100)*1000","v":0},{"$f":"(DmYear!$N$8*(Unit!F$476/100)/DB!K$5)*(Unit!AG592/100)*1000","v":0},{"$f":"(DmYear!$N$8*(Unit!G$476/100)/DB!L$5)*(Unit!AH592/100)*1000","v":0},{"$f":"(DmYear!$N$8*(Unit!H$476/100)/DB!M$5)*(Unit!AI592/100)*1000","v":0},{"$f":"(DmYear!$N$8*(Unit!I$476/100)/DB!N$5)*(Unit!AJ592/100)*1000","v":0},{"$f":"(DmYear!$N$8*(Unit!J$476/100)/DB!O$5)*(Unit!AK592/100)*1000","v":0},{"$f":"(DmYear!$N$8*(Unit!K$476/100)/DB!P$5)*(Unit!AL592/100)*1000","v":0},{"$f":"(DmYear!$N$8*(Unit!L$476/100)/DB!Q$5)*(Unit!AM592/100)*1000","v":0},{"$f":"(DmYear!$N$8*(Unit!M$476/100)/DB!R$5)*(Unit!AN592/100)*1000","v":0},{"$f":"(DmYear!$N$8*(Unit!N$476/100)/DB!S$5)*(Unit!AO592/100)*1000","v":0},"-",null,null,19,0,0,0,0,0,0,0,0,0,0,0,0,null,null,19,0,0,0,0,0,0,0,0,0,0,0,0,null,null,19,0,0,0,0,0,0,0,0,0,0,0,0,null,null,null,null,19,{"$f":"(DmYear!$N$35*(Unit!C$474/100)/DB!H$3)*(Unit!B592/100)*1000","v":0},{"$f":"(DmYear!$N$35*(Unit!D$474/100)/DB!I$3)*(Unit!C592/100)*1000","v":0},{"$f":"(DmYear!$N$35*(Unit!E$474/100)/DB!J$3)*(Unit!D592/100)*1000","v":0},{"$f":"(DmYear!$N$35*(Unit!F$474/100)/DB!K$3)*(Unit!E592/100)*1000","v":0},{"$f":"(DmYear!$N$35*(Unit!G$474/100)/DB!L$3)*(Unit!F592/100)*1000","v":0},{"$f":"(DmYear!$N$35*(Unit!H$474/100)/DB!M$3)*(Unit!G592/100)*1000","v":0},{"$f":"(DmYear!$N$35*(Unit!I$474/100)/DB!N$3)*(Unit!H592/100)*1000","v":0},{"$f":"(DmYear!$N$35*(Unit!J$474/100)/DB!O$3)*(Unit!I592/100)*1000","v":0},{"$f":"(DmYear!$N$35*(Unit!K$474/100)/DB!P$3)*(Unit!J592/100)*1000","v":0},{"$f":"(DmYear!$N$35*(Unit!L$474/100)/DB!Q$3)*(Unit!K592/100)*1000","v":0},{"$f":"(DmYear!$N$35*(Unit!M$474/100)/DB!R$3)*(Unit!L592/100)*1000","v":0},{"$f":"(DmYear!$N$35*(Unit!N$474/100)/DB!S$3)*(Unit!M592/100)*1000","v":0},"-",null,19,{"$f":"(DmYear!$N$35*(Unit!C$475/100)/DB!H$4)*(Unit!P592/100)*1000","v":0},{"$f":"(DmYear!$N$35*(Unit!D$475/100)/DB!I$4)*(Unit!Q592/100)*1000","v":0},{"$f":"(DmYear!$N$35*(Unit!E$475/100)/DB!J$4)*(Unit!R592/100)*1000","v":0},{"$f":"(DmYear!$N$35*(Unit!F$475/100)/DB!K$4)*(Unit!S592/100)*1000","v":0},{"$f":"(DmYear!$N$35*(Unit!G$475/100)/DB!L$4)*(Unit!T592/100)*1000","v":0},{"$f":"(DmYear!$N$35*(Unit!H$475/100)/DB!M$4)*(Unit!U592/100)*1000","v":0},{"$f":"(DmYear!$N$35*(Unit!I$475/100)/DB!N$4)*(Unit!V592/100)*1000","v":0},{"$f":"(DmYear!$N$35*(Unit!J$475/100)/DB!O$4)*(Unit!W592/100)*1000","v":0},{"$f":"(DmYear!$N$35*(Unit!K$475/100)/DB!P$4)*(Unit!X592/100)*1000","v":0},{"$f":"(DmYear!$N$35*(Unit!L$475/100)/DB!Q$4)*(Unit!Y592/100)*1000","v":0},{"$f":"(DmYear!$N$35*(Unit!M$475/100)/DB!R$4)*(Unit!Z592/100)*1000","v":0},{"$f":"(DmYear!$N$35*(Unit!N$475/100)/DB!S$4)*(Unit!AA592/100)*1000","v":0},"-",null,19,{"$f":"(DmYear!$N$35*(Unit!C$476/100)/DB!H$5)*(Unit!AD592/100)*1000","v":0},{"$f":"(DmYear!$N$35*(Unit!D$476/100)/DB!I$5)*(Unit!AE592/100)*1000","v":0},{"$f":"(DmYear!$N$35*(Unit!E$476/100)/DB!J$5)*(Unit!AF592/100)*1000","v":0},{"$f":"(DmYear!$N$35*(Unit!F$476/100)/DB!K$5)*(Unit!AG592/100)*1000","v":0},{"$f":"(DmYear!$N$35*(Unit!G$476/100)/DB!L$5)*(Unit!AH592/100)*1000","v":0},{"$f":"(DmYear!$N$35*(Unit!H$476/100)/DB!M$5)*(Unit!AI592/100)*1000","v":0},{"$f":"(DmYear!$N$35*(Unit!I$476/100)/DB!N$5)*(Unit!AJ592/100)*1000","v":0},{"$f":"(DmYear!$N$35*(Unit!J$476/100)/DB!O$5)*(Unit!AK592/100)*1000","v":0},{"$f":"(DmYear!$N$35*(Unit!K$476/100)/DB!P$5)*(Unit!AL592/100)*1000","v":0},{"$f":"(DmYear!$N$35*(Unit!L$476/100)/DB!Q$5)*(Unit!AM592/100)*1000","v":0},{"$f":"(DmYear!$N$35*(Unit!M$476/100)/DB!R$5)*(Unit!AN592/100)*1000","v":0},{"$f":"(DmYear!$N$35*(Unit!N$476/100)/DB!S$5)*(Unit!AO592/100)*1000","v":0},"-",null,null,19,0,0,0,0,0,0,0,0,0,0,0,0,null,null,19,0,0,0,0,0,0,0,0,0,0,0,0,null,null,19,0,0,0,0,0,0,0,0,0,0,0,0]
[null,21,{"$f":"(DmYear!$N$8*(Unit!C$474/100)/DB!H$3)*(Unit!B594/100)*1000","v":0},{"$f":"(DmYear!$N$8*(Unit!D$474/100)/DB!I$3)*(Unit!C594/100)*1000","v":0},{"$f":"(DmYear!$N$8*(Unit!E$474/100)/DB!J$3)*(Unit!D594/100)*1000","v":0},{"$f":"(DmYear!$N$8*(Unit!F$474/100)/DB!K$3)*(Unit!E594/100)*1000","v":0},{"$f":"(DmYear!$N$8*(Unit!G$474/100)/DB!L$3)*(Unit!F594/100)*1000","v":0},{"$f":"(DmYear!$N$8*(Unit!H$474/100)/DB!M$3)*(Unit!G594/100)*1000","v":0},{"$f":"(DmYear!$N$8*(Unit!I$474/100)/DB!N$3)*(Unit!H594/100)*1000","v":0},{"$f":"(DmYear!$N$8*(Unit!J$474/100)/DB!O$3)*(Unit!I594/100)*1000","v":0},{"$f":"(DmYear!$N$8*(Unit!K$474/100)/DB!P$3)*(Unit!J594/100)*1000","v":0},{"$f":"(DmYear!$N$8*(Unit!L$474/100)/DB!Q$3)*(Unit!K594/100)*1000","v":0},{"$f":"(DmYear!$N$8*(Unit!M$474/100)/DB!R$3)*(Unit!L594/100)*1000","v":0},{"$f":"(DmYear!$N$8*(Unit!N$474/100)/DB!S$3)*(Unit!M594/100)*1000","v":0},"-",null,21,{"$f":"(DmYear!$N$8*(Unit!C$475/100)/DB!H$4)*(Unit!P594/100)*1000","v":0},{"$f":"(DmYear!$N$8*(Unit!D$475/100)/DB!I$4)*(Unit!Q594/100)*1000","v":0},{"$f":"(DmYear!$N$8*(Unit!E$475/100)/DB!J$4)*(Unit!R594/100)*1000","v":0},{"$f":"(DmYear!$N$8*(Unit!F$475/100)/DB!K$4)*(Unit!S594/100)*1000","v":0},{"$f":"(DmYear!$N$8*(Unit!G$475/100)/DB!L$4)*(Unit!T594/100)*1000","v":0},{"$f":"(DmYear!$N$8*(Unit!H$475/100)/DB!M$4)*(Unit!U594/100)*1000","v":0},{"$f":"(DmYear!$N$8*(Unit!I$475/100)/DB!N$4)*(Unit!V594/100)*1000","v":0},{"$f":"(DmYear!$N$8*(Unit!J$475/100)/DB!O$4)*(Unit!W594/100)*1000","v":0},{"$f":"(DmYear!$N$8*(Unit!K$475/100)/DB!P$4)*(Unit!X594/100)*1000","v":0},{"$f":"(DmYear!$N$8*(Unit!L$475/100)/DB!Q$4)*(Unit!Y594/100)*1000","v":0},{"$f":"(DmYear!$N$8*(Unit!M$475/100)/DB!R$4)*(Unit!Z594/100)*1000","v":0},{"$f":"(DmYear!$N$8*(Unit!N$475/100)/DB!S$4)*(Unit!AA594/100)*1000","v":0},"-",null,21,{"$f":"(DmYear!$N$8*(Unit!C$476/100)/DB!H$5)*(Unit!AD594/100)*1000","v":0},{"$f":"(DmYear!$N$8*(Unit!D$476/100)/DB!I$5)*(Unit!AE594/100)*1000","v":0},{"$f":"(DmYear!$N$8*(Unit!E$476/100)/DB!J$5)*(Unit!AF594/100)*1000","v":0},{"$f":"(DmYear!$N$8*(Unit!F$476/100)/DB!K$5)*(Unit!AG594/100)*1000","v":0},{"$f":"(DmYear!$N$8*(Unit!G$476/100)/DB!L$5)*(Unit!AH594/100)*1000","v":0},{"$f":"(DmYear!$N$8*(Unit!H$476/100)/DB!M$5)*(Unit!AI594/100)*1000","v":0},{"$f":"(DmYear!$N$8*(Unit!I$476/100)/DB!N$5)*(Unit!AJ594/100)*1000","v":0},{"$f":"(DmYear!$N$8*(Unit!J$476/100)/DB!O$5)*(Unit!AK594/100)*1000","v":0},{"$f":"(DmYear!$N$8*(Unit!K$476/100)/DB!P$5)*(Unit!AL594/100)*1000","v":0},{"$f":"(DmYear!$N$8*(Unit!L$476/100)/DB!Q$5)*(Unit!AM594/100)*1000","v":0},{"$f":"(DmYear!$N$8*(Unit!M$476/100)/DB!R$5)*(Unit!AN594/100)*1000","v":0},{"$f":"(DmYear!$N$8*(Unit!N$476/100)/DB!S$5)*(Unit!AO594/100)*1000","v":0},"-",null,null,21,0,0,0,0,0,0,0,0,0,0,0,0,null,null,21,0,0,0,0,0,0,0,0,0,0,0,0,null,null,21,0,0,0,0,0,0,0,0,0,0,0,0,null,null,null,null,21,{"$f":"(DmYear!$N$35*(Unit!C$474/100)/DB!H$3)*(Unit!B594/100)*1000","v":0},{"$f":"(DmYear!$N$35*(Unit!D$474/100)/DB!I$3)*(Unit!C594/100)*1000","v":0},{"$f":"(DmYear!$N$35*(Unit!E$474/100)/DB!J$3)*(Unit!D594/100)*1000","v":0},{"$f":"(DmYear!$N$35*(Unit!F$474/100)/DB!K$3)*(Unit!E594/100)*1000","v":0},{"$f":"(DmYear!$N$35*(Unit!G$474/100)/DB!L$3)*(Unit!F594/100)*1000","v":0},{"$f":"(DmYear!$N$35*(Unit!H$474/100)/DB!M$3)*(Unit!G594/100)*1000","v":0},{"$f":"(DmYear!$N$35*(Unit!I$474/100)/DB!N$3)*(Unit!H594/100)*1000","v":0},{"$f":"(DmYear!$N$35*(Unit!J$474/100)/DB!O$3)*(Unit!I594/100)*1000","v":0},{"$f":"(DmYear!$N$35*(Unit!K$474/100)/DB!P$3)*(Unit!J594/100)*1000","v":0},{"$f":"(DmYear!$N$35*(Unit!L$474/100)/DB!Q$3)*(Unit!K594/100)*1000","v":0},{"$f":"(DmYear!$N$35*(Unit!M$474/100)/DB!R$3)*(Unit!L594/100)*1000","v":0},{"$f":"(DmYear!$N$35*(Unit!N$474/100)/DB!S$3)*(Unit!M594/100)*1000","v":0},"-",null,21,{"$f":"(DmYear!$N$35*(Unit!C$475/100)/DB!H$4)*(Unit!P594/100)*1000","v":0},{"$f":"(DmYear!$N$35*(Unit!D$475/100)/DB!I$4)*(Unit!Q594/100)*1000","v":0},{"$f":"(DmYear!$N$35*(Unit!E$475/100)/DB!J$4)*(Unit!R594/100)*1000","v":0},{"$f":"(DmYear!$N$35*(Unit!F$475/100)/DB!K$4)*(Unit!S594/100)*1000","v":0},{"$f":"(DmYear!$N$35*(Unit!G$475/100)/DB!L$4)*(Unit!T594/100)*1000","v":0},{"$f":"(DmYear!$N$35*(Unit!H$475/100)/DB!M$4)*(Unit!U594/100)*1000","v":0},{"$f":"(DmYear!$N$35*(Unit!I$475/100)/DB!N$4)*(Unit!V594/100)*1000","v":0},{"$f":"(DmYear!$N$35*(Unit!J$475/100)/DB!O$4)*(Unit!W594/100)*1000","v":0},{"$f":"(DmYear!$N$35*(Unit!K$475/100)/DB!P$4)*(Unit!X594/100)*1000","v":0},{"$f":"(DmYear!$N$35*(Unit!L$475/100)/DB!Q$4)*(Unit!Y594/100)*1000","v":0},{"$f":"(DmYear!$N$35*(Unit!M$475/100)/DB!R$4)*(Unit!Z594/100)*1000","v":0},{"$f":"(DmYear!$N$35*(Unit!N$475/100)/DB!S$4)*(Unit!AA594/100)*1000","v":0},"-",null,21,{"$f":"(DmYear!$N$35*(Unit!C$476/100)/DB!H$5)*(Unit!AD594/100)*1000","v":0},{"$f":"(DmYear!$N$35*(Unit!D$476/100)/DB!I$5)*(Unit!AE594/100)*1000","v":0},{"$f":"(DmYear!$N$35*(Unit!E$476/100)/DB!J$5)*(Unit!AF594/100)*1000","v":0},{"$f":"(DmYear!$N$35*(Unit!F$476/100)/DB!K$5)*(Unit!AG594/100)*1000","v":0},{"$f":"(DmYear!$N$35*(Unit!G$476/100)/DB!L$5)*(Unit!AH594/100)*1000","v":0},{"$f":"(DmYear!$N$35*(Unit!H$476/100)/DB!M$5)*(Unit!AI594/100)*1000","v":0},{"$f":"(DmYear!$N$35*(Unit!I$476/100)/DB!N$5)*(Unit!AJ594/100)*1000","v":0},{"$f":"(DmYear!$N$35*(Unit!J$476/100)/DB!O$5)*(Unit!AK594/100)*1000","v":0},{"$f":"(DmYear!$N$35*(Unit!K$476/100)/DB!P$5)*(Unit!AL594/100)*1000","v":0},{"$f":"(DmYear!$N$35*(Unit!L$476/100)/DB!Q$5)*(Unit!AM594/100)*1000","v":0},{"$f":"(DmYear!$N$35*(Unit!M$476/100)/DB!R$5)*(Unit!AN594/100)*1000","v":0},{"$f":"(DmYear!$N$35*(Unit!N$476/100)/DB!S$5)*(Unit!AO594/100)*1000","v":0},"-",null,null,21,0,0,0,0,0,0,0,0,0,0,0,0,null,null,21,0,0,0,0,0,0,0,0,0,0,0,0,null,null,21,0,0,0,0,0,0,0,0,0,0,0,0]
[null,22,{"$f":"(DmYear!$N$8*(Unit!C$474/100)/DB!H$3)*(Unit!B595/100)*1000","v":0},{"$f":"(DmYear!$N$8*(Unit!D$474/100)/DB!I$3)*(Unit!C595/100)*1000","v":0},{"$f":"(DmYear!$N$8*(Unit!E$474/100)/DB!J$3)*(Unit!D595/100)*1000","v":0},{"$f":"(DmYear!$N$8*(Unit!F$474/100)/DB!K$3)*(Unit!E595/100)*1000","v":0},{"$f":"(DmYear!$N$8*(Unit!G$474/100)/DB!L$3)*(Unit!F595/100)*1000","v":0},{"$f":"(DmYear!$N$8*(Unit!H$474/100)/DB!M$3)*(Unit!G595/100)*1000","v":0},{"$f":"(DmYear!$N$8*(Unit!I$474/100)/DB!N$3)*(Unit!H595/100)*1000","v":0},{"$f":"(DmYear!$N$8*(Unit!J$474/100)/DB!O$3)*(Unit!I595/100)*1000","v":0},{"$f":"(DmYear!$N$8*(Unit!K$474/100)/DB!P$3)*(Unit!J595/100)*1000","v":0},{"$f":"(DmYear!$N$8*(Unit!L$474/100)/DB!Q$3)*(Unit!K595/100)*1000","v":0},{"$f":"(DmYear!$N$8*(Unit!M$474/100)/DB!R$3)*(Unit!L595/100)*1000","v":0},{"$f":"(DmYear!$N$8*(Unit!N$474/100)/DB!S$3)*(Unit!M595/100)*1000","v":0},"-",null,22,{"$f":"(DmYear!$N$8*(Unit!C$475/100)/DB!H$4)*(Unit!P595/100)*1000","v":0},{"$f":"(DmYear!$N$8*(Unit!D$475/100)/DB!I$4)*(Unit!Q595/100)*1000","v":0},{"$f":"(DmYear!$N$8*(Unit!E$475/100)/DB!J$4)*(Unit!R595/100)*1000","v":0},{"$f":"(DmYear!$N$8*(Unit!F$475/100)/DB!K$4)*(Unit!S595/100)*1000","v":0},{"$f":"(DmYear!$N$8*(Unit!G$475/100)/DB!L$4)*(Unit!T595/100)*1000","v":0},{"$f":"(DmYear!$N$8*(Unit!H$475/100)/DB!M$4)*(Unit!U595/100)*1000","v":0},{"$f":"(DmYear!$N$8*(Unit!I$475/100)/DB!N$4)*(Unit!V595/100)*1000","v":0},{"$f":"(DmYear!$N$8*(Unit!J$475/100)/DB!O$4)*(Unit!W595/100)*1000","v":0},{"$f":"(DmYear!$N$8*(Unit!K$475/100)/DB!P$4)*(Unit!X595/100)*1000","v":0},{"$f":"(DmYear!$N$8*(Unit!L$475/100)/DB!Q$4)*(Unit!Y595/100)*1000","v":0},{"$f":"(DmYear!$N$8*(Unit!M$475/100)/DB!R$4)*(Unit!Z595/100)*1000","v":0},{"$f":"(DmYear!$N$8*(Unit!N$475/100)/DB!S$4)*(Unit!AA595/100)*1000","v":0},"-",null,22,{"$f":"(DmYear!$N$8*(Unit!C$476/100)/DB!H$5)*(Unit!AD595/100)*1000","v":0},{"$f":"(DmYear!$N$8*(Unit!D$476/100)/DB!I$5)*(Unit!AE595/100)*1000","v":0},{"$f":"(DmYear!$N$8*(Unit!E$476/100)/DB!J$5)*(Unit!AF595/100)*1000","v":0},{"$f":"(DmYear!$N$8*(Unit!F$476/100)/DB!K$5)*(Unit!AG595/100)*1000","v":0},{"$f":"(DmYear!$N$8*(Unit!G$476/100)/DB!L$5)*(Unit!AH595/100)*1000","v":0},{"$f":"(DmYear!$N$8*(Unit!H$476/100)/DB!M$5)*(Unit!AI595/100)*1000","v":0},{"$f":"(DmYear!$N$8*(Unit!I$476/100)/DB!N$5)*(Unit!AJ595/100)*1000","v":0},{"$f":"(DmYear!$N$8*(Unit!J$476/100)/DB!O$5)*(Unit!AK595/100)*1000","v":0},{"$f":"(DmYear!$N$8*(Unit!K$476/100)/DB!P$5)*(Unit!AL595/100)*1000","v":0},{"$f":"(DmYear!$N$8*(Unit!L$476/100)/DB!Q$5)*(Unit!AM595/100)*1000","v":0},{"$f":"(DmYear!$N$8*(Unit!M$476/100)/DB!R$5)*(Unit!AN595/100)*1000","v":0},{"$f":"(DmYear!$N$8*(Unit!N$476/100)/DB!S$5)*(Unit!AO595/100)*1000","v":0},"-",null,null,22,0,0,0,0,0,0,0,0,0,0,0,0,null,null,22,0,0,0,0,0,0,0,0,0,0,0,0,null,null,22,0,0,0,0,0,0,0,0,0,0,0,0,null,null,null,null,22,{"$f":"(DmYear!$N$35*(Unit!C$474/100)/DB!H$3)*(Unit!B595/100)*1000","v":0},{"$f":"(DmYear!$N$35*(Unit!D$474/100)/DB!I$3)*(Unit!C595/100)*1000","v":0},{"$f":"(DmYear!$N$35*(Unit!E$474/100)/DB!J$3)*(Unit!D595/100)*1000","v":0},{"$f":"(DmYear!$N$35*(Unit!F$474/100)/DB!K$3)*(Unit!E595/100)*1000","v":0},{"$f":"(DmYear!$N$35*(Unit!G$474/100)/DB!L$3)*(Unit!F595/100)*1000","v":0},{"$f":"(DmYear!$N$35*(Unit!H$474/100)/DB!M$3)*(Unit!G595/100)*1000","v":0},{"$f":"(DmYear!$N$35*(Unit!I$474/100)/DB!N$3)*(Unit!H595/100)*1000","v":0},{"$f":"(DmYear!$N$35*(Unit!J$474/100)/DB!O$3)*(Unit!I595/100)*1000","v":0},{"$f":"(DmYear!$N$35*(Unit!K$474/100)/DB!P$3)*(Unit!J595/100)*1000","v":0},{"$f":"(DmYear!$N$35*(Unit!L$474/100)/DB!Q$3)*(Unit!K595/100)*1000","v":0},{"$f":"(DmYear!$N$35*(Unit!M$474/100)/DB!R$3)*(Unit!L595/100)*1000","v":0},{"$f":"(DmYear!$N$35*(Unit!N$474/100)/DB!S$3)*(Unit!M595/100)*1000","v":0},"-",null,22,{"$f":"(DmYear!$N$35*(Unit!C$475/100)/DB!H$4)*(Unit!P595/100)*1000","v":0},{"$f":"(DmYear!$N$35*(Unit!D$475/100)/DB!I$4)*(Unit!Q595/100)*1000","v":0},{"$f":"(DmYear!$N$35*(Unit!E$475/100)/DB!J$4)*(Unit!R595/100)*1000","v":0},{"$f":"(DmYear!$N$35*(Unit!F$475/100)/DB!K$4)*(Unit!S595/100)*1000","v":0},{"$f":"(DmYear!$N$35*(Unit!G$475/100)/DB!L$4)*(Unit!T595/100)*1000","v":0},{"$f":"(DmYear!$N$35*(Unit!H$475/100)/DB!M$4)*(Unit!U595/100)*1000","v":0},{"$f":"(DmYear!$N$35*(Unit!I$475/100)/DB!N$4)*(Unit!V595/100)*1000","v":0},{"$f":"(DmYear!$N$35*(Unit!J$475/100)/DB!O$4)*(Unit!W595/100)*1000","v":0},{"$f":"(DmYear!$N$35*(Unit!K$475/100)/DB!P$4)*(Unit!X595/100)*1000","v":0},{"$f":"(DmYear!$N$35*(Unit!L$475/100)/DB!Q$4)*(Unit!Y595/100)*1000","v":0},{"$f":"(DmYear!$N$35*(Unit!M$475/100)/DB!R$4)*(Unit!Z595/100)*1000","v":0},{"$f":"(DmYear!$N$35*(Unit!N$475/100)/DB!S$4)*(Unit!AA595/100)*1000","v":0},"-",null,22,{"$f":"(DmYear!$N$35*(Unit!C$476/100)/DB!H$5)*(Unit!AD595/100)*1000","v":0},{"$f":"(DmYear!$N$35*(Unit!D$476/100)/DB!I$5)*(Unit!AE595/100)*1000","v":0},{"$f":"(DmYear!$N$35*(Unit!E$476/100)/DB!J$5)*(Unit!AF595/100)*1000","v":0},{"$f":"(DmYear!$N$35*(Unit!F$476/100)/DB!K$5)*(Unit!AG595/100)*1000","v":0},{"$f":"(DmYear!$N$35*(Unit!G$476/100)/DB!L$5)*(Unit!AH595/100)*1000","v":0},{"$f":"(DmYear!$N$35*(Unit!H$476/100)/DB!M$5)*(Unit!AI595/100)*1000","v":0},{"$f":"(DmYear!$N$35*(Unit!I$476/100)/DB!N$5)*(Unit!AJ595/100)*1000","v":0},{"$f":"(DmYear!$N$35*(Unit!J$476/100)/DB!O$5)*(Unit!AK595/100)*1000","v":0},{"$f":"(DmYear!$N$35*(Unit!K$476/100)/DB!P$5)*(Unit!AL595/100)*1000","v":0},{"$f":"(DmYear!$N$35*(Unit!L$476/100)/DB!Q$5)*(Unit!AM595/100)*1000","v":0},{"$f":"(DmYear!$N$35*(Unit!M$476/100)/DB!R$5)*(Unit!AN595/100)*1000","v":0},{"$f":"(DmYear!$N$35*(Unit!N$476/100)/DB!S$5)*(Unit!AO595/100)*1000","v":0},"-",null,null,22,0,0,0,0,0,0,0,0,0,0,0,0,null,null,22,0,0,0,0,0,0,0,0,0,0,0,0,null,null,22,0,0,0,0,0,0,0,0,0,0,0,0]
[null,"MJ/日",{"$f":"DmYear!$N$8*(Unit!C$474/100)/DB!H$3*1000","v":0},{"$f":"DmYear!$N$8*(Unit!D$474/100)/DB!I$3*1000","v":0},{"$f":"DmYear!$N$8*(Unit!E$474/100)/DB!J$3*1000","v":0},{"$f":"DmYear!$N$8*(Unit!F$474/100)/DB!K$3*1000","v":0},{"$f":"DmYear!$N$8*(Unit!G$474/100)/DB!L$3*1000","v":0},{"$f":"DmYear!$N$8*(Unit!H$474/100)/DB!M$3*1000","v":0},{"$f":"DmYear!$N$8*(Unit!I$474/100)/DB!N$3*1000","v":0},{"$f":"DmYear!$N$8*(Unit!J$474/100)/DB!O$3*1000","v":0},{"$f":"DmYear!$N$8*(Unit!K$474/100)/DB!P$3*1000","v":0},{"$f":"DmYear!$N$8*(Unit!L$474/100)/DB!Q$3*1000","v":0},{"$f":"DmYear!$N$8*(Unit!M$474/100)/DB!R$3*1000","v":0},{"$f":"DmYear!$N$8*(Unit!N$474/100)/DB!S$3*1000","v":0},"-",null,"MJ/日",{"$f":"DmYear!$N$8*(Unit!C$475/100)/DB!H$4*1000","v":0},{"$f":"DmYear!$N$8*(Unit!D$475/100)/DB!I$4*1000","v":0},{"$f":"DmYear!$N$8*(Unit!E$475/100)/DB!J$4*1000","v":0},{"$f":"DmYear!$N$8*(Unit!F$475/100)/DB!K$4*1000","v":0},{"$f":"DmYear!$N$8*(Unit!G$475/100)/DB!L$4*1000","v":0},{"$f":"DmYear!$N$8*(Unit!H$475/100)/DB!M$4*1000","v":0},{"$f":"DmYear!$N$8*(Unit!I$475/100)/DB!N$4*1000","v":0},{"$f":"DmYear!$N$8*(Unit!J$475/100)/DB!O$4*1000","v":0},{"$f":"DmYear!$N$8*(Unit!K$475/100)/DB!P$4*1000","v":0},{"$f":"DmYear!$N$8*(Unit!L$475/100)/DB!Q$4*1000","v":0},{"$f":"DmYear!$N$8*(Unit!M$475/100)/DB!R$4*1000","v":0},{"$f":"DmYear!$N$8*(Unit!N$475/100)/DB!S$4*1000","v":0},"-",null,"MJ/日",{"$f":"DmYear!$N$8*(Unit!C$476/100)/DB!H$5*1000","v":0},{"$f":"DmYear!$N$8*(Unit!D$476/100)/DB!I$5*1000","v":0},{"$f":"DmYear!$N$8*(Unit!E$476/100)/DB!J$5*1000","v":0},{"$f":"DmYear!$N$8*(Unit!F$476/100)/DB!K$5*1000","v":0},{"$f":"DmYear!$N$8*(Unit!G$476/100)/DB!L$5*1000","v":0},{"$f":"DmYear!$N$8*(Unit!H$476/100)/DB!M$5*1000","v":0},{"$f":"DmYear!$N$8*(Unit!I$476/100)/DB!N$5*1000","v":0},{"$f":"DmYear!$N$8*(Unit!J$476/100)/DB!O$5*1000","v":0},{"$f":"DmYear!$N$8*(Unit!K$476/100)/DB!P$5*1000","v":0},{"$f":"DmYear!$N$8*(Unit!L$476/100)/DB!Q$5*1000","v":0},{"$f":"DmYear!$N$8*(Unit!M$476/100)/DB!R$5*1000","v":0},{"$f":"DmYear!$N$8*(Unit!N$476/100)/DB!S$5*1000","v":0},"-",null,null,"MJ/日",{"$f":"SUM(AW573:AW596)","v":0},{"$f":"SUM(AX573:AX596)","v":0},{"$f":"SUM(AY573:AY596)","v":0},{"$f":"SUM(AZ573:AZ596)","v":0},{"$f":"SUM(BA573:BA596)","v":0},{"$f":"SUM(BB573:BB596)","v":0},{"$f":"SUM(BC573:BC596)","v":0},{"$f":"SUM(BD573:BD596)","v":0},{"$f":"SUM(BE573:BE596)","v":0},{"$f":"SUM(BF573:BF596)","v":0},{"$f":"SUM(BG573:BG596)","v":0},{"$f":"SUM(BH573:BH596)","v":0},null,null,"MJ/日",{"$f":"SUM(BL573:BL596)","v":0},{"$f":"SUM(BM573:BM596)","v":0},{"$f":"SUM(BN573:BN596)","v":0},{"$f":"SUM(BO573:BO596)","v":0},{"$f":"SUM(BP573:BP596)","v":0},{"$f":"SUM(BQ573:BQ596)","v":0},{"$f":"SUM(BR573:BR596)","v":0},{"$f":"SUM(BS573:BS596)","v":0},{"$f":"SUM(BT573:BT596)","v":0},{"$f":"SUM(BU573:BU596)","v":0},{"$f":"SUM(BV573:BV596)","v":0},{"$f":"SUM(BW573:BW596)","v":0},null,null,"MJ/日",{"$f":"SUM(CA573:CA596)","v":0},{"$f":"SUM(CB573:CB596)","v":0},{"$f":"SUM(CC573:CC596)","v":0},{"$f":"SUM(CD573:CD596)","v":0},{"$f":"SUM(CE573:CE596)","v":0},{"$f":"SUM(CF573:CF596)","v":0},{"$f":"SUM(CG573:CG596)","v":0},{"$f":"SUM(CH573:CH596)","v":0},{"$f":"SUM(CI573:CI596)","v":0},{"$f":"SUM(CJ573:CJ596)","v":0},{"$f":"SUM(CK573:CK596)","v":0},{"$f":"SUM(CL573:CL596)","v":0},null,null,null,null,"MJ/日",{"$f":"DmYear!$N$35*(Unit!C$474/100)/DB!H$3*1000","v":0},{"$f":"DmYear!$N$35*(Unit!D$474/100)/DB!I$3*1000","v":0},{"$f":"DmYear!$N$35*(Unit!E$474/100)/DB!J$3*1000","v":0},{"$f":"DmYear!$N$35*(Unit!F$474/100)/DB!K$3*1000","v":0},{"$f":"DmYear!$N$35*(Unit!G$474/100)/DB!L$3*1000","v":0},{"$f":"DmYear!$N$35*(Unit!H$474/100)/DB!M$3*1000","v":0},{"$f":"DmYear!$N$35*(Unit!I$474/100)/DB!N$3*1000","v":0},{"$f":"DmYear!$N$35*(Unit!J$474/100)/DB!O$3*1000","v":0},{"$f":"DmYear!$N$35*(Unit!K$474/100)/DB!P$3*1000","v":0},{"$f":"DmYear!$N$35*(Unit!L$474/100)/DB!Q$3*1000","v":0},{"$f":"DmYear!$N$35*(Unit!M$474/100)/DB!R$3*1000","v":0},{"$f":"DmYear!$N$35*(Unit!N$474/100)/DB!S$3*1000","v":0},"-",null,"MJ/日",{"$f":"DmYear!$N$35*(Unit!C$475/100)/DB!H$4*1000","v":0},{"$f":"DmYear!$N$35*(Unit!D$475/100)/DB!I$4*1000","v":0},{"$f":"DmYear!$N$35*(Unit!E$475/100)/DB!J$4*1000","v":0},{"$f":"DmYear!$N$35*(Unit!F$475/100)/DB!K$4*1000","v":0},{"$f":"DmYear!$N$35*(Unit!G$475/100)/DB!L$4*1000","v":0},{"$f":"DmYear!$N$35*(Unit!H$475/100)/DB!M$4*1000","v":0},{"$f":"DmYear!$N$35*(Unit!I$475/100)/DB!N$4*1000","v":0},{"$f":"DmYear!$N$35*(Unit!J$475/100)/DB!O$4*1000","v":0},{"$f":"DmYear!$N$35*(Unit!K$475/100)/DB!P$4*1000","v":0},{"$f":"DmYear!$N$35*(Unit!L$475/100)/DB!Q$4*1000","v":0},{"$f":"DmYear!$N$35*(Unit!M$475/100)/DB!R$4*1000","v":0},{"$f":"DmYear!$N$35*(Unit!N$475/100)/DB!S$4*1000","v":0},"-",null,"MJ/日",{"$f":"DmYear!$N$35*(Unit!C$476/100)/DB!H$5*1000","v":0},{"$f":"DmYear!$N$35*(Unit!D$476/100)/DB!I$5*1000","v":0},{"$f":"DmYear!$N$35*(Unit!E$476/100)/DB!J$5*1000","v":0},{"$f":"DmYear!$N$35*(Unit!F$476/100)/DB!K$5*1000","v":0},{"$f":"DmYear!$N$35*(Unit!G$476/100)/DB!L$5*1000","v":0},{"$f":"DmYear!$N$35*(Unit!H$476/100)/DB!M$5*1000","v":0},{"$f":"DmYear!$N$35*(Unit!I$476/100)/DB!N$5*1000","v":0},{"$f":"DmYear!$N$35*(Unit!J$476/100)/DB!O$5*1000","v":0},{"$f":"DmYear!$N$35*(Unit!K$476/100)/DB!P$5*1000","v":0},{"$f":"DmYear!$N$35*(Unit!L$476/100)/DB!Q$5*1000","v":0},{"$f":"DmYear!$N$35*(Unit!M$476/100)/DB!R$5*1000","v":0},{"$f":"DmYear!$N$35*(Unit!N$476/100)/DB!S$5*1000","v":0},"-",null,null,"MJ/日",{"$f":"SUM(EL573:EL596)","v":0},{"$f":"SUM(EM573:EM596)","v":0},{"$f":"SUM(EN573:EN596)","v":0},{"$f":"SUM(EO573:EO596)","v":0},{"$f":"SUM(EP573:EP596)","v":0},{"$f":"SUM(EQ573:EQ596)","v":0},{"$f":"SUM(ER573:ER596)","v":0},{"$f":"SUM(ES573:ES596)","v":0},{"$f":"SUM(ET573:ET596)","v":0},{"$f":"SUM(EU573:EU596)","v":0},{"$f":"SUM(EV573:EV596)","v":0},{"$f":"SUM(EW573:EW596)","v":0},null,null,"MJ/日",{"$f":"SUM(FA573:FA596)","v":0},{"$f":"SUM(FB573:FB596)","v":0},{"$f":"SUM(FC573:FC596)","v":0},{"$f":"SUM(FD573:FD596)","v":0},{"$f":"SUM(FE573:FE596)","v":0},{"$f":"SUM(FF573:FF596)","v":0},{"$f":"SUM(FG573:FG596)","v":0},{"$f":"SUM(FH573:FH596)","v":0},{"$f":"SUM(FI573:FI596)","v":0},{"$f":"SUM(FJ573:FJ596)","v":0},{"$f":"SUM(FK573:FK596)","v":0},{"$f":"SUM(FL573:FL596)","v":0},null,null,"MJ/日",{"$f":"SUM(FP573:FP596)","v":0},{"$f":"SUM(FQ573:FQ596)","v":0},{"$f":"SUM(FR573:FR596)","v":0},{"$f":"SUM(FS573:FS596)","v":0},{"$f":"SUM(FT573:FT596)","v":0},{"$f":"SUM(FU573:FU596)","v":0},{"$f":"SUM(FV573:FV596)","v":0},{"$f":"SUM(FW573:FW596)","v":0},{"$f":"SUM(FX573:FX596)","v":0},{"$f":"SUM(FY573:FY596)","v":0},{"$f":"SUM(FZ573:FZ596)","v":0},{"$f":"SUM(GA573:GA596)","v":0}]
[]
[]
[]
[]
[]
[]
[]
[]
[]
[]
[]
["新設建物（電力・熱融通エリア）（その他）",null,null,null,null,null,null,null,null,null,null,null,null,null,null,null,null,null,null,null,null,null,null,null,null,null,null,null,null,null,null,null,null,null,null,null,null,null,null,null,null,null,null,null,null,null,null,null,null,null,null,null,null,null,null,null,null,null,null,null,null,null,null,null,null,null,null,null,null,null,null,null,null,null,null,null,null,null,null,null,null,null,null,null,null,null,null,null,null,null,null,null,null,"既設建物（熱融通エリア）（その他）"]
[null,"平日",null,null,null,null,null,null,null,null,null,null,null,null,null,null,"土曜",null,null,null,null,null,null,null,null,null,null,null,null,null,null,"休日",null,null,null,null,null,null,null,null,null,null,null,null,null,null,null,"ピーク需要（平日）",null,null,null,null,null,null,null,null,null,null,null,null,null,null,"ピーク需要（土曜）",null,null,null,null,null,null,null,null,null,null,null,null,null,null,"ピーク需要（休日）",null,null,null,null,null,null,null,null,null,null,null,null,null,null,null,null,"平日",null,null,null,null,null,null,null,null,null,null,null,null,null,null,"土曜",null,null,null,null,null,null,null,null,null,null,null,null,null,null,"休日",null,null,null,null,null,null,null,null,null,null,null,null,null,null,null,"ピーク需要（平日）",null,null,null,null,null,null,null,null,null,null,null,null,null,null,"ピーク需要（土曜）",null,null,null,null,null,null,null,null,null,null,null,null,null,null,"ピーク需要（休日）"]
[null,"kWh","1月","2月","3月","4月","5月","6月","7月","8月","9月","10月","11月","12月","計",null,"kW","1月","2月","3月","4月","5月","6月","7月","8月","9月","10月","11月","12月","計",null,"kW","1月","2月","3月","4月","5月","6月","7月","8月","9月","10月","11月","12月","計",null,null,"kW","1月","2月","3月","4月","5月","6月","7月","8月","9月","10月","11月","12月",null,null,"kW","1月","2月","3月","4月","5月","6月","7月","8月","9月","10月","11月","12月",null,null,"kW","1月","2月","3月","4月","5月","6月","7月","8月","9月","10月","11月","12月",null,null,null,null,"kWh","1月","2月","3月","4月","5月","6月","7月","8月","9月","10月","11月","12月","計",null,"kW","1月","2月","3月","4月","5月","6月","7月","8月","9月","10月","11月","12月","計",null,"kW","1月","2月","3月","4月","5月","6月","7月","8月","9月","10月","11月","12月","計",null,null,"kW","1月","2月","3月","4月","5月","6月","7月","8月","9月","10月","11月","12月",null,null,"kW","1月","2月","3月","4月","5月","6月","7月","8月","9月","10月","11月","12月",null,null,"kW","1月","2月","3月","4月","5月","6月","7月","8月","9月","10月","11月","12月"]
[null,0,{"$f":"(DmYear!$O$5*(Unit!C$612/100)/DB!H$3)*(Unit!B633/100)*1000","v":0},{"$f":"(DmYear!$O$5*(Unit!D$612/100)/DB!I$3)*(Unit!C633/100)*1000","v":0},{"$f":"(DmYear!$O$5*(Unit!E$612/100)/DB!J$3)*(Unit!D633/100)*1000","v":0},{"$f":"(DmYear!$O$5*(Unit!F$612/100)/DB!K$3)*(Unit!E633/100)*1000","v":0},{"$f":"(DmYear!$O$5*(Unit!G$612/100)/DB!L$3)*(Unit!F633/100)*1000","v":0},{"$f":"(DmYear!$O$5*(Unit!H$612/100)/DB!M$3)*(Unit!G633/100)*1000","v":0},{"$f":"(DmYear!$O$5*(Unit!I$612/100)/DB!N$3)*(Unit!H633/100)*1000","v":0},{"$f":"(DmYear!$O$5*(Unit!J$612/100)/DB!O$3)*(Unit!I633/100)*1000","v":0},{"$f":"(DmYear!$O$5*(Unit!K$612/100)/DB!P$3)*(Unit!J633/100)*1000","v":0},{"$f":"(DmYear!$O$5*(Unit!L$612/100)/DB!Q$3)*(Unit!K633/100)*1000","v":0},{"$f":"(DmYear!$O$5*(Unit!M$612/100)/DB!R$3)*(Unit!L633/100)*1000","v":0},{"$f":"(DmYear!$O$5*(Unit!N$612/100)/DB!S$3)*(Unit!M633/100)*1000","v":0},"-",null,0,{"$f":"(DmYear!$O$5*(Unit!C$613/100)/DB!H$4)*(Unit!P633/100)*1000","v":0},{"$f":"(DmYear!$O$5*(Unit!D$613/100)/DB!I$4)*(Unit!Q633/100)*1000","v":0},{"$f":"(DmYear!$O$5*(Unit!E$613/100)/DB!J$4)*(Unit!R633/100)*1000","v":0},{"$f":"(DmYear!$O$5*(Unit!F$613/100)/DB!K$4)*(Unit!S633/100)*1000","v":0},{"$f":"(DmYear!$O$5*(Unit!G$613/100)/DB!L$4)*(Unit!T633/100)*1000","v":0},{"$f":"(DmYear!$O$5*(Unit!H$613/100)/DB!M$4)*(Unit!U633/100)*1000","v":0},{"$f":"(DmYear!$O$5*(Unit!I$613/100)/DB!N$4)*(Unit!V633/100)*1000","v":0},{"$f":"(DmYear!$O$5*(Unit!J$613/100)/DB!O$4)*(Unit!W633/100)*1000","v":0},{"$f":"(DmYear!$O$5*(Unit!K$613/100)/DB!P$4)*(Unit!X633/100)*1000","v":0},{"$f":"(DmYear!$O$5*(Unit!L$613/100)/DB!Q$4)*(Unit!Y633/100)*1000","v":0},{"$f":"(DmYear!$O$5*(Unit!M$613/100)/DB!R$4)*(Unit!Z633/100)*1000","v":0},{"$f":"(DmYear!$O$5*(Unit!N$613/100)/DB!S$4)*(Unit!AA633/100)*1000","v":0},"-",null,0,{"$f":"(DmYear!$O$5*(Unit!C$614/100)/DB!H$5)*(Unit!AD633/100)*1000","v":0},{"$f":"(DmYear!$O$5*(Unit!D$614/100)/DB!I$5)*(Unit!AE633/100)*1000","v":0},{"$f":"(DmYear!$O$5*(Unit!E$614/100)/DB!J$5)*(Unit!AF633/100)*1000","v":0},{"$f":"(DmYear!$O$5*(Unit!F$614/100)/DB!K$5)*(Unit!AG633/100)*1000","v":0},{"$f":"(DmYear!$O$5*(Unit!G$614/100)/DB!L$5)*(Unit!AH633/100)*1000","v":0},{"$f":"(DmYear!$O$5*(Unit!H$614/100)/DB!M$5)*(Unit!AI633/100)*1000","v":0},{"$f":"(DmYear!$O$5*(Unit!I$614/100)/DB!N$5)*(Unit!AJ633/100)*1000","v":0},{"$f":"(DmYear!$O$5*(Unit!J$614/100)/DB!O$5)*(Unit!AK633/100)*1000","v":0},{"$f":"(DmYear!$O$5*(Unit!K$614/100)/DB!P$5)*(Unit!AL633/100)*1000","v":0},{"$f":"(DmYear!$O$5*(Unit!L$614/100)/DB!Q$5)*(Unit!AM633/100)*1000","v":0},{"$f":"(DmYear!$O$5*(Unit!M$614/100)/DB!R$5)*(Unit!AN633/100)*1000","v":0},{"$f":"(DmYear!$O$5*(Unit!N$614/100)/DB!S$5)*(Unit!AO633/100)*1000","v":0},"-",null,null,0,{"$f":"MIN($I$630,$X$630,$AM$630)*C633","v":0},{"$f":"MIN($I$630,$X$630,$AM$630)*D633","v":0},{"$f":"MIN($I$630,$X$630,$AM$630)*E633","v":0},{"$f":"MIN($I$630,$X$630,$AM$630)*F633","v":0},{"$f":"MIN($I$630,$X$630,$AM$630)*G633","v":0},{"$f":"MIN($I$630,$X$630,$AM$630)*H633","v":0},{"$f":"MIN($I$630,$X$630,$AM$630)*I633","v":0},{"$f":"MIN($I$630,$X$630,$AM$630)*J633","v":0},{"$f":"MIN($I$630,$X$630,$AM$630)*K633","v":0},{"$f":"MIN($I$630,$X$630,$AM$630)*L633","v":0},{"$f":"MIN($I$630,$X$630,$AM$630)*M633","v":0},{"$f":"MIN($I$630,$X$630,$AM$630)*N633","v":0},null,null,0,{"$f":"MIN($I$630,$X$630,$AM$630)*R633","v":0},{"$f":"MIN($I$630,$X$630,$AM$630)*S633","v":0},{"$f":"MIN($I$630,$X$630,$AM$630)*T633","v":0},{"$f":"MIN($I$630,$X$630,$AM$630)*U633","v":0},{"$f":"MIN($I$630,$X$630,$AM$630)*V633","v":0},{"$f":"MIN($I$630,$X$630,$AM$630)*W633","v":0},{"$f":"MIN($I$630,$X$630,$AM$630)*X633","v":0},{"$f":"MIN($I$630,$X$630,$AM$630)*Y633","v":0},{"$f":"MIN($I$630,$X$630,$AM$630)*Z633","v":0},{"$f":"MIN($I$630,$X$630,$AM$630)*AA633","v":0},{"$f":"MIN($I$630,$X$630,$AM$630)*AB633","v":0},{"$f":"MIN($I$630,$X$630,$AM$630)*AC633","v":0},null,null,0,{"$f":"MIN($I$630,$X$630,$AM$630)*AG633","v":0},{"$f":"MIN($I$630,$X$630,$AM$630)*AH633","v":0},{"$f":"MIN($I$630,$X$630,$AM$630)*AI633","v":0},{"$f":"MIN($I$630,$X$630,$AM$630)*AJ633","v":0},{"$f":"MIN($I$630,$X$630,$AM$630)*AK633","v":0},{"$f":"MIN($I$630,$X$630,$AM$630)*AL633","v":0},{"$f":"MIN($I$630,$X$630,$AM$630)*AM633","v":0},{"$f":"MIN($I$630,$X$630,$AM$630)*AN633","v":0},{"$f":"MIN($I$630,$X$630,$AM$630)*AO633","v":0},{"$f":"MIN($I$630,$X$630,$AM$630)*AP633","v":0},{"$f":"MIN($I$630,$X$630,$AM$630)*AQ633","v":0},{"$f":"MIN($I$630,$X$630,$AM$630)*AR633","v":0},null,null,null,null,0,{"$f":"(DmYear!$O$32*(Unit!C$612/100)/DB!H$3)*(Unit!B633/100)*1000","v":0},{"$f":"(DmYear!$O$32*(Unit!D$612/100)/DB!I$3)*(Unit!C633/100)*1000","v":0},{"$f":"(DmYear!$O$32*(Unit!E$612/100)/DB!J$3)*(Unit!D633/100)*1000","v":0},{"$f":"(DmYear!$O$32*(Unit!F$612/100)/DB!K$3)*(Unit!E633/100)*1000","v":0},{"$f":"(DmYear!$O$32*(Unit!G$612/100)/DB!L$3)*(Unit!F633/100)*1000","v":0},{"$f":"(DmYear!$O$32*(Unit!H$612/100)/DB!M$3)*(Unit!G633/100)*1000","v":0},{"$f":"(DmYear!$O$32*(Unit!I$612/100)/DB!N$3)*(Unit!H633/100)*1000","v":0},{"$f":"(DmYear!$O$32*(Unit!J$612/100)/DB!O$3)*(Unit!I633/100)*1000","v":0},{"$f":"(DmYear!$O$32*(Unit!K$612/100)/DB!P$3)*(Unit!J633/100)*1000","v":0},{"$f":"(DmYear!$O$32*(Unit!L$612/100)/DB!Q$3)*(Unit!K633/100)*1000","v":0},{"$f":"(DmYear!$O$32*(Unit!M$612/100)/DB!R$3)*(Unit!L633/100)*1000","v":0},{"$f":"(DmYear!$O$32*(Unit!N$612/100)/DB!S$3)*(Unit!M633/100)*1000","v":0},"-",null,0,{"$f":"(DmYear!$O$32*(Unit!C$613/100)/DB!H$4)*(Unit!P633/100)*1000","v":0},{"$f":"(DmYear!$O$32*(Unit!D$613/100)/DB!I$4)*(Unit!Q633/100)*1000","v":0},{"$f":"(DmYear!$O$32*(Unit!E$613/100)/DB!J$4)*(Unit!R633/100)*1000","v":0},{"$f":"(DmYear!$O$32*(Unit!F$613/100)/DB!K$4)*(Unit!S633/100)*1000","v":0},{"$f":"(DmYear!$O$32*(Unit!G$613/100)/DB!L$4)*(Unit!T633/100)*1000","v":0},{"$f":"(DmYear!$O$32*(Unit!H$613/100)/DB!M$4)*(Unit!U633/100)*1000","v":0},{"$f":"(DmYear!$O$32*(Unit!I$613/100)/DB!N$4)*(Unit!V633/100)*1000","v":0},{"$f":"(DmYear!$O$32*(Unit!J$613/100)/DB!O$4)*(Unit!W633/100)*1000","v":0},{"$f":"(DmYear!$O$32*(Unit!K$613/100)/DB!P$4)*(Unit!X633/100)*1000","v":0},{"$f":"(DmYear!$O$32*(Unit!L$613/100)/DB!Q$4)*(Unit!Y633/100)*1000","v":0},{"$f":"(DmYear!$O$32*(Unit!M$613/100)/DB!R$4)*(Unit!Z633/100)*1000","v":0},{"$f":"(DmYear!$O$32*(Unit!N$613/100)/DB!S$4)*(Unit!AA633/100)*1000","v":0},"-",null,0,{"$f":"(DmYear!$O$32*(Unit!C$614/100)/DB!H$5)*(Unit!AD633/100)*1000","v":0},{"$f":"(DmYear!$O$32*(Unit!D$614/100)/DB!I$5)*(Unit!AE633/100)*1000","v":0},{"$f":"(DmYear!$O$32*(Unit!E$614/100)/DB!J$5)*(Unit!AF633/100)*1000","v":0},{"$f":"(DmYear!$O$32*(Unit!F$614/100)/DB!K$5)*(Unit!AG633/100)*1000","v":0},{"$f":"(DmYear!$O$32*(Unit!G$614/100)/DB!L$5)*(Unit!AH633/100)*1000","v":0},{"$f":"(DmYear!$O$32*(Unit!H$614/100)/DB!M$5)*(Unit!AI633/100)*1000","v":0},{"$f":"(DmYear!$O$32*(Unit!I$614/100)/DB!N$5)*(Unit!AJ633/100)*1000","v":0},{"$f":"(DmYear!$O$32*(Unit!J$614/100)/DB!O$5)*(Unit!AK633/100)*1000","v":0},{"$f":"(DmYear!$O$32*(Unit!K$614/100)/DB!P$5)*(Unit!AL633/100)*1000","v":0},{"$f":"(DmYear!$O$32*(Unit!L$614/100)/DB!Q$5)*(Unit!AM633/100)*1000","v":0},{"$f":"(DmYear!$O$32*(Unit!M$614/100)/DB!R$5)*(Unit!AN633/100)*1000","v":0},{"$f":"(DmYear!$O$32*(Unit!N$614/100)/DB!S$5)*(Unit!AO633/100)*1000","v":0},"-",null,null,0,{"$f":"MIN($CX$630,$DM$630,$EB$630)*CR633","v":0},{"$f":"MIN($CX$630,$DM$630,$EB$630)*CS633","v":0},{"$f":"MIN($CX$630,$DM$630,$EB$630)*CT633","v":0},{"$f":"MIN($CX$630,$DM$630,$EB$630)*CU633","v":0},{"$f":"MIN($CX$630,$DM$630,$EB$630)*CV633","v":0},{"$f":"MIN($CX$630,$DM$630,$EB$630)*CW633","v":0},{"$f":"MIN($CX$630,$DM$630,$EB$630)*CX633","v":0},{"$f":"MIN($CX$630,$DM$630,$EB$630)*CY633","v":0},{"$f":"MIN($CX$630,$DM$630,$EB$630)*CZ633","v":0},{"$f":"MIN($CX$630,$DM$630,$EB$630)*DA633","v":0},{"$f":"MIN($CX$630,$DM$630,$EB$630)*DB633","v":0},{"$f":"MIN($CX$630,$DM$630,$EB$630)*DC633","v":0},null,null,0,{"$f":"MIN($CX$630,$DM$630,$EB$630)*DG633","v":0},{"$f":"MIN($CX$630,$DM$630,$EB$630)*DH633","v":0},{"$f":"MIN($CX$630,$DM$630,$EB$630)*DI633","v":0},{"$f":"MIN($CX$630,$DM$630,$EB$630)*DJ633","v":0},{"$f":"MIN($CX$630,$DM$630,$EB$630)*DK633","v":0},{"$f":"MIN($CX$630,$DM$630,$EB$630)*DL633","v":0},{"$f":"MIN($CX$630,$DM$630,$EB$630)*DM633","v":0},{"$f":"MIN($CX$630,$DM$630,$EB$630)*DN633","v":0},{"$f":"MIN($CX$630,$DM$630,$EB$630)*DO633","v":0},{"$f":"MIN($CX$630,$DM$630,$EB$630)*DP633","v":0},{"$f":"MIN($CX$630,$DM$630,$EB$630)*DQ633","v":0},{"$f":"MIN($CX$630,$DM$630,$EB$630)*DR633","v":0},null,null,0,{"$f":"MIN($CX$630,$DM$630,$EB$630)*DV633","v":0},{"$f":"MIN($CX$630,$DM$630,$EB$630)*DW633","v":0},{"$f":"MIN($CX$630,$DM$630,$EB$630)*DX633","v":0},{"$f":"MIN($CX$630,$DM$630,$EB$630)*DY633","v":0},{"$f":"MIN($CX$630,$DM$630,$EB$630)*DZ633","v":0},{"$f":"MIN($CX$630,$DM$630,$EB$630)*EA633","v":0},{"$f":"MIN($CX$630,$DM$630,$EB$630)*EB633","v":0},{"$f":"MIN($CX$630,$DM$630,$EB$630)*EC633","v":0},{"$f":"MIN($CX$630,$DM$630,$EB$630)*ED633","v":0},{"$f":"MIN($CX$630,$DM$630,$EB$630)*EE633","v":0},{"$f":"MIN($CX$630,$DM$630,$EB$630)*EF633","v":0},{"$f":"MIN($CX$630,$DM$630,$EB$630)*EG633","v":0}]
[null,3,{"$f":"(DmYear!$O$5*(Unit!C$612/100)/DB!H$3)*(Unit!B636/100)*1000","v":0},{"$f":"(DmYear!$O$5*(Unit!D$612/100)/DB!I$3)*(Unit!C636/100)*1000","v":0},{"$f":"(DmYear!$O$5*(Unit!E$612/100)/DB!J$3)*(Unit!D636/100)*1000","v":0},{"$f":"(DmYear!$O$5*(Unit!F$612/100)/DB!K$3)*(Unit!E636/100)*1000","v":0},{"$f":"(DmYear!$O$5*(Unit!G$612/100)/DB!L$3)*(Unit!F636/100)*1000","v":0},{"$f":"(DmYear!$O$5*(Unit!H$612/100)/DB!M$3)*(Unit!G636/100)*1000","v":0},{"$f":"(DmYear!$O$5*(Unit!I$612/100)/DB!N$3)*(Unit!H636/100)*1000","v":0},{"$f":"(DmYear!$O$5*(Unit!J$612/100)/DB!O$3)*(Unit!I636/100)*1000","v":0},{"$f":"(DmYear!$O$5*(Unit!K$612/100)/DB!P$3)*(Unit!J636/100)*1000","v":0},{"$f":"(DmYear!$O$5*(Unit!L$612/100)/DB!Q$3)*(Unit!K636/100)*1000","v":0},{"$f":"(DmYear!$O$5*(Unit!M$612/100)/DB!R$3)*(Unit!L636/100)*1000","v":0},{"$f":"(DmYear!$O$5*(Unit!N$612/100)/DB!S$3)*(Unit!M636/100)*1000","v":0},"-",null,3,{"$f":"(DmYear!$O$5*(Unit!C$613/100)/DB!H$4)*(Unit!P636/100)*1000","v":0},{"$f":"(DmYear!$O$5*(Unit!D$613/100)/DB!I$4)*(Unit!Q636/100)*1000","v":0},{"$f":"(DmYear!$O$5*(Unit!E$613/100)/DB!J$4)*(Unit!R636/100)*1000","v":0},{"$f":"(DmYear!$O$5*(Unit!F$613/100)/DB!K$4)*(Unit!S636/100)*1000","v":0},{"$f":"(DmYear!$O$5*(Unit!G$613/100)/DB!L$4)*(Unit!T636/100)*1000","v":0},{"$f":"(DmYear!$O$5*(Unit!H$613/100)/DB!M$4)*(Unit!U636/100)*1000","v":0},{"$f":"(DmYear!$O$5*(Unit!I$613/100)/DB!N$4)*(Unit!V636/100)*1000","v":0},{"$f":"(DmYear!$O$5*(Unit!J$613/100)/DB!O$4)*(Unit!W636/100)*1000","v":0},{"$f":"(DmYear!$O$5*(Unit!K$613/100)/DB!P$4)*(Unit!X636/100)*1000","v":0},{"$f":"(DmYear!$O$5*(Unit!L$613/100)/DB!Q$4)*(Unit!Y636/100)*1000","v":0},{"$f":"(DmYear!$O$5*(Unit!M$613/100)/DB!R$4)*(Unit!Z636/100)*1000","v":0},{"$f":"(DmYear!$O$5*(Unit!N$613/100)/DB!S$4)*(Unit!AA636/100)*1000","v":0},"-",null,3,{"$f":"(DmYear!$O$5*(Unit!C$614/100)/DB!H$5)*(Unit!AD636/100)*1000","v":0},{"$f":"(DmYear!$O$5*(Unit!D$614/100)/DB!I$5)*(Unit!AE636/100)*1000","v":0},{"$f":"(DmYear!$O$5*(Unit!E$614/100)/DB!J$5)*(Unit!AF636/100)*1000","v":0},{"$f":"(DmYear!$O$5*(Unit!F$614/100)/DB!K$5)*(Unit!AG636/100)*1000","v":0},{"$f":"(DmYear!$O$5*(Unit!G$614/100)/DB!L$5)*(Unit!AH636/100)*1000","v":0},{"$f":"(DmYear!$O$5*(Unit!H$614/100)/DB!M$5)*(Unit!AI636/100)*1000","v":0},{"$f":"(DmYear!$O$5*(Unit!I$614/100)/DB!N$5)*(Unit!AJ636/100)*1000","v":0},{"$f":"(DmYear!$O$5*(Unit!J$614/100)/DB!O$5)*(Unit!AK636/100)*1000","v":0},{"$f":"(DmYear!$O$5*(Unit!K$614/100)/DB!P$5)*(Unit!AL636/100)*1000","v":0},{"$f":"(DmYear!$O$5*(Unit!L$614/100)/DB!Q$5)*(Unit!AM636/100)*1000","v":0},{"$f":"(DmYear!$O$5*(Unit!M$614/100)/DB!R$5)*(Unit!AN636/100)*1000","v":0},{"$f":"(DmYear!$O$5*(Unit!N$614/100)/DB!S$5)*(Unit!AO636/100)*1000","v":0},"-",null,null,3,0,0,0,0,0,0,0,0,0,0,0,0,null,null,3,0,0,0,0,0,0,0,0,0,0,0,0,null,null,3,0,0,0,0,0,0,0,0,0,0,0,0,null,null,null,null,3,{"$f":"(DmYear!$O$32*(Unit!C$612/100)/DB!H$3)*(Unit!B636/100)*1000","v":0},{"$f":"(DmYear!$O$32*(Unit!D$612/100)/DB!I$3)*(Unit!C636/100)*1000","v":0},{"$f":"(DmYear!$O$32*(Unit!E$612/100)/DB!J$3)*(Unit!D636/100)*1000","v":0},{"$f":"(DmYear!$O$32*(Unit!F$612/100)/DB!K$3)*(Unit!E636/100)*1000","v":0},{"$f":"(DmYear!$O$32*(Unit!G$612/100)/DB!L$3)*(Unit!F636/100)*1000","v":0},{"$f":"(DmYear!$O$32*(Unit!H$612/100)/DB!M$3)*(Unit!G636/100)*1000","v":0},{"$f":"(DmYear!$O$32*(Unit!I$612/100)/DB!N$3)*(Unit!H636/100)*1000","v":0},{"$f":"(DmYear!$O$32*(Unit!J$612/100)/DB!O$3)*(Unit!I636/100)*1000","v":0},{"$f":"(DmYear!$O$32*(Unit!K$612/100)/DB!P$3)*(Unit!J636/100)*1000","v":0},{"$f":"(DmYear!$O$32*(Unit!L$612/100)/DB!Q$3)*(Unit!K636/100)*1000","v":0},{"$f":"(DmYear!$O$32*(Unit!M$612/100)/DB!R$3)*(Unit!L636/100)*1000","v":0},{"$f":"(DmYear!$O$32*(Unit!N$612/100)/DB!S$3)*(Unit!M636/100)*1000","v":0},"-",null,3,{"$f":"(DmYear!$O$32*(Unit!C$613/100)/DB!H$4)*(Unit!P636/100)*1000","v":0},{"$f":"(DmYear!$O$32*(Unit!D$613/100)/DB!I$4)*(Unit!Q636/100)*1000","v":0},{"$f":"(DmYear!$O$32*(Unit!E$613/100)/DB!J$4)*(Unit!R636/100)*1000","v":0},{"$f":"(DmYear!$O$32*(Unit!F$613/100)/DB!K$4)*(Unit!S636/100)*1000","v":0},{"$f":"(DmYear!$O$32*(Unit!G$613/100)/DB!L$4)*(Unit!T636/100)*1000","v":0},{"$f":"(DmYear!$O$32*(Unit!H$613/100)/DB!M$4)*(Unit!U636/100)*1000","v":0},{"$f":"(DmYear!$O$32*(Unit!I$613/100)/DB!N$4)*(Unit!V636/100)*1000","v":0},{"$f":"(DmYear!$O$32*(Unit!J$613/100)/DB!O$4)*(Unit!W636/100)*1000","v":0},{"$f":"(DmYear!$O$32*(Unit!K$613/100)/DB!P$4)*(Unit!X636/100)*1000","v":0},{"$f":"(DmYear!$O$32*(Unit!L$613/100)/DB!Q$4)*(Unit!Y636/100)*1000","v":0},{"$f":"(DmYear!$O$32*(Unit!M$613/100)/DB!R$4)*(Unit!Z636/100)*1000","v":0},{"$f":"(DmYear!$O$32*(Unit!N$613/100)/DB!S$4)*(Unit!AA636/100)*1000","v":0},"-",null,3,{"$f":"(DmYear!$O$32*(Unit!C$614/100)/DB!H$5)*(Unit!AD636/100)*1000","v":0},{"$f":"(DmYear!$O$32*(Unit!D$614/100)/DB!I$5)*(Unit!AE636/100)*1000","v":0},{"$f":"(DmYear!$O$32*(Unit!E$614/100)/DB!J$5)*(Unit!AF636/100)*1000","v":0},{"$f":"(DmYear!$O$32*(Unit!F$614/100)/DB!K$5)*(Unit!AG636/100)*1000","v":0},{"$f":"(DmYear!$O$32*(Unit!G$614/100)/DB!L$5)*(Unit!AH636/100)*1000","v":0},{"$f":"(DmYear!$O$32*(Unit!H$614/100)/DB!M$5)*(Unit!AI636/100)*1000","v":0},{"$f":"(DmYear!$O$32*(Unit!I$614/100)/DB!N$5)*(Unit!AJ636/100)*1000","v":0},{"$f":"(DmYear!$O$32*(Unit!J$614/100)/DB!O$5)*(Unit!AK636/100)*1000","v":0},{"$f":"(DmYear!$O$32*(Unit!K$614/100)/DB!P$5)*(Unit!AL636/100)*1000","v":0},{"$f":"(DmYear!$O$32*(Unit!L$614/100)/DB!Q$5)*(Unit!AM636/100)*1000","v":0},{"$f":"(DmYear!$O$32*(Unit!M$614/100)/DB!R$5)*(Unit!AN636/100)*1000","v":0},{"$f":"(DmYear!$O$32*(Unit!N$614/100)/DB!S$5)*(Unit!AO636/100)*1000","v":0},"-",null,null,3,0,0,0,0,0,0,0,0,0,0,0,0,null,null,3,0,0,0,0,0,0,0,0,0,0,0,0,null,null,3,0,0,0,0,0,0,0,0,0,0,0,0]
[null,5,{"$f":"(DmYear!$O$5*(Unit!C$612/100)/DB!H$3)*(Unit!B638/100)*1000","v":0},{"$f":"(DmYear!$O$5*(Unit!D$612/100)/DB!I$3)*(Unit!C638/100)*1000","v":0},{"$f":"(DmYear!$O$5*(Unit!E$612/100)/DB!J$3)*(Unit!D638/100)*1000","v":0},{"$f":"(DmYear!$O$5*(Unit!F$612/100)/DB!K$3)*(Unit!E638/100)*1000","v":0},{"$f":"(DmYear!$O$5*(Unit!G$612/100)/DB!L$3)*(Unit!F638/100)*1000","v":0},{"$f":"(DmYear!$O$5*(Unit!H$612/100)/DB!M$3)*(Unit!G638/100)*1000","v":0},{"$f":"(DmYear!$O$5*(Unit!I$612/100)/DB!N$3)*(Unit!H638/100)*1000","v":0},{"$f":"(DmYear!$O$5*(Unit!J$612/100)/DB!O$3)*(Unit!I638/100)*1000","v":0},{"$f":"(DmYear!$O$5*(Unit!K$612/100)/DB!P$3)*(Unit!J638/100)*1000","v":0},{"$f":"(DmYear!$O$5*(Unit!L$612/100)/DB!Q$3)*(Unit!K638/100)*1000","v":0},{"$f":"(DmYear!$O$5*(Unit!M$612/100)/DB!R$3)*(Unit!L638/100)*1000","v":0},{"$f":"(DmYear!$O$5*(Unit!N$612/100)/DB!S$3)*(Unit!M638/100)*1000","v":0},"-",null,5,{"$f":"(DmYear!$O$5*(Unit!C$613/100)/DB!H$4)*(Unit!P638/100)*1000","v":0},{"$f":"(DmYear!$O$5*(Unit!D$613/100)/DB!I$4)*(Unit!Q638/100)*1000","v":0},{"$f":"(DmYear!$O$5*(Unit!E$613/100)/DB!J$4)*(Unit!R638/100)*1000","v":0},{"$f":"(DmYear!$O$5*(Unit!F$613/100)/DB!K$4)*(Unit!S638/100)*1000","v":0},{"$f":"(DmYear!$O$5*(Unit!G$613/100)/DB!L$4)*(Unit!T638/100)*1000","v":0},{"$f":"(DmYear!$O$5*(Unit!H$613/100)/DB!M$4)*(Unit!U638/100)*1000","v":0},{"$f":"(DmYear!$O$5*(Unit!I$613/100)/DB!N$4)*(Unit!V638/100)*1000","v":0},{"$f":"(DmYear!$O$5*(Unit!J$613/100)/DB!O$4)*(Unit!W638/100)*1000","v":0},{"$f":"(DmYear!$O$5*(Unit!K$613/100)/DB!P$4)*(Unit!X638/100)*1000","v":0},{"$f":"(DmYear!$O$5*(Unit!L$613/100)/DB!Q$4)*(Unit!Y638/100)*1000","v":0},{"$f":"(DmYear!$O$5*(Unit!M$613/100)/DB!R$4)*(Unit!Z638/100)*1000","v":0},{"$f":"(DmYear!$O$5*(Unit!N$613/100)/DB!S$4)*(Unit!AA638/100)*1000","v":0},"-",null,5,{"$f":"(DmYear!$O$5*(Unit!C$614/100)/DB!H$5)*(Unit!AD638/100)*1000","v":0},{"$f":"(DmYear!$O$5*(Unit!D$614/100)/DB!I$5)*(Unit!AE638/100)*1000","v":0},{"$f":"(DmYear!$O$5*(Unit!E$614/100)/DB!J$5)*(Unit!AF638/100)*1000","v":0},{"$f":"(DmYear!$O$5*(Unit!F$614/100)/DB!K$5)*(Unit!AG638/100)*1000","v":0},{"$f":"(DmYear!$O$5*(Unit!G$614/100)/DB!L$5)*(Unit!AH638/100)*1000","v":0},{"$f":"(DmYear!$O$5*(Unit!H$614/100)/DB!M$5)*(Unit!AI638/100)*1000","v":0},{"$f":"(DmYear!$O$5*(Unit!I$614/100)/DB!N$5)*(Unit!AJ638/100)*1000","v":0},{"$f":"(DmYear!$O$5*(Unit!J$614/100)/DB!O$5)*(Unit!AK638/100)*1000","v":0},{"$f":"(DmYear!$O$5*(Unit!K$614/100)/DB!P$5)*(Unit!AL638/100)*1000","v":0},{"$f":"(DmYear!$O$5*(Unit!L$614/100)/DB!Q$5)*(Unit!AM638/100)*1000","v":0},{"$f":"(DmYear!$O$5*(Unit!M$614/100)/DB!R$5)*(Unit!AN638/100)*1000","v":0},{"$f":"(DmYear!$O$5*(Unit!N$614/100)/DB!S$5)*(Unit!AO638/100)*1000","v":0},"-",null,null,5,0,0,0,0,0,0,0,0,0,0,0,0,null,null,5,0,0,0,0,0,0,0,0,0,0,0,0,null,null,5,0,0,0,0,0,0,0,0,0,0,0,0,null,null,null,null,5,{"$f":"(DmYear!$O$32*(Unit!C$612/100)/DB!H$3)*(Unit!B638/100)*1000","v":0},{"$f":"(DmYear!$O$32*(Unit!D$612/100)/DB!I$3)*(Unit!C638/100)*1000","v":0},{"$f":"(DmYear!$O$32*(Unit!E$612/100)/DB!J$3)*(Unit!D638/100)*1000","v":0},{"$f":"(DmYear!$O$32*(Unit!F$612/100)/DB!K$3)*(Unit!E638/100)*1000","v":0},{"$f":"(DmYear!$O$32*(Unit!G$612/100)/DB!L$3)*(Unit!F638/100)*1000","v":0},{"$f":"(DmYear!$O$32*(Unit!H$612/100)/DB!M$3)*(Unit!G638/100)*1000","v":0},{"$f":"(DmYear!$O$32*(Unit!I$612/100)/DB!N$3)*(Unit!H638/100)*1000","v":0},{"$f":"(DmYear!$O$32*(Unit!J$612/100)/DB!O$3)*(Unit!I638/100)*1000","v":0},{"$f":"(DmYear!$O$32*(Unit!K$612/100)/DB!P$3)*(Unit!J638/100)*1000","v":0},{"$f":"(DmYear!$O$32*(Unit!L$612/100)/DB!Q$3)*(Unit!K638/100)*1000","v":0},{"$f":"(DmYear!$O$32*(Unit!M$612/100)/DB!R$3)*(Unit!L638/100)*1000","v":0},{"$f":"(DmYear!$O$32*(Unit!N$612/100)/DB!S$3)*(Unit!M638/100)*1000","v":0},"-",null,5,{"$f":"(DmYear!$O$32*(Unit!C$613/100)/DB!H$4)*(Unit!P638/100)*1000","v":0},{"$f":"(DmYear!$O$32*(Unit!D$613/100)/DB!I$4)*(Unit!Q638/100)*1000","v":0},{"$f":"(DmYear!$O$32*(Unit!E$613/100)/DB!J$4)*(Unit!R638/100)*1000","v":0},{"$f":"(DmYear!$O$32*(Unit!F$613/100)/DB!K$4)*(Unit!S638/100)*1000","v":0},{"$f":"(DmYear!$O$32*(Unit!G$613/100)/DB!L$4)*(Unit!T638/100)*1000","v":0},{"$f":"(DmYear!$O$32*(Unit!H$613/100)/DB!M$4)*(Unit!U638/100)*1000","v":0},{"$f":"(DmYear!$O$32*(Unit!I$613/100)/DB!N$4)*(Unit!V638/100)*1000","v":0},{"$f":"(DmYear!$O$32*(Unit!J$613/100)/DB!O$4)*(Unit!W638/100)*1000","v":0},{"$f":"(DmYear!$O$32*(Unit!K$613/100)/DB!P$4)*(Unit!X638/100)*1000","v":0},{"$f":"(DmYear!$O$32*(Unit!L$613/100)/DB!Q$4)*(Unit!Y638/100)*1000","v":0},{"$f":"(DmYear!$O$32*(Unit!M$613/100)/DB!R$4)*(Unit!Z638/100)*1000","v":0},{"$f":"(DmYear!$O$32*(Unit!N$613/100)/DB!S$4)*(Unit!AA638/100)*1000","v":0},"-",null,5,{"$f":"(DmYear!$O$32*(Unit!C$614/100)/DB!H$5)*(Unit!AD638/100)*1000","v":0},{"$f":"(DmYear!$O$32*(Unit!D$614/100)/DB!I$5)*(Unit!AE638/100)*1000","v":0},{"$f":"(DmYear!$O$32*(Unit!E$614/100)/DB!J$5)*(Unit!AF638/100)*1000","v":0},{"$f":"(DmYear!$O$32*(Unit!F$614/100)/DB!K$5)*(Unit!AG638/100)*1000","v":0},{"$f":"(DmYear!$O$32*(Unit!G$614/100)/DB!L$5)*(Unit!AH638/100)*1000","v":0},{"$f":"(DmYear!$O$32*(Unit!H$614/100)/DB!M$5)*(Unit!AI638/100)*1000","v":0},{"$f":"(DmYear!$O$32*(Unit!I$614/100)/DB!N$5)*(Unit!AJ638/100)*1000","v":0},{"$f":"(DmYear!$O$32*(Unit!J$614/100)/DB!O$5)*(Unit!AK638/100)*1000","v":0},{"$f":"(DmYear!$O$32*(Unit!K$614/100)/DB!P$5)*(Unit!AL638/100)*1000","v":0},{"$f":"(DmYear!$O$32*(Unit!L$614/100)/DB!Q$5)*(Unit!AM638/100)*1000","v":0},{"$f":"(DmYear!$O$32*(Unit!M$614/100)/DB!R$5)*(Unit!AN638/100)*1000","v":0},{"$f":"(DmYear!$O$32*(Unit!N$614/100)/DB!S$5)*(Unit!AO638/100)*1000","v":0},"-",null,null,5,0,0,0,0,0,0,0,0,0,0,0,0,null,null,5,0,0,0,0,0,0,0,0,0,0,0,0,null,null,5,0,0,0,0,0,0,0,0,0,0,0,0]
[null,8,{"$f":"(DmYear!$O$5*(Unit!C$612/100)/DB!H$3)*(Unit!B641/100)*1000","v":0},{"$f":"(DmYear!$O$5*(Unit!D$612/100)/DB!I$3)*(Unit!C641/100)*1000","v":0},{"$f":"(DmYear!$O$5*(Unit!E$612/100)/DB!J$3)*(Unit!D641/100)*1000","v":0},{"$f":"(DmYear!$O$5*(Unit!F$612/100)/DB!K$3)*(Unit!E641/100)*1000","v":0},{"$f":"(DmYear!$O$5*(Unit!G$612/100)/DB!L$3)*(Unit!F641/100)*1000","v":0},{"$f":"(DmYear!$O$5*(Unit!H$612/100)/DB!M$3)*(Unit!G641/100)*1000","v":0},{"$f":"(DmYear!$O$5*(Unit!I$612/100)/DB!N$3)*(Unit!H641/100)*1000","v":0},{"$f":"(DmYear!$O$5*(Unit!J$612/100)/DB!O$3)*(Unit!I641/100)*1000","v":0},{"$f":"(DmYear!$O$5*(Unit!K$612/100)/DB!P$3)*(Unit!J641/100)*1000","v":0},{"$f":"(DmYear!$O$5*(Unit!L$612/100)/DB!Q$3)*(Unit!K641/100)*1000","v":0},{"$f":"(DmYear!$O$5*(Unit!M$612/100)/DB!R$3)*(Unit!L641/100)*1000","v":0},{"$f":"(DmYear!$O$5*(Unit!N$612/100)/DB!S$3)*(Unit!M641/100)*1000","v":0},"-",null,8,{"$f":"(DmYear!$O$5*(Unit!C$613/100)/DB!H$4)*(Unit!P641/100)*1000","v":0},{"$f":"(DmYear!$O$5*(Unit!D$613/100)/DB!I$4)*(Unit!Q641/100)*1000","v":0},{"$f":"(DmYear!$O$5*(Unit!E$613/100)/DB!J$4)*(Unit!R641/100)*1000","v":0},{"$f":"(DmYear!$O$5*(Unit!F$613/100)/DB!K$4)*(Unit!S641/100)*1000","v":0},{"$f":"(DmYear!$O$5*(Unit!G$613/100)/DB!L$4)*(Unit!T641/100)*1000","v":0},{"$f":"(DmYear!$O$5*(Unit!H$613/100)/DB!M$4)*(Unit!U641/100)*1000","v":0},{"$f":"(DmYear!$O$5*(Unit!I$613/100)/DB!N$4)*(Unit!V641/100)*1000","v":0},{"$f":"(DmYear!$O$5*(Unit!J$613/100)/DB!O$4)*(Unit!W641/100)*1000","v":0},{"$f":"(DmYear!$O$5*(Unit!K$613/100)/DB!P$4)*(Unit!X641/100)*1000","v":0},{"$f":"(DmYear!$O$5*(Unit!L$613/100)/DB!Q$4)*(Unit!Y641/100)*1000","v":0},{"$f":"(DmYear!$O$5*(Unit!M$613/100)/DB!R$4)*(Unit!Z641/100)*1000","v":0},{"$f":"(DmYear!$O$5*(Unit!N$613/100)/DB!S$4)*(Unit!AA641/100)*1000","v":0},"-",null,8,{"$f":"(DmYear!$O$5*(Unit!C$614/100)/DB!H$5)*(Unit!AD641/100)*1000","v":0},{"$f":"(DmYear!$O$5*(Unit!D$614/100)/DB!I$5)*(Unit!AE641/100)*1000","v":0},{"$f":"(DmYear!$O$5*(Unit!E$614/100)/DB!J$5)*(Unit!AF641/100)*1000","v":0},{"$f":"(DmYear!$O$5*(Unit!F$614/100)/DB!K$5)*(Unit!AG641/100)*1000","v":0},{"$f":"(DmYear!$O$5*(Unit!G$614/100)/DB!L$5)*(Unit!AH641/100)*1000","v":0},{"$f":"(DmYear!$O$5*(Unit!H$614/100)/DB!M$5)*(Unit!AI641/100)*1000","v":0},{"$f":"(DmYear!$O$5*(Unit!I$614/100)/DB!N$5)*(Unit!AJ641/100)*1000","v":0},{"$f":"(DmYear!$O$5*(Unit!J$614/100)/DB!O$5)*(Unit!AK641/100)*1000","v":0},{"$f":"(DmYear!$O$5*(Unit!K$614/100)/DB!P$5)*(Unit!AL641/100)*1000","v":0},{"$f":"(DmYear!$O$5*(Unit!L$614/100)/DB!Q$5)*(Unit!AM641/100)*1000","v":0},{"$f":"(DmYear!$O$5*(Unit!M$614/100)/DB!R$5)*(Unit!AN641/100)*1000","v":0},{"$f":"(DmYear!$O$5*(Unit!N$614/100)/DB!S$5)*(Unit!AO641/100)*1000","v":0},"-",null,null,8,0,0,0,0,0,0,0,0,0,0,0,0,null,null,8,0,0,0,0,0,0,0,0,0,0,0,0,null,null,8,0,0,0,0,0,0,0,0,0,0,0,0,null,null,null,null,8,{"$f":"(DmYear!$O$32*(Unit!C$612/100)/DB!H$3)*(Unit!B641/100)*1000","v":0},{"$f":"(DmYear!$O$32*(Unit!D$612/100)/DB!I$3)*(Unit!C641/100)*1000","v":0},{"$f":"(DmYear!$O$32*(Unit!E$612/100)/DB!J$3)*(Unit!D641/100)*1000","v":0},{"$f":"(DmYear!$O$32*(Unit!F$612/100)/DB!K$3)*(Unit!E641/100)*1000","v":0},{"$f":"(DmYear!$O$32*(Unit!G$612/100)/DB!L$3)*(Unit!F641/100)*1000","v":0},{"$f":"(DmYear!$O$32*(Unit!H$612/100)/DB!M$3)*(Unit!G641/100)*1000","v":0},{"$f":"(DmYear!$O$32*(Unit!I$612/100)/DB!N$3)*(Unit!H641/100)*1000","v":0},{"$f":"(DmYear!$O$32*(Unit!J$612/100)/DB!O$3)*(Unit!I641/100)*1000","v":0},{"$f":"(DmYear!$O$32*(Unit!K$612/100)/DB!P$3)*(Unit!J641/100)*1000","v":0},{"$f":"(DmYear!$O$32*(Unit!L$612/100)/DB!Q$3)*(Unit!K641/100)*1000","v":0},{"$f":"(DmYear!$O$32*(Unit!M$612/100)/DB!R$3)*(Unit!L641/100)*1000","v":0},{"$f":"(DmYear!$O$32*(Unit!N$612/100)/DB!S$3)*(Unit!M641/100)*1000","v":0},"-",null,8,{"$f":"(DmYear!$O$32*(Unit!C$613/100)/DB!H$4)*(Unit!P641/100)*1000","v":0},{"$f":"(DmYear!$O$32*(Unit!D$613/100)/DB!I$4)*(Unit!Q641/100)*1000","v":0},{"$f":"(DmYear!$O$32*(Unit!E$613/100)/DB!J$4)*(Unit!R641/100)*1000","v":0},{"$f":"(DmYear!$O$32*(Unit!F$613/100)/DB!K$4)*(Unit!S641/100)*1000","v":0},{"$f":"(DmYear!$O$32*(Unit!G$613/100)/DB!L$4)*(Unit!T641/100)*1000","v":0},{"$f":"(DmYear!$O$32*(Unit!H$613/100)/DB!M$4)*(Unit!U641/100)*1000","v":0},{"$f":"(DmYear!$O$32*(Unit!I$613/100)/DB!N$4)*(Unit!V641/100)*1000","v":0},{"$f":"(DmYear!$O$32*(Unit!J$613/100)/DB!O$4)*(Unit!W641/100)*1000","v":0},{"$f":"(DmYear!$O$32*(Unit!K$613/100)/DB!P$4)*(Unit!X641/100)*1000","v":0},{"$f":"(DmYear!$O$32*(Unit!L$613/100)/DB!Q$4)*(Unit!Y641/100)*1000","v":0},{"$f":"(DmYear!$O$32*(Unit!M$613/100)/DB!R$4)*(Unit!Z641/100)*1000","v":0},{"$f":"(DmYear!$O$32*(Unit!N$613/100)/DB!S$4)*(Unit!AA641/100)*1000","v":0},"-",null,8,{"$f":"(DmYear!$O$32*(Unit!C$614/100)/DB!H$5)*(Unit!AD641/100)*1000","v":0},{"$f":"(DmYear!$O$32*(Unit!D$614/100)/DB!I$5)*(Unit!AE641/100)*1000","v":0},{"$f":"(DmYear!$O$32*(Unit!E$614/100)/DB!J$5)*(Unit!AF641/100)*1000","v":0},{"$f":"(DmYear!$O$32*(Unit!F$614/100)/DB!K$5)*(Unit!AG641/100)*1000","v":0},{"$f":"(DmYear!$O$32*(Unit!G$614/100)/DB!L$5)*(Unit!AH641/100)*1000","v":0},{"$f":"(DmYear!$O$32*(Unit!H$614/100)/DB!M$5)*(Unit!AI641/100)*1000","v":0},{"$f":"(DmYear!$O$32*(Unit!I$614/100)/DB!N$5)*(Unit!AJ641/100)*1000","v":0},{"$f":"(DmYear!$O$32*(Unit!J$614/100)/DB!O$5)*(Unit!AK641/100)*1000","v":0},{"$f":"(DmYear!$O$32*(Unit!K$614/100)/DB!P$5)*(Unit!AL641/100)*1000","v":0},{"$f":"(DmYear!$O$32*(Unit!L$614/100)/DB!Q$5)*(Unit!AM641/100)*1000","v":0},{"$f":"(DmYear!$O$32*(Unit!M$614/100)/DB!R$5)*(Unit!AN641/100)*1000","v":0},{"$f":"(DmYear!$O$32*(Unit!N$614/100)/DB!S$5)*(Unit!AO641/100)*1000","v":0},"-",null,null,8,0,0,0,0,0,0,0,0,0,0,0,0,null,null,8,0,0,0,0,0,0,0,0,0,0,0,0,null,null,8,0,0,0,0,0,0,0,0,0,0,0,0]
[null,9,{"$f":"(DmYear!$O$5*(Unit!C$612/100)/DB!H$3)*(Unit!B642/100)*1000","v":0},{"$f":"(DmYear!$O$5*(Unit!D$612/100)/DB!I$3)*(Unit!C642/100)*1000","v":0},{"$f":"(DmYear!$O$5*(Unit!E$612/100)/DB!J$3)*(Unit!D642/100)*1000","v":0},{"$f":"(DmYear!$O$5*(Unit!F$612/100)/DB!K$3)*(Unit!E642/100)*1000","v":0},{"$f":"(DmYear!$O$5*(Unit!G$612/100)/DB!L$3)*(Unit!F642/100)*1000","v":0},{"$f":"(DmYear!$O$5*(Unit!H$612/100)/DB!M$3)*(Unit!G642/100)*1000","v":0},{"$f":"(DmYear!$O$5*(Unit!I$612/100)/DB!N$3)*(Unit!H642/100)*1000","v":0},{"$f":"(DmYear!$O$5*(Unit!J$612/100)/DB!O$3)*(Unit!I642/100)*1000","v":0},{"$f":"(DmYear!$O$5*(Unit!K$612/100)/DB!P$3)*(Unit!J642/100)*1000","v":0},{"$f":"(DmYear!$O$5*(Unit!L$612/100)/DB!Q$3)*(Unit!K642/100)*1000","v":0},{"$f":"(DmYear!$O$5*(Unit!M$612/100)/DB!R$3)*(Unit!L642/100)*1000","v":0},{"$f":"(DmYear!$O$5*(Unit!N$612/100)/DB!S$3)*(Unit!M642/100)*1000","v":0},"-",null,9,{"$f":"(DmYear!$O$5*(Unit!C$613/100)/DB!H$4)*(Unit!P642/100)*1000","v":0},{"$f":"(DmYear!$O$5*(Unit!D$613/100)/DB!I$4)*(Unit!Q642/100)*1000","v":0},{"$f":"(DmYear!$O$5*(Unit!E$613/100)/DB!J$4)*(Unit!R642/100)*1000","v":0},{"$f":"(DmYear!$O$5*(Unit!F$613/100)/DB!K$4)*(Unit!S642/100)*1000","v":0},{"$f":"(DmYear!$O$5*(Unit!G$613/100)/DB!L$4)*(Unit!T642/100)*1000","v":0},{"$f":"(DmYear!$O$5*(Unit!H$613/100)/DB!M$4)*(Unit!U642/100)*1000","v":0},{"$f":"(DmYear!$O$5*(Unit!I$613/100)/DB!N$4)*(Unit!V642/100)*1000","v":0},{"$f":"(DmYear!$O$5*(Unit!J$613/100)/DB!O$4)*(Unit!W642/100)*1000","v":0},{"$f":"(DmYear!$O$5*(Unit!K$613/100)/DB!P$4)*(Unit!X642/100)*1000","v":0},{"$f":"(DmYear!$O$5*(Unit!L$613/100)/DB!Q$4)*(Unit!Y642/100)*1000","v":0},{"$f":"(DmYear!$O$5*(Unit!M$613/100)/DB!R$4)*(Unit!Z642/100)*1000","v":0},{"$f":"(DmYear!$O$5*(Unit!N$613/100)/DB!S$4)*(Unit!AA642/100)*1000","v":0},"-",null,9,{"$f":"(DmYear!$O$5*(Unit!C$614/100)/DB!H$5)*(Unit!AD642/100)*1000","v":0},{"$f":"(DmYear!$O$5*(Unit!D$614/100)/DB!I$5)*(Unit!AE642/100)*1000","v":0},{"$f":"(DmYear!$O$5*(Unit!E$614/100)/DB!J$5)*(Unit!AF642/100)*1000","v":0},{"$f":"(DmYear!$O$5*(Unit!F$614/100)/DB!K$5)*(Unit!AG642/100)*1000","v":0},{"$f":"(DmYear!$O$5*(Unit!G$614/100)/DB!L$5)*(Unit!AH642/100)*1000","v":0},{"$f":"(DmYear!$O$5*(Unit!H$614/100)/DB!M$5)*(Unit!AI642/100)*1000","v":0},{"$f":"(DmYear!$O$5*(Unit!I$614/100)/DB!N$5)*(Unit!AJ642/100)*1000","v":0},{"$f":"(DmYear!$O$5*(Unit!J$614/100)/DB!O$5)*(Unit!AK642/100)*1000","v":0},{"$f":"(DmYear!$O$5*(Unit!K$614/100)/DB!P$5)*(Unit!AL642/100)*1000","v":0},{"$f":"(DmYear!$O$5*(Unit!L$614/100)/DB!Q$5)*(Unit!AM642/100)*1000","v":0},{"$f":"(DmYear!$O$5*(Unit!M$614/100)/DB!R$5)*(Unit!AN642/100)*1000","v":0},{"$f":"(DmYear!$O$5*(Unit!N$614/100)/DB!S$5)*(Unit!AO642/100)*1000","v":0},"-",null,null,9,0,0,0,0,0,0,0,0,0,0,0,0,null,null,9,0,0,0,0,0,0,0,0,0,0,0,0,null,null,9,0,0,0,0,0,0,0,0,0,0,0,0,null,null,null,null,9,{"$f":"(DmYear!$O$32*(Unit!C$612/100)/DB!H$3)*(Unit!B642/100)*1000","v":0},{"$f":"(DmYear!$O$32*(Unit!D$612/100)/DB!I$3)*(Unit!C642/100)*1000","v":0},{"$f":"(DmYear!$O$32*(Unit!E$612/100)/DB!J$3)*(Unit!D642/100)*1000","v":0},{"$f":"(DmYear!$O$32*(Unit!F$612/100)/DB!K$3)*(Unit!E642/100)*1000","v":0},{"$f":"(DmYear!$O$32*(Unit!G$612/100)/DB!L$3)*(Unit!F642/100)*1000","v":0},{"$f":"(DmYear!$O$32*(Unit!H$612/100)/DB!M$3)*(Unit!G642/100)*1000","v":0},{"$f":"(DmYear!$O$32*(Unit!I$612/100)/DB!N$3)*(Unit!H642/100)*1000","v":0},{"$f":"(DmYear!$O$32*(Unit!J$612/100)/DB!O$3)*(Unit!I642/100)*1000","v":0},{"$f":"(DmYear!$O$32*(Unit!K$612/100)/DB!P$3)*(Unit!J642/100)*1000","v":0},{"$f":"(DmYear!$O$32*(Unit!L$612/100)/DB!Q$3)*(Unit!K642/100)*1000","v":0},{"$f":"(DmYear!$O$32*(Unit!M$612/100)/DB!R$3)*(Unit!L642/100)*1000","v":0},{"$f":"(DmYear!$O$32*(Unit!N$612/100)/DB!S$3)*(Unit!M642/100)*1000","v":0},"-",null,9,{"$f":"(DmYear!$O$32*(Unit!C$613/100)/DB!H$4)*(Unit!P642/100)*1000","v":0},{"$f":"(DmYear!$O$32*(Unit!D$613/100)/DB!I$4)*(Unit!Q642/100)*1000","v":0},{"$f":"(DmYear!$O$32*(Unit!E$613/100)/DB!J$4)*(Unit!R642/100)*1000","v":0},{"$f":"(DmYear!$O$32*(Unit!F$613/100)/DB!K$4)*(Unit!S642/100)*1000","v":0},{"$f":"(DmYear!$O$32*(Unit!G$613/100)/DB!L$4)*(Unit!T642/100)*1000","v":0},{"$f":"(DmYear!$O$32*(Unit!H$613/100)/DB!M$4)*(Unit!U642/100)*1000","v":0},{"$f":"(DmYear!$O$32*(Unit!I$613/100)/DB!N$4)*(Unit!V642/100)*1000","v":0},{"$f":"(DmYear!$O$32*(Unit!J$613/100)/DB!O$4)*(Unit!W642/100)*1000","v":0},{"$f":"(DmYear!$O$32*(Unit!K$613/100)/DB!P$4)*(Unit!X642/100)*1000","v":0},{"$f":"(DmYear!$O$32*(Unit!L$613/100)/DB!Q$4)*(Unit!Y642/100)*1000","v":0},{"$f":"(DmYear!$O$32*(Unit!M$613/100)/DB!R$4)*(Unit!Z642/100)*1000","v":0},{"$f":"(DmYear!$O$32*(Unit!N$613/100)/DB!S$4)*(Unit!AA642/100)*1000","v":0},"-",null,9,{"$f":"(DmYear!$O$32*(Unit!C$614/100)/DB!H$5)*(Unit!AD642/100)*1000","v":0},{"$f":"(DmYear!$O$32*(Unit!D$614/100)/DB!I$5)*(Unit!AE642/100)*1000","v":0},{"$f":"(DmYear!$O$32*(Unit!E$614/100)/DB!J$5)*(Unit!AF642/100)*1000","v":0},{"$f":"(DmYear!$O$32*(Unit!F$614/100)/DB!K$5)*(Unit!AG642/100)*1000","v":0},{"$f":"(DmYear!$O$32*(Unit!G$614/100)/DB!L$5)*(Unit!AH642/100)*1000","v":0},{"$f":"(DmYear!$O$32*(Unit!H$614/100)/DB!M$5)*(Unit!AI642/100)*1000","v":0},{"$f":"(DmYear!$O$32*(Unit!I$614/100)/DB!N$5)*(Unit!AJ642/100)*1000","v":0},{"$f":"(DmYear!$O$32*(Unit!J$614/100)/DB!O$5)*(Unit!AK642/100)*1000","v":0},{"$f":"(DmYear!$O$32*(Unit!K$614/100)/DB!P$5)*(Unit!AL642/100)*1000","v":0},{"$f":"(DmYear!$O$32*(Unit!L$614/100)/DB!Q$5)*(Unit!AM642/100)*1000","v":0},{"$f":"(DmYear!$O$32*(Unit!M$614/100)/DB!R$5)*(Unit!AN642/100)*1000","v":0},{"$f":"(DmYear!$O$32*(Unit!N$614/100)/DB!S$5)*(Unit!AO642/100)*1000","v":0},"-",null,null,9,0,0,0,0,0,0,0,0,0,0,0,0,null,null,9,0,0,0,0,0,0,0,0,0,0,0,0,null,null,9,0,0,0,0,0,0,0,0,0,0,0,0]
[null,13,{"$f":"(DmYear!$O$5*(Unit!C$612/100)/DB!H$3)*(Unit!B646/100)*1000","v":0},{"$f":"(DmYear!$O$5*(Unit!D$612/100)/DB!I$3)*(Unit!C646/100)*1000","v":0},{"$f":"(DmYear!$O$5*(Unit!E$612/100)/DB!J$3)*(Unit!D646/100)*1000","v":0},{"$f":"(DmYear!$O$5*(Unit!F$612/100)/DB!K$3)*(Unit!E646/100)*1000","v":0},{"$f":"(DmYear!$O$5*(Unit!G$612/100)/DB!L$3)*(Unit!F646/100)*1000","v":0},{"$f":"(DmYear!$O$5*(Unit!H$612/100)/DB!M$3)*(Unit!G646/100)*1000","v":0},{"$f":"(DmYear!$O$5*(Unit!I$612/100)/DB!N$3)*(Unit!H646/100)*1000","v":0},{"$f":"(DmYear!$O$5*(Unit!J$612/100)/DB!O$3)*(Unit!I646/100)*1000","v":0},{"$f":"(DmYear!$O$5*(Unit!K$612/100)/DB!P$3)*(Unit!J646/100)*1000","v":0},{"$f":"(DmYear!$O$5*(Unit!L$612/100)/DB!Q$3)*(Unit!K646/100)*1000","v":0},{"$f":"(DmYear!$O$5*(Unit!M$612/100)/DB!R$3)*(Unit!L646/100)*1000","v":0},{"$f":"(DmYear!$O$5*(Unit!N$612/100)/DB!S$3)*(Unit!M646/100)*1000","v":0},"-",null,13,{"$f":"(DmYear!$O$5*(Unit!C$613/100)/DB!H$4)*(Unit!P646/100)*1000","v":0},{"$f":"(DmYear!$O$5*(Unit!D$613/100)/DB!I$4)*(Unit!Q646/100)*1000","v":0},{"$f":"(DmYear!$O$5*(Unit!E$613/100)/DB!J$4)*(Unit!R646/100)*1000","v":0},{"$f":"(DmYear!$O$5*(Unit!F$613/100)/DB!K$4)*(Unit!S646/100)*1000","v":0},{"$f":"(DmYear!$O$5*(Unit!G$613/100)/DB!L$4)*(Unit!T646/100)*1000","v":0},{"$f":"(DmYear!$O$5*(Unit!H$613/100)/DB!M$4)*(Unit!U646/100)*1000","v":0},{"$f":"(DmYear!$O$5*(Unit!I$613/100)/DB!N$4)*(Unit!V646/100)*1000","v":0},{"$f":"(DmYear!$O$5*(Unit!J$613/100)/DB!O$4)*(Unit!W646/100)*1000","v":0},{"$f":"(DmYear!$O$5*(Unit!K$613/100)/DB!P$4)*(Unit!X646/100)*1000","v":0},{"$f":"(DmYear!$O$5*(Unit!L$613/100)/DB!Q$4)*(Unit!Y646/100)*1000","v":0},{"$f":"(DmYear!$O$5*(Unit!M$613/100)/DB!R$4)*(Unit!Z646/100)*1000","v":0},{"$f":"(DmYear!$O$5*(Unit!N$613/100)/DB!S$4)*(Unit!AA646/100)*1000","v":0},"-",null,13,{"$f":"(DmYear!$O$5*(Unit!C$614/100)/DB!H$5)*(Unit!AD646/100)*1000","v":0},{"$f":"(DmYear!$O$5*(Unit!D$614/100)/DB!I$5)*(Unit!AE646/100)*1000","v":0},{"$f":"(DmYear!$O$5*(Unit!E$614/100)/DB!J$5)*(Unit!AF646/100)*1000","v":0},{"$f":"(DmYear!$O$5*(Unit!F$614/100)/DB!K$5)*(Unit!AG646/100)*1000","v":0},{"$f":"(DmYear!$O$5*(Unit!G$614/100)/DB!L$5)*(Unit!AH646/100)*1000","v":0},{"$f":"(DmYear!$O$5*(Unit!H$614/100)/DB!M$5)*(Unit!AI646/100)*1000","v":0},{"$f":"(DmYear!$O$5*(Unit!I$614/100)/DB!N$5)*(Unit!AJ646/100)*1000","v":0},{"$f":"(DmYear!$O$5*(Unit!J$614/100)/DB!O$5)*(Unit!AK646/100)*1000","v":0},{"$f":"(DmYear!$O$5*(Unit!K$614/100)/DB!P$5)*(Unit!AL646/100)*1000","v":0},{"$f":"(DmYear!$O$5*(Unit!L$614/100)/DB!Q$5)*(Unit!AM646/100)*1000","v":0},{"$f":"(DmYear!$O$5*(Unit!M$614/100)/DB!R$5)*(Unit!AN646/100)*1000","v":0},{"$f":"(DmYear!$O$5*(Unit!N$614/100)/DB!S$5)*(Unit!AO646/100)*1000","v":0},"-",null,null,13,0,0,0,0,0,0,0,0,0,0,0,0,null,null,13,0,0,0,0,0,0,0,0,0,0,0,0,null,null,13,0,0,0,0,0,0,0,0,0,0,0,0,null,null,null,null,13,{"$f":"(DmYear!$O$32*(Unit!C$612/100)/DB!H$3)*(Unit!B646/100)*1000","v":0},{"$f":"(DmYear!$O$32*(Unit!D$612/100)/DB!I$3)*(Unit!C646/100)*1000","v":0},{"$f":"(DmYear!$O$32*(Unit!E$612/100)/DB!J$3)*(Unit!D646/100)*1000","v":0},{"$f":"(DmYear!$O$32*(Unit!F$612/100)/DB!K$3)*(Unit!E646/100)*1000","v":0},{"$f":"(DmYear!$O$32*(Unit!G$612/100)/DB!L$3)*(Unit!F646/100)*1000","v":0},{"$f":"(DmYear!$O$32*(Unit!H$612/100)/DB!M$3)*(Unit!G646/100)*1000","v":0},{"$f":"(DmYear!$O$32*(Unit!I$612/100)/DB!N$3)*(Unit!H646/100)*1000","v":0},{"$f":"(DmYear!$O$32*(Unit!J$612/100)/DB!O$3)*(Unit!I646/100)*1000","v":0},{"$f":"(DmYear!$O$32*(Unit!K$612/100)/DB!P$3)*(Unit!J646/100)*1000","v":0},{"$f":"(DmYear!$O$32*(Unit!L$612/100)/DB!Q$3)*(Unit!K646/100)*1000","v":0},{"$f":"(DmYear!$O$32*(Unit!M$612/100)/DB!R$3)*(Unit!L646/100)*1000","v":0},{"$f":"(DmYear!$O$32*(Unit!N$612/100)/DB!S$3)*(Unit!M646/100)*1000","v":0},"-",null,13,{"$f":"(DmYear!$O$32*(Unit!C$613/100)/DB!H$4)*(Unit!P646/100)*1000","v":0},{"$f":"(DmYear!$O$32*(Unit!D$613/100)/DB!I$4)*(Unit!Q646/100)*1000","v":0},{"$f":"(DmYear!$O$32*(Unit!E$613/100)/DB!J$4)*(Unit!R646/100)*1000","v":0},{"$f":"(DmYear!$O$32*(Unit!F$613/100)/DB!K$4)*(Unit!S646/100)*1000","v":0},{"$f":"(DmYear!$O$32*(Unit!G$613/100)/DB!L$4)*(Unit!T646/100)*1000","v":0},{"$f":"(DmYear!$O$32*(Unit!H$613/100)/DB!M$4)*(Unit!U646/100)*1000","v":0},{"$f":"(DmYear!$O$32*(Unit!I$613/100)/DB!N$4)*(Unit!V646/100)*1000","v":0},{"$f":"(DmYear!$O$32*(Unit!J$613/100)/DB!O$4)*(Unit!W646/100)*1000","v":0},{"$f":"(DmYear!$O$32*(Unit!K$613/100)/DB!P$4)*(Unit!X646/100)*1000","v":0},{"$f":"(DmYear!$O$32*(Unit!L$613/100)/DB!Q$4)*(Unit!Y646/100)*1000","v":0},{"$f":"(DmYear!$O$32*(Unit!M$613/100)/DB!R$4)*(Unit!Z646/100)*1000","v":0},{"$f":"(DmYear!$O$32*(Unit!N$613/100)/DB!S$4)*(Unit!AA646/100)*1000","v":0},"-",null,13,{"$f":"(DmYear!$O$32*(Unit!C$614/100)/DB!H$5)*(Unit!AD646/100)*1000","v":0},{"$f":"(DmYear!$O$32*(Unit!D$614/100)/DB!I$5)*(Unit!AE646/100)*1000","v":0},{"$f":"(DmYear!$O$32*(Unit!E$614/100)/DB!J$5)*(Unit!AF646/100)*1000","v":0},{"$f":"(DmYear!$O$32*(Unit!F$614/100)/DB!K$5)*(Unit!AG646/100)*1000","v":0},{"$f":"(DmYear!$O$32*(Unit!G$614/100)/DB!L$5)*(Unit!AH646/100)*1000","v":0},{"$f":"(DmYear!$O$32*(Unit!H$614/100)/DB!M$5)*(Unit!AI646/100)*1000","v":0},{"$f":"(DmYear!$O$32*(Unit!I$614/100)/DB!N$5)*(Unit!AJ646/100)*1000","v":0},{"$f":"(DmYear!$O$32*(Unit!J$614/100)/DB!O$5)*(Unit!AK646/100)*1000","v":0},{"$f":"(DmYear!$O$32*(Unit!K$614/100)/DB!P$5)*(Unit!AL646/100)*1000","v":0},{"$f":"(DmYear!$O$32*(Unit!L$614/100)/DB!Q$5)*(Unit!AM646/100)*1000","v":0},{"$f":"(DmYear!$O$32*(Unit!M$614/100)/DB!R$5)*(Unit!AN646/100)*1000","v":0},{"$f":"(DmYear!$O$32*(Unit!N$614/100)/DB!S$5)*(Unit!AO646/100)*1000","v":0},"-",null,null,13,0,0,0,0,0,0,0,0,0,0,0,0,null,null,13,0,0,0,0,0,0,0,0,0,0,0,0,null,null,13,0,0,0,0,0,0,0,0,0,0,0,0]
[null,14,{"$f":"(DmYear!$O$5*(Unit!C$612/100)/DB!H$3)*(Unit!B647/100)*1000","v":0},{"$f":"(DmYear!$O$5*(Unit!D$612/100)/DB!I$3)*(Unit!C647/100)*1000","v":0},{"$f":"(DmYear!$O$5*(Unit!E$612/100)/DB!J$3)*(Unit!D647/100)*1000","v":0},{"$f":"(DmYear!$O$5*(Unit!F$612/100)/DB!K$3)*(Unit!E647/100)*1000","v":0},{"$f":"(DmYear!$O$5*(Unit!G$612/100)/DB!L$3)*(Unit!F647/100)*1000","v":0},{"$f":"(DmYear!$O$5*(Unit!H$612/100)/DB!M$3)*(Unit!G647/100)*1000","v":0},{"$f":"(DmYear!$O$5*(Unit!I$612/100)/DB!N$3)*(Unit!H647/100)*1000","v":0},{"$f":"(DmYear!$O$5*(Unit!J$612/100)/DB!O$3)*(Unit!I647/100)*1000","v":0},{"$f":"(DmYear!$O$5*(Unit!K$612/100)/DB!P$3)*(Unit!J647/100)*1000","v":0},{"$f":"(DmYear!$O$5*(Unit!L$612/100)/DB!Q$3)*(Unit!K647/100)*1000","v":0},{"$f":"(DmYear!$O$5*(Unit!M$612/100)/DB!R$3)*(Unit!L647/100)*1000","v":0},{"$f":"(DmYear!$O$5*(Unit!N$612/100)/DB!S$3)*(Unit!M647/100)*1000","v":0},"-",null,14,{"$f":"(DmYear!$O$5*(Unit!C$613/100)/DB!H$4)*(Unit!P647/100)*1000","v":0},{"$f":"(DmYear!$O$5*(Unit!D$613/100)/DB!I$4)*(Unit!Q647/100)*1000","v":0},{"$f":"(DmYear!$O$5*(Unit!E$613/100)/DB!J$4)*(Unit!R647/100)*1000","v":0},{"$f":"(DmYear!$O$5*(Unit!F$613/100)/DB!K$4)*(Unit!S647/100)*1000","v":0},{"$f":"(DmYear!$O$5*(Unit!G$613/100)/DB!L$4)*(Unit!T647/100)*1000","v":0},{"$f":"(DmYear!$O$5*(Unit!H$613/100)/DB!M$4)*(Unit!U647/100)*1000","v":0},{"$f":"(DmYear!$O$5*(Unit!I$613/100)/DB!N$4)*(Unit!V647/100)*1000","v":0},{"$f":"(DmYear!$O$5*(Unit!J$613/100)/DB!O$4)*(Unit!W647/100)*1000","v":0},{"$f":"(DmYear!$O$5*(Unit!K$613/100)/DB!P$4)*(Unit!X647/100)*1000","v":0},{"$f":"(DmYear!$O$5*(Unit!L$613/100)/DB!Q$4)*(Unit!Y647/100)*1000","v":0},{"$f":"(DmYear!$O$5*(Unit!M$613/100)/DB!R$4)*(Unit!Z647/100)*1000","v":0},{"$f":"(DmYear!$O$5*(Unit!N$613/100)/DB!S$4)*(Unit!AA647/100)*1000","v":0},"-",null,14,{"$f":"(DmYear!$O$5*(Unit!C$614/100)/DB!H$5)*(Unit!AD647/100)*1000","v":0},{"$f":"(DmYear!$O$5*(Unit!D$614/100)/DB!I$5)*(Unit!AE647/100)*1000","v":0},{"$f":"(DmYear!$O$5*(Unit!E$614/100)/DB!J$5)*(Unit!AF647/100)*1000","v":0},{"$f":"(DmYear!$O$5*(Unit!F$614/100)/DB!K$5)*(Unit!AG647/100)*1000","v":0},{"$f":"(DmYear!$O$5*(Unit!G$614/100)/DB!L$5)*(Unit!AH647/100)*1000","v":0},{"$f":"(DmYear!$O$5*(Unit!H$614/100)/DB!M$5)*(Unit!AI647/100)*1000","v":0},{"$f":"(DmYear!$O$5*(Unit!I$614/100)/DB!N$5)*(Unit!AJ647/100)*1000","v":0},{"$f":"(DmYear!$O$5*(Unit!J$614/100)/DB!O$5)*(Unit!AK647/100)*1000","v":0},{"$f":"(DmYear!$O$5*(Unit!K$614/100)/DB!P$5)*(Unit!AL647/100)*1000","v":0},{"$f":"(DmYear!$O$5*(Unit!L$614/100)/DB!Q$5)*(Unit!AM647/100)*1000","v":0},{"$f":"(DmYear!$O$5*(Unit!M$614/100)/DB!R$5)*(Unit!AN647/100)*1000","v":0},{"$f":"(DmYear!$O$5*(Unit!N$614/100)/DB!S$5)*(Unit!AO647/100)*1000","v":0},"-",null,null,14,0,0,0,0,0,0,0,0,0,0,0,0,null,null,14,0,0,0,0,0,0,0,0,0,0,0,0,null,null,14,0,0,0,0,0,0,0,0,0,0,0,0,null,null,null,null,14,{"$f":"(DmYear!$O$32*(Unit!C$612/100)/DB!H$3)*(Unit!B647/100)*1000","v":0},{"$f":"(DmYear!$O$32*(Unit!D$612/100)/DB!I$3)*(Unit!C647/100)*1000","v":0},{"$f":"(DmYear!$O$32*(Unit!E$612/100)/DB!J$3)*(Unit!D647/100)*1000","v":0},{"$f":"(DmYear!$O$32*(Unit!F$612/100)/DB!K$3)*(Unit!E647/100)*1000","v":0},{"$f":"(DmYear!$O$32*(Unit!G$612/100)/DB!L$3)*(Unit!F647/100)*1000","v":0},{"$f":"(DmYear!$O$32*(Unit!H$612/100)/DB!M$3)*(Unit!G647/100)*1000","v":0},{"$f":"(DmYear!$O$32*(Unit!I$612/100)/DB!N$3)*(Unit!H647/100)*1000","v":0},{"$f":"(DmYear!$O$32*(Unit!J$612/100)/DB!O$3)*(Unit!I647/100)*1000","v":0},{"$f":"(DmYear!$O$32*(Unit!K$612/100)/DB!P$3)*(Unit!J647/100)*1000","v":0},{"$f":"(DmYear!$O$32*(Unit!L$612/100)/DB!Q$3)*(Unit!K647/100)*1000","v":0},{"$f":"(DmYear!$O$32*(Unit!M$612/100)/DB!R$3)*(Unit!L647/100)*1000","v":0},{"$f":"(DmYear!$O$32*(Unit!N$612/100)/DB!S$3)*(Unit!M647/100)*1000","v":0},"-",null,14,{"$f":"(DmYear!$O$32*(Unit!C$613/100)/DB!H$4)*(Unit!P647/100)*1000","v":0},{"$f":"(DmYear!$O$32*(Unit!D$613/100)/DB!I$4)*(Unit!Q647/100)*1000","v":0},{"$f":"(DmYear!$O$32*(Unit!E$613/100)/DB!J$4)*(Unit!R647/100)*1000","v":0},{"$f":"(DmYear!$O$32*(Unit!F$613/100)/DB!K$4)*(Unit!S647/100)*1000","v":0},{"$f":"(DmYear!$O$32*(Unit!G$613/100)/DB!L$4)*(Unit!T647/100)*1000","v":0},{"$f":"(DmYear!$O$32*(Unit!H$613/100)/DB!M$4)*(Unit!U647/100)*1000","v":0},{"$f":"(DmYear!$O$32*(Unit!I$613/100)/DB!N$4)*(Unit!V647/100)*1000","v":0},{"$f":"(DmYear!$O$32*(Unit!J$613/100)/DB!O$4)*(Unit!W647/100)*1000","v":0},{"$f":"(DmYear!$O$32*(Unit!K$613/100)/DB!P$4)*(Unit!X647/100)*1000","v":0},{"$f":"(DmYear!$O$32*(Unit!L$613/100)/DB!Q$4)*(Unit!Y647/100)*1000","v":0},{"$f":"(DmYear!$O$32*(Unit!M$613/100)/DB!R$4)*(Unit!Z647/100)*1000","v":0},{"$f":"(DmYear!$O$32*(Unit!N$613/100)/DB!S$4)*(Unit!AA647/100)*1000","v":0},"-",null,14,{"$f":"(DmYear!$O$32*(Unit!C$614/100)/DB!H$5)*(Unit!AD647/100)*1000","v":0},{"$f":"(DmYear!$O$32*(Unit!D$614/100)/DB!I$5)*(Unit!AE647/100)*1000","v":0},{"$f":"(DmYear!$O$32*(Unit!E$614/100)/DB!J$5)*(Unit!AF647/100)*1000","v":0},{"$f":"(DmYear!$O$32*(Unit!F$614/100)/DB!K$5)*(Unit!AG647/100)*1000","v":0},{"$f":"(DmYear!$O$32*(Unit!G$614/100)/DB!L$5)*(Unit!AH647/100)*1000","v":0},{"$f":"(DmYear!$O$32*(Unit!H$614/100)/DB!M$5)*(Unit!AI647/100)*1000","v":0},{"$f":"(DmYear!$O$32*(Unit!I$614/100)/DB!N$5)*(Unit!AJ647/100)*1000","v":0},{"$f":"(DmYear!$O$32*(Unit!J$614/100)/DB!O$5)*(Unit!AK647/100)*1000","v":0},{"$f":"(DmYear!$O$32*(Unit!K$614/100)/DB!P$5)*(Unit!AL647/100)*1000","v":0},{"$f":"(DmYear!$O$32*(Unit!L$614/100)/DB!Q$5)*(Unit!AM647/100)*1000","v":0},{"$f":"(DmYear!$O$32*(Unit!M$614/100)/DB!R$5)*(Unit!AN647/100)*1000","v":0},{"$f":"(DmYear!$O$32*(Unit!N$614/100)/DB!S$5)*(Unit!AO647/100)*1000","v":0},"-",null,null,14,0,0,0,0,0,0,0,0,0,0,0,0,null,null,14,0,0,0,0,0,0,0,0,0,0,0,0,null,null,14,0,0,0,0,0,0,0,0,0,0,0,0]
[null,17,{"$f":"(DmYear!$O$5*(Unit!C$612/100)/DB!H$3)*(Unit!B650/100)*1000","v":0},{"$f":"(DmYear!$O$5*(Unit!D$612/100)/DB!I$3)*(Unit!C650/100)*1000","v":0},{"$f":"(DmYear!$O$5*(Unit!E$612/100)/DB!J$3)*(Unit!D650/100)*1000","v":0},{"$f":"(DmYear!$O$5*(Unit!F$612/100)/DB!K$3)*(Unit!E650/100)*1000","v":0},{"$f":"(DmYear!$O$5*(Unit!G$612/100)/DB!L$3)*(Unit!F650/100)*1000","v":0},{"$f":"(DmYear!$O$5*(Unit!H$612/100)/DB!M$3)*(Unit!G650/100)*1000","v":0},{"$f":"(DmYear!$O$5*(Unit!I$612/100)/DB!N$3)*(Unit!H650/100)*1000","v":0},{"$f":"(DmYear!$O$5*(Unit!J$612/100)/DB!O$3)*(Unit!I650/100)*1000","v":0},{"$f":"(DmYear!$O$5*(Unit!K$612/100)/DB!P$3)*(Unit!J650/100)*1000","v":0},{"$f":"(DmYear!$O$5*(Unit!L$612/100)/DB!Q$3)*(Unit!K650/100)*1000","v":0},{"$f":"(DmYear!$O$5*(Unit!M$612/100)/DB!R$3)*(Unit!L650/100)*1000","v":0},{"$f":"(DmYear!$O$5*(Unit!N$612/100)/DB!S$3)*(Unit!M650/100)*1000","v":0},"-",null,17,{"$f":"(DmYear!$O$5*(Unit!C$613/100)/DB!H$4)*(Unit!P650/100)*1000","v":0},{"$f":"(DmYear!$O$5*(Unit!D$613/100)/DB!I$4)*(Unit!Q650/100)*1000","v":0},{"$f":"(DmYear!$O$5*(Unit!E$613/100)/DB!J$4)*(Unit!R650/100)*1000","v":0},{"$f":"(DmYear!$O$5*(Unit!F$613/100)/DB!K$4)*(Unit!S650/100)*1000","v":0},{"$f":"(DmYear!$O$5*(Unit!G$613/100)/DB!L$4)*(Unit!T650/100)*1000","v":0},{"$f":"(DmYear!$O$5*(Unit!H$613/100)/DB!M$4)*(Unit!U650/100)*1000","v":0},{"$f":"(DmYear!$O$5*(Unit!I$613/100)/DB!N$4)*(Unit!V650/100)*1000","v":0},{"$f":"(DmYear!$O$5*(Unit!J$613/100)/DB!O$4)*(Unit!W650/100)*1000","v":0},{"$f":"(DmYear!$O$5*(Unit!K$613/100)/DB!P$4)*(Unit!X650/100)*1000","v":0},{"$f":"(DmYear!$O$5*(Unit!L$613/100)/DB!Q$4)*(Unit!Y650/100)*1000","v":0},{"$f":"(DmYear!$O$5*(Unit!M$613/100)/DB!R$4)*(Unit!Z650/100)*1000","v":0},{"$f":"(DmYear!$O$5*(Unit!N$613/100)/DB!S$4)*(Unit!AA650/100)*1000","v":0},"-",null,17,{"$f":"(DmYear!$O$5*(Unit!C$614/100)/DB!H$5)*(Unit!AD650/100)*1000","v":0},{"$f":"(DmYear!$O$5*(Unit!D$614/100)/DB!I$5)*(Unit!AE650/100)*1000","v":0},{"$f":"(DmYear!$O$5*(Unit!E$614/100)/DB!J$5)*(Unit!AF650/100)*1000","v":0},{"$f":"(DmYear!$O$5*(Unit!F$614/100)/DB!K$5)*(Unit!AG650/100)*1000","v":0},{"$f":"(DmYear!$O$5*(Unit!G$614/100)/DB!L$5)*(Unit!AH650/100)*1000","v":0},{"$f":"(DmYear!$O$5*(Unit!H$614/100)/DB!M$5)*(Unit!AI650/100)*1000","v":0},{"$f":"(DmYear!$O$5*(Unit!I$614/100)/DB!N$5)*(Unit!AJ650/100)*1000","v":0},{"$f":"(DmYear!$O$5*(Unit!J$614/100)/DB!O$5)*(Unit!AK650/100)*1000","v":0},{"$f":"(DmYear!$O$5*(Unit!K$614/100)/DB!P$5)*(Unit!AL650/100)*1000","v":0},{"$f":"(DmYear!$O$5*(Unit!L$614/100)/DB!Q$5)*(Unit!AM650/100)*1000","v":0},{"$f":"(DmYear!$O$5*(Unit!M$614/100)/DB!R$5)*(Unit!AN650/100)*1000","v":0},{"$f":"(DmYear!$O$5*(Unit!N$614/100)/DB!S$5)*(Unit!AO650/100)*1000","v":0},"-",null,null,17,0,0,0,0,0,0,0,0,0,0,0,0,null,null,17,0,0,0,0,0,0,0,0,0,0,0,0,null,null,17,0,0,0,0,0,0,0,0,0,0,0,0,null,null,null,null,17,{"$f":"(DmYear!$O$32*(Unit!C$612/100)/DB!H$3)*(Unit!B650/100)*1000","v":0},{"$f":"(DmYear!$O$32*(Unit!D$612/100)/DB!I$3)*(Unit!C650/100)*1000","v":0},{"$f":"(DmYear!$O$32*(Unit!E$612/100)/DB!J$3)*(Unit!D650/100)*1000","v":0},{"$f":"(DmYear!$O$32*(Unit!F$612/100)/DB!K$3)*(Unit!E650/100)*1000","v":0},{"$f":"(DmYear!$O$32*(Unit!G$612/100)/DB!L$3)*(Unit!F650/100)*1000","v":0},{"$f":"(DmYear!$O$32*(Unit!H$612/100)/DB!M$3)*(Unit!G650/100)*1000","v":0},{"$f":"(DmYear!$O$32*(Unit!I$612/100)/DB!N$3)*(Unit!H650/100)*1000","v":0},{"$f":"(DmYear!$O$32*(Unit!J$612/100)/DB!O$3)*(Unit!I650/100)*1000","v":0},{"$f":"(DmYear!$O$32*(Unit!K$612/100)/DB!P$3)*(Unit!J650/100)*1000","v":0},{"$f":"(DmYear!$O$32*(Unit!L$612/100)/DB!Q$3)*(Unit!K650/100)*1000","v":0},{"$f":"(DmYear!$O$32*(Unit!M$612/100)/DB!R$3)*(Unit!L650/100)*1000","v":0},{"$f":"(DmYear!$O$32*(Unit!N$612/100)/DB!S$3)*(Unit!M650/100)*1000","v":0},"-",null,17,{"$f":"(DmYear!$O$32*(Unit!C$613/100)/DB!H$4)*(Unit!P650/100)*1000","v":0},{"$f":"(DmYear!$O$32*(Unit!D$613/100)/DB!I$4)*(Unit!Q650/100)*1000","v":0},{"$f":"(DmYear!$O$32*(Unit!E$613/100)/DB!J$4)*(Unit!R650/100)*1000","v":0},{"$f":"(DmYear!$O$32*(Unit!F$613/100)/DB!K$4)*(Unit!S650/100)*1000","v":0},{"$f":"(DmYear!$O$32*(Unit!G$613/100)/DB!L$4)*(Unit!T650/100)*1000","v":0},{"$f":"(DmYear!$O$32*(Unit!H$613/100)/DB!M$4)*(Unit!U650/100)*1000","v":0},{"$f":"(DmYear!$O$32*(Unit!I$613/100)/DB!N$4)*(Unit!V650/100)*1000","v":0},{"$f":"(DmYear!$O$32*(Unit!J$613/100)/DB!O$4)*(Unit!W650/100)*1000","v":0},{"$f":"(DmYear!$O$32*(Unit!K$613/100)/DB!P$4)*(Unit!X650/100)*1000","v":0},{"$f":"(DmYear!$O$32*(Unit!L$613/100)/DB!Q$4)*(Unit!Y650/100)*1000","v":0},{"$f":"(DmYear!$O$32*(Unit!M$613/100)/DB!R$4)*(Unit!Z650/100)*1000","v":0},{"$f":"(DmYear!$O$32*(Unit!N$613/100)/DB!S$4)*(Unit!AA650/100)*1000","v":0},"-",null,17,{"$f":"(DmYear!$O$32*(Unit!C$614/100)/DB!H$5)*(Unit!AD650/100)*1000","v":0},{"$f":"(DmYear!$O$32*(Unit!D$614/100)/DB!I$5)*(Unit!AE650/100)*1000","v":0},{"$f":"(DmYear!$O$32*(Unit!E$614/100)/DB!J$5)*(Unit!AF650/100)*1000","v":0},{"$f":"(DmYear!$O$32*(Unit!F$614/100)/DB!K$5)*(Unit!AG650/100)*1000","v":0},{"$f":"(DmYear!$O$32*(Unit!G$614/100)/DB!L$5)*(Unit!AH650/100)*1000","v":0},{"$f":"(DmYear!$O$32*(Unit!H$614/100)/DB!M$5)*(Unit!AI650/100)*1000","v":0},{"$f":"(DmYear!$O$32*(Unit!I$614/100)/DB!N$5)*(Unit!AJ650/100)*1000","v":0},{"$f":"(DmYear!$O$32*(Unit!J$614/100)/DB!O$5)*(Unit!AK650/100)*1000","v":0},{"$f":"(DmYear!$O$32*(Unit!K$614/100)/DB!P$5)*(Unit!AL650/100)*1000","v":0},{"$f":"(DmYear!$O$32*(Unit!L$614/100)/DB!Q$5)*(Unit!AM650/100)*1000","v":0},{"$f":"(DmYear!$O$32*(Unit!M$614/100)/DB!R$5)*(Unit!AN650/100)*1000","v":0},{"$f":"(DmYear!$O$32*(Unit!N$614/100)/DB!S$5)*(Unit!AO650/100)*1000","v":0},"-",null,null,17,0,0,0,0,0,0,0,0,0,0,0,0,null,null,17,0,0,0,0,0,0,0,0,0,0,0,0,null,null,17,0,0,0,0,0,0,0,0,0,0,0,0]
[null,18,{"$f":"(DmYear!$O$5*(Unit!C$612/100)/DB!H$3)*(Unit!B651/100)*1000","v":0},{"$f":"(DmYear!$O$5*(Unit!D$612/100)/DB!I$3)*(Unit!C651/100)*1000","v":0},{"$f":"(DmYear!$O$5*(Unit!E$612/100)/DB!J$3)*(Unit!D651/100)*1000","v":0},{"$f":"(DmYear!$O$5*(Unit!F$612/100)/DB!K$3)*(Unit!E651/100)*1000","v":0},{"$f":"(DmYear!$O$5*(Unit!G$612/100)/DB!L$3)*(Unit!F651/100)*1000","v":0},{"$f":"(DmYear!$O$5*(Unit!H$612/100)/DB!M$3)*(Unit!G651/100)*1000","v":0},{"$f":"(DmYear!$O$5*(Unit!I$612/100)/DB!N$3)*(Unit!H651/100)*1000","v":0},{"$f":"(DmYear!$O$5*(Unit!J$612/100)/DB!O$3)*(Unit!I651/100)*1000","v":0},{"$f":"(DmYear!$O$5*(Unit!K$612/100)/DB!P$3)*(Unit!J651/100)*1000","v":0},{"$f":"(DmYear!$O$5*(Unit!L$612/100)/DB!Q$3)*(Unit!K651/100)*1000","v":0},{"$f":"(DmYear!$O$5*(Unit!M$612/100)/DB!R$3)*(Unit!L651/100)*1000","v":0},{"$f":"(DmYear!$O$5*(Unit!N$612/100)/DB!S$3)*(Unit!M651/100)*1000","v":0},"-",null,18,{"$f":"(DmYear!$O$5*(Unit!C$613/100)/DB!H$4)*(Unit!P651/100)*1000","v":0},{"$f":"(DmYear!$O$5*(Unit!D$613/100)/DB!I$4)*(Unit!Q651/100)*1000","v":0},{"$f":"(DmYear!$O$5*(Unit!E$613/100)/DB!J$4)*(Unit!R651/100)*1000","v":0},{"$f":"(DmYear!$O$5*(Unit!F$613/100)/DB!K$4)*(Unit!S651/100)*1000","v":0},{"$f":"(DmYear!$O$5*(Unit!G$613/100)/DB!L$4)*(Unit!T651/100)*1000","v":0},{"$f":"(DmYear!$O$5*(Unit!H$613/100)/DB!M$4)*(Unit!U651/100)*1000","v":0},{"$f":"(DmYear!$O$5*(Unit!I$613/100)/DB!N$4)*(Unit!V651/100)*1000","v":0},{"$f":"(DmYear!$O$5*(Unit!J$613/100)/DB!O$4)*(Unit!W651/100)*1000","v":0},{"$f":"(DmYear!$O$5*(Unit!K$613/100)/DB!P$4)*(Unit!X651/100)*1000","v":0},{"$f":"(DmYear!$O$5*(Unit!L$613/100)/DB!Q$4)*(Unit!Y651/100)*1000","v":0},{"$f":"(DmYear!$O$5*(Unit!M$613/100)/DB!R$4)*(Unit!Z651/100)*1000","v":0},{"$f":"(DmYear!$O$5*(Unit!N$613/100)/DB!S$4)*(Unit!AA651/100)*1000","v":0},"-",null,18,{"$f":"(DmYear!$O$5*(Unit!C$614/100)/DB!H$5)*(Unit!AD651/100)*1000","v":0},{"$f":"(DmYear!$O$5*(Unit!D$614/100)/DB!I$5)*(Unit!AE651/100)*1000","v":0},{"$f":"(DmYear!$O$5*(Unit!E$614/100)/DB!J$5)*(Unit!AF651/100)*1000","v":0},{"$f":"(DmYear!$O$5*(Unit!F$614/100)/DB!K$5)*(Unit!AG651/100)*1000","v":0},{"$f":"(DmYear!$O$5*(Unit!G$614/100)/DB!L$5)*(Unit!AH651/100)*1000","v":0},{"$f":"(DmYear!$O$5*(Unit!H$614/100)/DB!M$5)*(Unit!AI651/100)*1000","v":0},{"$f":"(DmYear!$O$5*(Unit!I$614/100)/DB!N$5)*(Unit!AJ651/100)*1000","v":0},{"$f":"(DmYear!$O$5*(Unit!J$614/100)/DB!O$5)*(Unit!AK651/100)*1000","v":0},{"$f":"(DmYear!$O$5*(Unit!K$614/100)/DB!P$5)*(Unit!AL651/100)*1000","v":0},{"$f":"(DmYear!$O$5*(Unit!L$614/100)/DB!Q$5)*(Unit!AM651/100)*1000","v":0},{"$f":"(DmYear!$O$5*(Unit!M$614/100)/DB!R$5)*(Unit!AN651/100)*1000","v":0},{"$f":"(DmYear!$O$5*(Unit!N$614/100)/DB!S$5)*(Unit!AO651/100)*1000","v":0},"-",null,null,18,0,0,0,0,0,0,0,0,0,0,0,0,null,null,18,0,0,0,0,0,0,0,0,0,0,0,0,null,null,18,0,0,0,0,0,0,0,0,0,0,0,0,null,null,null,null,18,{"$f":"(DmYear!$O$32*(Unit!C$612/100)/DB!H$3)*(Unit!B651/100)*1000","v":0},{"$f":"(DmYear!$O$32*(Unit!D$612/100)/DB!I$3)*(Unit!C651/100)*1000","v":0},{"$f":"(DmYear!$O$32*(Unit!E$612/100)/DB!J$3)*(Unit!D651/100)*1000","v":0},{"$f":"(DmYear!$O$32*(Unit!F$612/100)/DB!K$3)*(Unit!E651/100)*1000","v":0},{"$f":"(DmYear!$O$32*(Unit!G$612/100)/DB!L$3)*(Unit!F651/100)*1000","v":0},{"$f":"(DmYear!$O$32*(Unit!H$612/100)/DB!M$3)*(Unit!G651/100)*1000","v":0},{"$f":"(DmYear!$O$32*(Unit!I$612/100)/DB!N$3)*(Unit!H651/100)*1000","v":0},{"$f":"(DmYear!$O$32*(Unit!J$612/100)/DB!O$3)*(Unit!I651/100)*1000","v":0},{"$f":"(DmYear!$O$32*(Unit!K$612/100)/DB!P$3)*(Unit!J651/100)*1000","v":0},{"$f":"(DmYear!$O$32*(Unit!L$612/100)/DB!Q$3)*(Unit!K651/100)*1000","v":0},{"$f":"(DmYear!$O$32*(Unit!M$612/100)/DB!R$3)*(Unit!L651/100)*1000","v":0},{"$f":"(DmYear!$O$32*(Unit!N$612/100)/DB!S$3)*(Unit!M651/100)*1000","v":0},"-",null,18,{"$f":"(DmYear!$O$32*(Unit!C$613/100)/DB!H$4)*(Unit!P651/100)*1000","v":0},{"$f":"(DmYear!$O$32*(Unit!D$613/100)/DB!I$4)*(Unit!Q651/100)*1000","v":0},{"$f":"(DmYear!$O$32*(Unit!E$613/100)/DB!J$4)*(Unit!R651/100)*1000","v":0},{"$f":"(DmYear!$O$32*(Unit!F$613/100)/DB!K$4)*(Unit!S651/100)*1000","v":0},{"$f":"(DmYear!$O$32*(Unit!G$613/100)/DB!L$4)*(Unit!T651/100)*1000","v":0},{"$f":"(DmYear!$O$32*(Unit!H$613/100)/DB!M$4)*(Unit!U651/100)*1000","v":0},{"$f":"(DmYear!$O$32*(Unit!I$613/100)/DB!N$4)*(Unit!V651/100)*1000","v":0},{"$f":"(DmYear!$O$32*(Unit!J$613/100)/DB!O$4)*(Unit!W651/100)*1000","v":0},{"$f":"(DmYear!$O$32*(Unit!K$613/100)/DB!P$4)*(Unit!X651/100)*1000","v":0},{"$f":"(DmYear!$O$32*(Unit!L$613/100)/DB!Q$4)*(Unit!Y651/100)*1000","v":0},{"$f":"(DmYear!$O$32*(Unit!M$613/100)/DB!R$4)*(Unit!Z651/100)*1000","v":0},{"$f":"(DmYear!$O$32*(Unit!N$613/100)/DB!S$4)*(Unit!AA651/100)*1000","v":0},"-",null,18,{"$f":"(DmYear!$O$32*(Unit!C$614/100)/DB!H$5)*(Unit!AD651/100)*1000","v":0},{"$f":"(DmYear!$O$32*(Unit!D$614/100)/DB!I$5)*(Unit!AE651/100)*1000","v":0},{"$f":"(DmYear!$O$32*(Unit!E$614/100)/DB!J$5)*(Unit!AF651/100)*1000","v":0},{"$f":"(DmYear!$O$32*(Unit!F$614/100)/DB!K$5)*(Unit!AG651/100)*1000","v":0},{"$f":"(DmYear!$O$32*(Unit!G$614/100)/DB!L$5)*(Unit!AH651/100)*1000","v":0},{"$f":"(DmYear!$O$32*(Unit!H$614/100)/DB!M$5)*(Unit!AI651/100)*1000","v":0},{"$f":"(DmYear!$O$32*(Unit!I$614/100)/DB!N$5)*(Unit!AJ651/100)*1000","v":0},{"$f":"(DmYear!$O$32*(Unit!J$614/100)/DB!O$5)*(Unit!AK651/100)*1000","v":0},{"$f":"(DmYear!$O$32*(Unit!K$614/100)/DB!P$5)*(Unit!AL651/100)*1000","v":0},{"$f":"(DmYear!$O$32*(Unit!L$614/100)/DB!Q$5)*(Unit!AM651/100)*1000","v":0},{"$f":"(DmYear!$O$32*(Unit!M$614/100)/DB!R$5)*(Unit!AN651/100)*1000","v":0},{"$f":"(DmYear!$O$32*(Unit!N$614/100)/DB!S$5)*(Unit!AO651/100)*1000","v":0},"-",null,null,18,0,0,0,0,0,0,0,0,0,0,0,0,null,null,18,0,0,0,0,0,0,0,0,0,0,0,0,null,null,18,0,0,0,0,0,0,0,0,0,0,0,0]
[null,22,{"$f":"(DmYear!$O$5*(Unit!C$612/100)/DB!H$3)*(Unit!B655/100)*1000","v":0},{"$f":"(DmYear!$O$5*(Unit!D$612/100)/DB!I$3)*(Unit!C655/100)*1000","v":0},{"$f":"(DmYear!$O$5*(Unit!E$612/100)/DB!J$3)*(Unit!D655/100)*1000","v":0},{"$f":"(DmYear!$O$5*(Unit!F$612/100)/DB!K$3)*(Unit!E655/100)*1000","v":0},{"$f":"(DmYear!$O$5*(Unit!G$612/100)/DB!L$3)*(Unit!F655/100)*1000","v":0},{"$f":"(DmYear!$O$5*(Unit!H$612/100)/DB!M$3)*(Unit!G655/100)*1000","v":0},{"$f":"(DmYear!$O$5*(Unit!I$612/100)/DB!N$3)*(Unit!H655/100)*1000","v":0},{"$f":"(DmYear!$O$5*(Unit!J$612/100)/DB!O$3)*(Unit!I655/100)*1000","v":0},{"$f":"(DmYear!$O$5*(Unit!K$612/100)/DB!P$3)*(Unit!J655/100)*1000","v":0},{"$f":"(DmYear!$O$5*(Unit!L$612/100)/DB!Q$3)*(Unit!K655/100)*1000","v":0},{"$f":"(DmYear!$O$5*(Unit!M$612/100)/DB!R$3)*(Unit!L655/100)*1000","v":0},{"$f":"(DmYear!$O$5*(Unit!N$612/100)/DB!S$3)*(Unit!M655/100)*1000","v":0},"-",null,22,{"$f":"(DmYear!$O$5*(Unit!C$613/100)/DB!H$4)*(Unit!P655/100)*1000","v":0},{"$f":"(DmYear!$O$5*(Unit!D$613/100)/DB!I$4)*(Unit!Q655/100)*1000","v":0},{"$f":"(DmYear!$O$5*(Unit!E$613/100)/DB!J$4)*(Unit!R655/100)*1000","v":0},{"$f":"(DmYear!$O$5*(Unit!F$613/100)/DB!K$4)*(Unit!S655/100)*1000","v":0},{"$f":"(DmYear!$O$5*(Unit!G$613/100)/DB!L$4)*(Unit!T655/100)*1000","v":0},{"$f":"(DmYear!$O$5*(Unit!H$613/100)/DB!M$4)*(Unit!U655/100)*1000","v":0},{"$f":"(DmYear!$O$5*(Unit!I$613/100)/DB!N$4)*(Unit!V655/100)*1000","v":0},{"$f":"(DmYear!$O$5*(Unit!J$613/100)/DB!O$4)*(Unit!W655/100)*1000","v":0},{"$f":"(DmYear!$O$5*(Unit!K$613/100)/DB!P$4)*(Unit!X655/100)*1000","v":0},{"$f":"(DmYear!$O$5*(Unit!L$613/100)/DB!Q$4)*(Unit!Y655/100)*1000","v":0},{"$f":"(DmYear!$O$5*(Unit!M$613/100)/DB!R$4)*(Unit!Z655/100)*1000","v":0},{"$f":"(DmYear!$O$5*(Unit!N$613/100)/DB!S$4)*(Unit!AA655/100)*1000","v":0},"-",null,22,{"$f":"(DmYear!$O$5*(Unit!C$614/100)/DB!H$5)*(Unit!AD655/100)*1000","v":0},{"$f":"(DmYear!$O$5*(Unit!D$614/100)/DB!I$5)*(Unit!AE655/100)*1000","v":0},{"$f":"(DmYear!$O$5*(Unit!E$614/100)/DB!J$5)*(Unit!AF655/100)*1000","v":0},{"$f":"(DmYear!$O$5*(Unit!F$614/100)/DB!K$5)*(Unit!AG655/100)*1000","v":0},{"$f":"(DmYear!$O$5*(Unit!G$614/100)/DB!L$5)*(Unit!AH655/100)*1000","v":0},{"$f":"(DmYear!$O$5*(Unit!H$614/100)/DB!M$5)*(Unit!AI655/100)*1000","v":0},{"$f":"(DmYear!$O$5*(Unit!I$614/100)/DB!N$5)*(Unit!AJ655/100)*1000","v":0},{"$f":"(DmYear!$O$5*(Unit!J$614/100)/DB!O$5)*(Unit!AK655/100)*1000","v":0},{"$f":"(DmYear!$O$5*(Unit!K$614/100)/DB!P$5)*(Unit!AL655/100)*1000","v":0},{"$f":"(DmYear!$O$5*(Unit!L$614/100)/DB!Q$5)*(Unit!AM655/100)*1000","v":0},{"$f":"(DmYear!$O$5*(Unit!M$614/100)/DB!R$5)*(Unit!AN655/100)*1000","v":0},{"$f":"(DmYear!$O$5*(Unit!N$614/100)/DB!S$5)*(Unit!AO655/100)*1000","v":0},"-",null,null,22,0,0,0,0,0,0,0,0,0,0,0,0,null,null,22,0,0,0,0,0,0,0,0,0,0,0,0,null,null,22,0,0,0,0,0,0,0,0,0,0,0,0,null,null,null,null,22,{"$f":"(DmYear!$O$32*(Unit!C$612/100)/DB!H$3)*(Unit!B655/100)*1000","v":0},{"$f":"(DmYear!$O$32*(Unit!D$612/100)/DB!I$3)*(Unit!C655/100)*1000","v":0},{"$f":"(DmYear!$O$32*(Unit!E$612/100)/DB!J$3)*(Unit!D655/100)*1000","v":0},{"$f":"(DmYear!$O$32*(Unit!F$612/100)/DB!K$3)*(Unit!E655/100)*1000","v":0},{"$f":"(DmYear!$O$32*(Unit!G$612/100)/DB!L$3)*(Unit!F655/100)*1000","v":0},{"$f":"(DmYear!$O$32*(Unit!H$612/100)/DB!M$3)*(Unit!G655/100)*1000","v":0},{"$f":"(DmYear!$O$32*(Unit!I$612/100)/DB!N$3)*(Unit!H655/100)*1000","v":0},{"$f":"(DmYear!$O$32*(Unit!J$612/100)/DB!O$3)*(Unit!I655/100)*1000","v":0},{"$f":"(DmYear!$O$32*(Unit!K$612/100)/DB!P$3)*(Unit!J655/100)*1000","v":0},{"$f":"(DmYear!$O$32*(Unit!L$612/100)/DB!Q$3)*(Unit!K655/100)*1000","v":0},{"$f":"(DmYear!$O$32*(Unit!M$612/100)/DB!R$3)*(Unit!L655/100)*1000","v":0},{"$f":"(DmYear!$O$32*(Unit!N$612/100)/DB!S$3)*(Unit!M655/100)*1000","v":0},"-",null,22,{"$f":"(DmYear!$O$32*(Unit!C$613/100)/DB!H$4)*(Unit!P655/100)*1000","v":0},{"$f":"(DmYear!$O$32*(Unit!D$613/100)/DB!I$4)*(Unit!Q655/100)*1000","v":0},{"$f":"(DmYear!$O$32*(Unit!E$613/100)/DB!J$4)*(Unit!R655/100)*1000","v":0},{"$f":"(DmYear!$O$32*(Unit!F$613/100)/DB!K$4)*(Unit!S655/100)*1000","v":0},{"$f":"(DmYear!$O$32*(Unit!G$613/100)/DB!L$4)*(Unit!T655/100)*1000","v":0},{"$f":"(DmYear!$O$32*(Unit!H$613/100)/DB!M$4)*(Unit!U655/100)*1000","v":0},{"$f":"(DmYear!$O$32*(Unit!I$613/100)/DB!N$4)*(Unit!V655/100)*1000","v":0},{"$f":"(DmYear!$O$32*(Unit!J$613/100)/DB!O$4)*(Unit!W655/100)*1000","v":0},{"$f":"(DmYear!$O$32*(Unit!K$613/100)/DB!P$4)*(Unit!X655/100)*1000","v":0},{"$f":"(DmYear!$O$32*(Unit!L$613/100)/DB!Q$4)*(Unit!Y655/100)*1000","v":0},{"$f":"(DmYear!$O$32*(Unit!M$613/100)/DB!R$4)*(Unit!Z655/100)*1000","v":0},{"$f":"(DmYear!$O$32*(Unit!N$613/100)/DB!S$4)*(Unit!AA655/100)*1000","v":0},"-",null,22,{"$f":"(DmYear!$O$32*(Unit!C$614/100)/DB!H$5)*(Unit!AD655/100)*1000","v":0},{"$f":"(DmYear!$O$32*(Unit!D$614/100)/DB!I$5)*(Unit!AE655/100)*1000","v":0},{"$f":"(DmYear!$O$32*(Unit!E$614/100)/DB!J$5)*(Unit!AF655/100)*1000","v":0},{"$f":"(DmYear!$O$32*(Unit!F$614/100)/DB!K$5)*(Unit!AG655/100)*1000","v":0},{"$f":"(DmYear!$O$32*(Unit!G$614/100)/DB!L$5)*(Unit!AH655/100)*1000","v":0},{"$f":"(DmYear!$O$32*(Unit!H$614/100)/DB!M$5)*(Unit!AI655/100)*1000","v":0},{"$f":"(DmYear!$O$32*(Unit!I$614/100)/DB!N$5)*(Unit!AJ655/100)*1000","v":0},{"$f":"(DmYear!$O$32*(Unit!J$614/100)/DB!O$5)*(Unit!AK655/100)*1000","v":0},{"$f":"(DmYear!$O$32*(Unit!K$614/100)/DB!P$5)*(Unit!AL655/100)*1000","v":0},{"$f":"(DmYear!$O$32*(Unit!L$614/100)/DB!Q$5)*(Unit!AM655/100)*1000","v":0},{"$f":"(DmYear!$O$32*(Unit!M$614/100)/DB!R$5)*(Unit!AN655/100)*1000","v":0},{"$f":"(DmYear!$O$32*(Unit!N$614/100)/DB!S$5)*(Unit!AO655/100)*1000","v":0},"-",null,null,22,0,0,0,0,0,0,0,0,0,0,0,0,null,null,22,0,0,0,0,0,0,0,0,0,0,0,0,null,null,22,0,0,0,0,0,0,0,0,0,0,0,0]
[null,23,{"$f":"(DmYear!$O$5*(Unit!C$612/100)/DB!H$3)*(Unit!B656/100)*1000","v":0},{"$f":"(DmYear!$O$5*(Unit!D$612/100)/DB!I$3)*(Unit!C656/100)*1000","v":0},{"$f":"(DmYear!$O$5*(Unit!E$612/100)/DB!J$3)*(Unit!D656/100)*1000","v":0},{"$f":"(DmYear!$O$5*(Unit!F$612/100)/DB!K$3)*(Unit!E656/100)*1000","v":0},{"$f":"(DmYear!$O$5*(Unit!G$612/100)/DB!L$3)*(Unit!F656/100)*1000","v":0},{"$f":"(DmYear!$O$5*(Unit!H$612/100)/DB!M$3)*(Unit!G656/100)*1000","v":0},{"$f":"(DmYear!$O$5*(Unit!I$612/100)/DB!N$3)*(Unit!H656/100)*1000","v":0},{"$f":"(DmYear!$O$5*(Unit!J$612/100)/DB!O$3)*(Unit!I656/100)*1000","v":0},{"$f":"(DmYear!$O$5*(Unit!K$612/100)/DB!P$3)*(Unit!J656/100)*1000","v":0},{"$f":"(DmYear!$O$5*(Unit!L$612/100)/DB!Q$3)*(Unit!K656/100)*1000","v":0},{"$f":"(DmYear!$O$5*(Unit!M$612/100)/DB!R$3)*(Unit!L656/100)*1000","v":0},{"$f":"(DmYear!$O$5*(Unit!N$612/100)/DB!S$3)*(Unit!M656/100)*1000","v":0},"-",null,23,{"$f":"(DmYear!$O$5*(Unit!C$613/100)/DB!H$4)*(Unit!P656/100)*1000","v":0},{"$f":"(DmYear!$O$5*(Unit!D$613/100)/DB!I$4)*(Unit!Q656/100)*1000","v":0},{"$f":"(DmYear!$O$5*(Unit!E$613/100)/DB!J$4)*(Unit!R656/100)*1000","v":0},{"$f":"(DmYear!$O$5*(Unit!F$613/100)/DB!K$4)*(Unit!S656/100)*1000","v":0},{"$f":"(DmYear!$O$5*(Unit!G$613/100)/DB!L$4)*(Unit!T656/100)*1000","v":0},{"$f":"(DmYear!$O$5*(Unit!H$613/100)/DB!M$4)*(Unit!U656/100)*1000","v":0},{"$f":"(DmYear!$O$5*(Unit!I$613/100)/DB!N$4)*(Unit!V656/100)*1000","v":0},{"$f":"(DmYear!$O$5*(Unit!J$613/100)/DB!O$4)*(Unit!W656/100)*1000","v":0},{"$f":"(DmYear!$O$5*(Unit!K$613/100)/DB!P$4)*(Unit!X656/100)*1000","v":0},{"$f":"(DmYear!$O$5*(Unit!L$613/100)/DB!Q$4)*(Unit!Y656/100)*1000","v":0},{"$f":"(DmYear!$O$5*(Unit!M$613/100)/DB!R$4)*(Unit!Z656/100)*1000","v":0},{"$f":"(DmYear!$O$5*(Unit!N$613/100)/DB!S$4)*(Unit!AA656/100)*1000","v":0},"-",null,23,{"$f":"(DmYear!$O$5*(Unit!C$614/100)/DB!H$5)*(Unit!AD656/100)*1000","v":0},{"$f":"(DmYear!$O$5*(Unit!D$614/100)/DB!I$5)*(Unit!AE656/100)*1000","v":0},{"$f":"(DmYear!$O$5*(Unit!E$614/100)/DB!J$5)*(Unit!AF656/100)*1000","v":0},{"$f":"(DmYear!$O$5*(Unit!F$614/100)/DB!K$5)*(Unit!AG656/100)*1000","v":0},{"$f":"(DmYear!$O$5*(Unit!G$614/100)/DB!L$5)*(Unit!AH656/100)*1000","v":0},{"$f":"(DmYear!$O$5*(Unit!H$614/100)/DB!M$5)*(Unit!AI656/100)*1000","v":0},{"$f":"(DmYear!$O$5*(Unit!I$614/100)/DB!N$5)*(Unit!AJ656/100)*1000","v":0},{"$f":"(DmYear!$O$5*(Unit!J$614/100)/DB!O$5)*(Unit!AK656/100)*1000","v":0},{"$f":"(DmYear!$O$5*(Unit!K$614/100)/DB!P$5)*(Unit!AL656/100)*1000","v":0},{"$f":"(DmYear!$O$5*(Unit!L$614/100)/DB!Q$5)*(Unit!AM656/100)*1000","v":0},{"$f":"(DmYear!$O$5*(Unit!M$614/100)/DB!R$5)*(Unit!AN656/100)*1000","v":0},{"$f":"(DmYear!$O$5*(Unit!N$614/100)/DB!S$5)*(Unit!AO656/100)*1000","v":0},"-",null,null,23,0,0,0,0,0,0,0,0,0,0,0,0,null,null,23,0,0,0,0,0,0,0,0,0,0,0,0,null,null,23,0,0,0,0,0,0,0,0,0,0,0,0,null,null,null,null,23,{"$f":"(DmYear!$O$32*(Unit!C$612/100)/DB!H$3)*(Unit!B656/100)*1000","v":0},{"$f":"(DmYear!$O$32*(Unit!D$612/100)/DB!I$3)*(Unit!C656/100)*1000","v":0},{"$f":"(DmYear!$O$32*(Unit!E$612/100)/DB!J$3)*(Unit!D656/100)*1000","v":0},{"$f":"(DmYear!$O$32*(Unit!F$612/100)/DB!K$3)*(Unit!E656/100)*1000","v":0},{"$f":"(DmYear!$O$32*(Unit!G$612/100)/DB!L$3)*(Unit!F656/100)*1000","v":0},{"$f":"(DmYear!$O$32*(Unit!H$612/100)/DB!M$3)*(Unit!G656/100)*1000","v":0},{"$f":"(DmYear!$O$32*(Unit!I$612/100)/DB!N$3)*(Unit!H656/100)*1000","v":0},{"$f":"(DmYear!$O$32*(Unit!J$612/100)/DB!O$3)*(Unit!I656/100)*1000","v":0},{"$f":"(DmYear!$O$32*(Unit!K$612/100)/DB!P$3)*(Unit!J656/100)*1000","v":0},{"$f":"(DmYear!$O$32*(Unit!L$612/100)/DB!Q$3)*(Unit!K656/100)*1000","v":0},{"$f":"(DmYear!$O$32*(Unit!M$612/100)/DB!R$3)*(Unit!L656/100)*1000","v":0},{"$f":"(DmYear!$O$32*(Unit!N$612/100)/DB!S$3)*(Unit!M656/100)*1000","v":0},"-",null,23,{"$f":"(DmYear!$O$32*(Unit!C$613/100)/DB!H$4)*(Unit!P656/100)*1000","v":0},{"$f":"(DmYear!$O$32*(Unit!D$613/100)/DB!I$4)*(Unit!Q656/100)*1000","v":0},{"$f":"(DmYear!$O$32*(Unit!E$613/100)/DB!J$4)*(Unit!R656/100)*1000","v":0},{"$f":"(DmYear!$O$32*(Unit!F$613/100)/DB!K$4)*(Unit!S656/100)*1000","v":0},{"$f":"(DmYear!$O$32*(Unit!G$613/100)/DB!L$4)*(Unit!T656/100)*1000","v":0},{"$f":"(DmYear!$O$32*(Unit!H$613/100)/DB!M$4)*(Unit!U656/100)*1000","v":0},{"$f":"(DmYear!$O$32*(Unit!I$613/100)/DB!N$4)*(Unit!V656/100)*1000","v":0},{"$f":"(DmYear!$O$32*(Unit!J$613/100)/DB!O$4)*(Unit!W656/100)*1000","v":0},{"$f":"(DmYear!$O$32*(Unit!K$613/100)/DB!P$4)*(Unit!X656/100)*1000","v":0},{"$f":"(DmYear!$O$32*(Unit!L$613/100)/DB!Q$4)*(Unit!Y656/100)*1000","v":0},{"$f":"(DmYear!$O$32*(Unit!M$613/100)/DB!R$4)*(Unit!Z656/100)*1000","v":0},{"$f":"(DmYear!$O$32*(Unit!N$613/100)/DB!S$4)*(Unit!AA656/100)*1000","v":0},"-",null,23,{"$f":"(DmYear!$O$32*(Unit!C$614/100)/DB!H$5)*(Unit!AD656/100)*1000","v":0},{"$f":"(DmYear!$O$32*(Unit!D$614/100)/DB!I$5)*(Unit!AE656/100)*1000","v":0},{"$f":"(DmYear!$O$32*(Unit!E$614/100)/DB!J$5)*(Unit!AF656/100)*1000","v":0},{"$f":"(DmYear!$O$32*(Unit!F$614/100)/DB!K$5)*(Unit!AG656/100)*1000","v":0},{"$f":"(DmYear!$O$32*(Unit!G$614/100)/DB!L$5)*(Unit!AH656/100)*1000","v":0},{"$f":"(DmYear!$O$32*(Unit!H$614/100)/DB!M$5)*(Unit!AI656/100)*1000","v":0},{"$f":"(DmYear!$O$32*(Unit!I$614/100)/DB!N$5)*(Unit!AJ656/100)*1000","v":0},{"$f":"(DmYear!$O$32*(Unit!J$614/100)/DB!O$5)*(Unit!AK656/100)*1000","v":0},{"$f":"(DmYear!$O$32*(Unit!K$614/100)/DB!P$5)*(Unit!AL656/100)*1000","v":0},{"$f":"(DmYear!$O$32*(Unit!L$614/100)/DB!Q$5)*(Unit!AM656/100)*1000","v":0},{"$f":"(DmYear!$O$32*(Unit!M$614/100)/DB!R$5)*(Unit!AN656/100)*1000","v":0},{"$f":"(DmYear!$O$32*(Unit!N$614/100)/DB!S$5)*(Unit!AO656/100)*1000","v":0},"-",null,null,23,0,0,0,0,0,0,0,0,0,0,0,0,null,null,23,0,0,0,0,0,0,0,0,0,0,0,0,null,null,23,0,0,0,0,0,0,0,0,0,0,0,0]
[null,"MWh/月",{"$f":"C657*C658","v":0},{"$f":"D657*D658","v":0},{"$f":"E657*E658","v":0},0,0,0,0,0,0,0,0,{"$f":"N657*N658","v":0},{"$f":"SUM(C659:N659)","v":0},null,"MWh/月",{"$f":"R657*R658","v":0},{"$f":"S657*S658","v":0},0,0,0,0,0,0,0,0,0,0,{"$f":"SUM(R659:AC659)","v":0},null,"MWh/月",{"$f":"AG657*AG658","v":0},{"$f":"AH657*AH658","v":0},0,0,0,0,0,0,0,0,0,0,{"$f":"SUM(AG659:AR659)","v":0},null,null,null,null,null,null,null,null,null,null,null,null,null,null,null,null,null,null,null,null,null,null,null,null,null,null,null,null,null,null,null,null,null,null,null,null,null,null,null,null,null,null,null,null,null,null,null,null,null,"MWh/月",{"$f":"CR657*CR658","v":0},{"$f":"CS657*CS658","v":0},{"$f":"CT657*CT658","v":0},0,0,0,0,0,0,0,0,{"$f":"DC657*DC658","v":0},{"$f":"SUM(CR659:DC659)","v":0},null,"MWh/月",{"$f":"DG657*DG658","v":0},{"$f":"DH657*DH658","v":0},0,0,0,0,0,0,0,0,0,0,{"$f":"SUM(DG659:DR659)","v":0},null,"MWh/月",{"$f":"DV657*DV658","v":0},{"$f":"DW657*DW658","v":0},0,0,0,0,0,0,0,0,0,0,{"$f":"SUM(DV659:EG659)","v":0}]
[null,"冷房",{"$f":"SUM(C663:C686)-C687","v":0},{"$f":"SUM(D663:D686)-D687","v":0},0,0,0,0,0,0,0,0,0,0,"←検算用",null,"冷房",{"$f":"SUM(R663:R686)-R687","v":0},{"$f":"SUM(S663:S686)-S687","v":0},0,0,0,0,0,0,0,0,0,{"$f":"SUM(AC663:AC686)-AC687","v":0},"←検算用",null,"冷房",{"$f":"SUM(AG663:AG686)-AG687","v":0},{"$f":"SUM(AH663:AH686)-AH687","v":0},0,0,0,0,0,0,0,0,0,0,null,null,null,"冷房・平日・ピーク",null,null,null,null,null,null,null,null,null,null,null,null,null,null,"冷房・土曜・ピーク",null,null,null,null,null,null,null,null,null,null,null,null,null,null,"冷房・休日・ピーク",null,null,null,null,null,null,null,null,null,null,null,null,null,null,null,null,"冷房",{"$f":"SUM(CR663:CR686)-CR687","v":0},{"$f":"SUM(CS663:CS686)-CS687","v":0},0,0,0,0,0,0,0,0,0,0,"←検算用",null,"冷房",{"$f":"SUM(DG663:DG686)-DG687","v":0},{"$f":"SUM(DH663:DH686)-DH687","v":0},0,0,0,0,0,0,0,0,0,{"$f":"SUM(DR663:DR686)-DR687","v":0},"←検算用",null,"冷房",{"$f":"SUM(DV663:DV686)-DV687","v":0},{"$f":"SUM(DW663:DW686)-DW687","v":0},0,0,0,0,0,0,0,0,0,0,null,null,null,"冷房・平日・ピーク",null,null,null,null,null,null,null,null,null,null,null,null,null,null,"冷房・土曜・ピーク",null,null,null,null,null,null,null,null,null,null,null,null,null,null,"冷房・休日・ピーク"]
[null,1,{"$f":"(DmYear!$O$6*(Unit!C$616/100)/DB!H$3)*(Unit!B664/100)*1000","v":0},{"$f":"(DmYear!$O$6*(Unit!D$616/100)/DB!I$3)*(Unit!C664/100)*1000","v":0},{"$f":"(DmYear!$O$6*(Unit!E$616/100)/DB!J$3)*(Unit!D664/100)*1000","v":0},{"$f":"(DmYear!$O$6*(Unit!F$616/100)/DB!K$3)*(Unit!E664/100)*1000","v":0},{"$f":"(DmYear!$O$6*(Unit!G$616/100)/DB!L$3)*(Unit!F664/100)*1000","v":0},{"$f":"(DmYear!$O$6*(Unit!H$616/100)/DB!M$3)*(Unit!G664/100)*1000","v":0},{"$f":"(DmYear!$O$6*(Unit!I$616/100)/DB!N$3)*(Unit!H664/100)*1000","v":0},{"$f":"(DmYear!$O$6*(Unit!J$616/100)/DB!O$3)*(Unit!I664/100)*1000","v":0},{"$f":"(DmYear!$O$6*(Unit!K$616/100)/DB!P$3)*(Unit!J664/100)*1000","v":0},{"$f":"(DmYear!$O$6*(Unit!L$616/100)/DB!Q$3)*(Unit!K664/100)*1000","v":0},{"$f":"(DmYear!$O$6*(Unit!M$616/100)/DB!R$3)*(Unit!L664/100)*1000","v":0},{"$f":"(DmYear!$O$6*(Unit!N$616/100)/DB!S$3)*(Unit!M664/100)*1000","v":0},"-",null,1,{"$f":"(DmYear!$O$6*(Unit!C$617/100)/DB!H$4)*(Unit!P664/100)*1000","v":0},{"$f":"(DmYear!$O$6*(Unit!D$617/100)/DB!I$4)*(Unit!Q664/100)*1000","v":0},{"$f":"(DmYear!$O$6*(Unit!E$617/100)/DB!J$4)*(Unit!R664/100)*1000","v":0},{"$f":"(DmYear!$O$6*(Unit!F$617/100)/DB!K$4)*(Unit!S664/100)*1000","v":0},{"$f":"(DmYear!$O$6*(Unit!G$617/100)/DB!L$4)*(Unit!T664/100)*1000","v":0},{"$f":"(DmYear!$O$6*(Unit!H$617/100)/DB!M$4)*(Unit!U664/100)*1000","v":0},{"$f":"(DmYear!$O$6*(Unit!I$617/100)/DB!N$4)*(Unit!V664/100)*1000","v":0},{"$f":"(DmYear!$O$6*(Unit!J$617/100)/DB!O$4)*(Unit!W664/100)*1000","v":0},{"$f":"(DmYear!$O$6*(Unit!K$617/100)/DB!P$4)*(Unit!X664/100)*1000","v":0},{"$f":"(DmYear!$O$6*(Unit!L$617/100)/DB!Q$4)*(Unit!Y664/100)*1000","v":0},{"$f":"(DmYear!$O$6*(Unit!M$617/100)/DB!R$4)*(Unit!Z664/100)*1000","v":0},{"$f":"(DmYear!$O$6*(Unit!N$617/100)/DB!S$4)*(Unit!AA664/100)*1000","v":0},"-",null,1,{"$f":"(DmYear!$O$6*(Unit!C$618/100)/DB!H$5)*(Unit!AD664/100)*1000","v":0},{"$f":"(DmYear!$O$6*(Unit!D$618/100)/DB!I$5)*(Unit!AE664/100)*1000","v":0},{"$f":"(DmYear!$O$6*(Unit!E$618/100)/DB!J$5)*(Unit!AF664/100)*1000","v":0},{"$f":"(DmYear!$O$6*(Unit!F$618/100)/DB!K$5)*(Unit!AG664/100)*1000","v":0},{"$f":"(DmYear!$O$6*(Unit!G$618/100)/DB!L$5)*(Unit!AH664/100)*1000","v":0},{"$f":"(DmYear!$O$6*(Unit!H$618/100)/DB!M$5)*(Unit!AI664/100)*1000","v":0},{"$f":"(DmYear!$O$6*(Unit!I$618/100)/DB!N$5)*(Unit!AJ664/100)*1000","v":0},{"$f":"(DmYear!$O$6*(Unit!J$618/100)/DB!O$5)*(Unit!AK664/100)*1000","v":0},{"$f":"(DmYear!$O$6*(Unit!K$618/100)/DB!P$5)*(Unit!AL664/100)*1000","v":0},{"$f":"(DmYear!$O$6*(Unit!L$618/100)/DB!Q$5)*(Unit!AM664/100)*1000","v":0},{"$f":"(DmYear!$O$6*(Unit!M$618/100)/DB!R$5)*(Unit!AN664/100)*1000","v":0},{"$f":"(DmYear!$O$6*(Unit!N$618/100)/DB!S$5)*(Unit!AO664/100)*1000","v":0},"-",null,null,1,0,0,0,0,0,0,0,0,0,0,0,0,null,null,1,0,0,0,0,0,0,0,0,0,0,0,0,null,null,1,0,0,0,0,0,0,0,0,0,0,0,0,null,null,null,null,1,{"$f":"(DmYear!$O$33*(Unit!C$616/100)/DB!H$3)*(Unit!B664/100)*1000","v":0},{"$f":"(DmYear!$O$33*(Unit!D$616/100)/DB!I$3)*(Unit!C664/100)*1000","v":0},{"$f":"(DmYear!$O$33*(Unit!E$616/100)/DB!J$3)*(Unit!D664/100)*1000","v":0},{"$f":"(DmYear!$O$33*(Unit!F$616/100)/DB!K$3)*(Unit!E664/100)*1000","v":0},{"$f":"(DmYear!$O$33*(Unit!G$616/100)/DB!L$3)*(Unit!F664/100)*1000","v":0},{"$f":"(DmYear!$O$33*(Unit!H$616/100)/DB!M$3)*(Unit!G664/100)*1000","v":0},{"$f":"(DmYear!$O$33*(Unit!I$616/100)/DB!N$3)*(Unit!H664/100)*1000","v":0},{"$f":"(DmYear!$O$33*(Unit!J$616/100)/DB!O$3)*(Unit!I664/100)*1000","v":0},{"$f":"(DmYear!$O$33*(Unit!K$616/100)/DB!P$3)*(Unit!J664/100)*1000","v":0},{"$f":"(DmYear!$O$33*(Unit!L$616/100)/DB!Q$3)*(Unit!K664/100)*1000","v":0},{"$f":"(DmYear!$O$33*(Unit!M$616/100)/DB!R$3)*(Unit!L664/100)*1000","v":0},{"$f":"(DmYear!$O$33*(Unit!N$616/100)/DB!S$3)*(Unit!M664/100)*1000","v":0},"-",null,1,{"$f":"(DmYear!$O$33*(Unit!C$617/100)/DB!H$4)*(Unit!P664/100)*1000","v":0},{"$f":"(DmYear!$O$33*(Unit!D$617/100)/DB!I$4)*(Unit!Q664/100)*1000","v":0},{"$f":"(DmYear!$O$33*(Unit!E$617/100)/DB!J$4)*(Unit!R664/100)*1000","v":0},{"$f":"(DmYear!$O$33*(Unit!F$617/100)/DB!K$4)*(Unit!S664/100)*1000","v":0},{"$f":"(DmYear!$O$33*(Unit!G$617/100)/DB!L$4)*(Unit!T664/100)*1000","v":0},{"$f":"(DmYear!$O$33*(Unit!H$617/100)/DB!M$4)*(Unit!U664/100)*1000","v":0},{"$f":"(DmYear!$O$33*(Unit!I$617/100)/DB!N$4)*(Unit!V664/100)*1000","v":0},{"$f":"(DmYear!$O$33*(Unit!J$617/100)/DB!O$4)*(Unit!W664/100)*1000","v":0},{"$f":"(DmYear!$O$33*(Unit!K$617/100)/DB!P$4)*(Unit!X664/100)*1000","v":0},{"$f":"(DmYear!$O$33*(Unit!L$617/100)/DB!Q$4)*(Unit!Y664/100)*1000","v":0},{"$f":"(DmYear!$O$33*(Unit!M$617/100)/DB!R$4)*(Unit!Z664/100)*1000","v":0},{"$f":"(DmYear!$O$33*(Unit!N$617/100)/DB!S$4)*(Unit!AA664/100)*1000","v":0},"-",null,1,{"$f":"(DmYear!$O$33*(Unit!C$618/100)/DB!H$5)*(Unit!AD664/100)*1000","v":0},{"$f":"(DmYear!$O$33*(Unit!D$618/100)/DB!I$5)*(Unit!AE664/100)*1000","v":0},{"$f":"(DmYear!$O$33*(Unit!E$618/100)/DB!J$5)*(Unit!AF664/100)*1000","v":0},{"$f":"(DmYear!$O$33*(Unit!F$618/100)/DB!K$5)*(Unit!AG664/100)*1000","v":0},{"$f":"(DmYear!$O$33*(Unit!G$618/100)/DB!L$5)*(Unit!AH664/100)*1000","v":0},{"$f":"(DmYear!$O$33*(Unit!H$618/100)/DB!M$5)*(Unit!AI664/100)*1000","v":0},{"$f":"(DmYear!$O$33*(Unit!I$618/100)/DB!N$5)*(Unit!AJ664/100)*1000","v":0},{"$f":"(DmYear!$O$33*(Unit!J$618/100)/DB!O$5)*(Unit!AK664/100)*1000","v":0},{"$f":"(DmYear!$O$33*(Unit!K$618/100)/DB!P$5)*(Unit!AL664/100)*1000","v":0},{"$f":"(DmYear!$O$33*(Unit!L$618/100)/DB!Q$5)*(Unit!AM664/100)*1000","v":0},{"$f":"(DmYear!$O$33*(Unit!M$618/100)/DB!R$5)*(Unit!AN664/100)*1000","v":0},{"$f":"(DmYear!$O$33*(Unit!N$618/100)/DB!S$5)*(Unit!AO664/100)*1000","v":0},"-",null,null,1,0,0,0,0,0,0,0,0,0,0,0,0,null,null,1,0,0,0,0,0,0,0,0,0,0,0,0,null,null,1,0,0,0,0,0,0,0,0,0,0,0,0]
[null,4,{"$f":"(DmYear!$O$6*(Unit!C$616/100)/DB!H$3)*(Unit!B667/100)*1000","v":0},{"$f":"(DmYear!$O$6*(Unit!D$616/100)/DB!I$3)*(Unit!C667/100)*1000","v":0},{"$f":"(DmYear!$O$6*(Unit!E$616/100)/DB!J$3)*(Unit!D667/100)*1000","v":0},{"$f":"(DmYear!$O$6*(Unit!F$616/100)/DB!K$3)*(Unit!E667/100)*1000","v":0},{"$f":"(DmYear!$O$6*(Unit!G$616/100)/DB!L$3)*(Unit!F667/100)*1000","v":0},{"$f":"(DmYear!$O$6*(Unit!H$616/100)/DB!M$3)*(Unit!G667/100)*1000","v":0},{"$f":"(DmYear!$O$6*(Unit!I$616/100)/DB!N$3)*(Unit!H667/100)*1000","v":0},{"$f":"(DmYear!$O$6*(Unit!J$616/100)/DB!O$3)*(Unit!I667/100)*1000","v":0},{"$f":"(DmYear!$O$6*(Unit!K$616/100)/DB!P$3)*(Unit!J667/100)*1000","v":0},{"$f":"(DmYear!$O$6*(Unit!L$616/100)/DB!Q$3)*(Unit!K667/100)*1000","v":0},{"$f":"(DmYear!$O$6*(Unit!M$616/100)/DB!R$3)*(Unit!L667/100)*1000","v":0},{"$f":"(DmYear!$O$6*(Unit!N$616/100)/DB!S$3)*(Unit!M667/100)*1000","v":0},"-",null,4,{"$f":"(DmYear!$O$6*(Unit!C$617/100)/DB!H$4)*(Unit!P667/100)*1000","v":0},{"$f":"(DmYear!$O$6*(Unit!D$617/100)/DB!I$4)*(Unit!Q667/100)*1000","v":0},{"$f":"(DmYear!$O$6*(Unit!E$617/100)/DB!J$4)*(Unit!R667/100)*1000","v":0},{"$f":"(DmYear!$O$6*(Unit!F$617/100)/DB!K$4)*(Unit!S667/100)*1000","v":0},{"$f":"(DmYear!$O$6*(Unit!G$617/100)/DB!L$4)*(Unit!T667/100)*1000","v":0},{"$f":"(DmYear!$O$6*(Unit!H$617/100)/DB!M$4)*(Unit!U667/100)*1000","v":0},{"$f":"(DmYear!$O$6*(Unit!I$617/100)/DB!N$4)*(Unit!V667/100)*1000","v":0},{"$f":"(DmYear!$O$6*(Unit!J$617/100)/DB!O$4)*(Unit!W667/100)*1000","v":0},{"$f":"(DmYear!$O$6*(Unit!K$617/100)/DB!P$4)*(Unit!X667/100)*1000","v":0},{"$f":"(DmYear!$O$6*(Unit!L$617/100)/DB!Q$4)*(Unit!Y667/100)*1000","v":0},{"$f":"(DmYear!$O$6*(Unit!M$617/100)/DB!R$4)*(Unit!Z667/100)*1000","v":0},{"$f":"(DmYear!$O$6*(Unit!N$617/100)/DB!S$4)*(Unit!AA667/100)*1000","v":0},"-",null,4,{"$f":"(DmYear!$O$6*(Unit!C$618/100)/DB!H$5)*(Unit!AD667/100)*1000","v":0},{"$f":"(DmYear!$O$6*(Unit!D$618/100)/DB!I$5)*(Unit!AE667/100)*1000","v":0},{"$f":"(DmYear!$O$6*(Unit!E$618/100)/DB!J$5)*(Unit!AF667/100)*1000","v":0},{"$f":"(DmYear!$O$6*(Unit!F$618/100)/DB!K$5)*(Unit!AG667/100)*1000","v":0},{"$f":"(DmYear!$O$6*(Unit!G$618/100)/DB!L$5)*(Unit!AH667/100)*1000","v":0},{"$f":"(DmYear!$O$6*(Unit!H$618/100)/DB!M$5)*(Unit!AI667/100)*1000","v":0},{"$f":"(DmYear!$O$6*(Unit!I$618/100)/DB!N$5)*(Unit!AJ667/100)*1000","v":0},{"$f":"(DmYear!$O$6*(Unit!J$618/100)/DB!O$5)*(Unit!AK667/100)*1000","v":0},{"$f":"(DmYear!$O$6*(Unit!K$618/100)/DB!P$5)*(Unit!AL667/100)*1000","v":0},{"$f":"(DmYear!$O$6*(Unit!L$618/100)/DB!Q$5)*(Unit!AM667/100)*1000","v":0},{"$f":"(DmYear!$O$6*(Unit!M$618/100)/DB!R$5)*(Unit!AN667/100)*1000","v":0},{"$f":"(DmYear!$O$6*(Unit!N$618/100)/DB!S$5)*(Unit!AO667/100)*1000","v":0},"-",null,null,4,0,0,0,0,0,0,0,0,0,0,0,0,null,null,4,0,0,0,0,0,0,0,0,0,0,0,0,null,null,4,0,0,0,0,0,0,0,0,0,0,0,0,null,null,null,null,4,{"$f":"(DmYear!$O$33*(Unit!C$616/100)/DB!H$3)*(Unit!B667/100)*1000","v":0},{"$f":"(DmYear!$O$33*(Unit!D$616/100)/DB!I$3)*(Unit!C667/100)*1000","v":0},{"$f":"(DmYear!$O$33*(Unit!E$616/100)/DB!J$3)*(Unit!D667/100)*1000","v":0},{"$f":"(DmYear!$O$33*(Unit!F$616/100)/DB!K$3)*(Unit!E667/100)*1000","v":0},{"$f":"(DmYear!$O$33*(Unit!G$616/100)/DB!L$3)*(Unit!F667/100)*1000","v":0},{"$f":"(DmYear!$O$33*(Unit!H$616/100)/DB!M$3)*(Unit!G667/100)*1000","v":0},{"$f":"(DmYear!$O$33*(Unit!I$616/100)/DB!N$3)*(Unit!H667/100)*1000","v":0},{"$f":"(DmYear!$O$33*(Unit!J$616/100)/DB!O$3)*(Unit!I667/100)*1000","v":0},{"$f":"(DmYear!$O$33*(Unit!K$616/100)/DB!P$3)*(Unit!J667/100)*1000","v":0},{"$f":"(DmYear!$O$33*(Unit!L$616/100)/DB!Q$3)*(Unit!K667/100)*1000","v":0},{"$f":"(DmYear!$O$33*(Unit!M$616/100)/DB!R$3)*(Unit!L667/100)*1000","v":0},{"$f":"(DmYear!$O$33*(Unit!N$616/100)/DB!S$3)*(Unit!M667/100)*1000","v":0},"-",null,4,{"$f":"(DmYear!$O$33*(Unit!C$617/100)/DB!H$4)*(Unit!P667/100)*1000","v":0},{"$f":"(DmYear!$O$33*(Unit!D$617/100)/DB!I$4)*(Unit!Q667/100)*1000","v":0},{"$f":"(DmYear!$O$33*(Unit!E$617/100)/DB!J$4)*(Unit!R667/100)*1000","v":0},{"$f":"(DmYear!$O$33*(Unit!F$617/100)/DB!K$4)*(Unit!S667/100)*1000","v":0},{"$f":"(DmYear!$O$33*(Unit!G$617/100)/DB!L$4)*(Unit!T667/100)*1000","v":0},{"$f":"(DmYear!$O$33*(Unit!H$617/100)/DB!M$4)*(Unit!U667/100)*1000","v":0},{"$f":"(DmYear!$O$33*(Unit!I$617/100)/DB!N$4)*(Unit!V667/100)*1000","v":0},{"$f":"(DmYear!$O$33*(Unit!J$617/100)/DB!O$4)*(Unit!W667/100)*1000","v":0},{"$f":"(DmYear!$O$33*(Unit!K$617/100)/DB!P$4)*(Unit!X667/100)*1000","v":0},{"$f":"(DmYear!$O$33*(Unit!L$617/100)/DB!Q$4)*(Unit!Y667/100)*1000","v":0},{"$f":"(DmYear!$O$33*(Unit!M$617/100)/DB!R$4)*(Unit!Z667/100)*1000","v":0},{"$f":"(DmYear!$O$33*(Unit!N$617/100)/DB!S$4)*(Unit!AA667/100)*1000","v":0},"-",null,4,{"$f":"(DmYear!$O$33*(Unit!C$618/100)/DB!H$5)*(Unit!AD667/100)*1000","v":0},{"$f":"(DmYear!$O$33*(Unit!D$618/100)/DB!I$5)*(Unit!AE667/100)*1000","v":0},{"$f":"(DmYear!$O$33*(Unit!E$618/100)/DB!J$5)*(Unit!AF667/100)*1000","v":0},{"$f":"(DmYear!$O$33*(Unit!F$618/100)/DB!K$5)*(Unit!AG667/100)*1000","v":0},{"$f":"(DmYear!$O$33*(Unit!G$618/100)/DB!L$5)*(Unit!AH667/100)*1000","v":0},{"$f":"(DmYear!$O$33*(Unit!H$618/100)/DB!M$5)*(Unit!AI667/100)*1000","v":0},{"$f":"(DmYear!$O$33*(Unit!I$618/100)/DB!N$5)*(Unit!AJ667/100)*1000","v":0},{"$f":"(DmYear!$O$33*(Unit!J$618/100)/DB!O$5)*(Unit!AK667/100)*1000","v":0},{"$f":"(DmYear!$O$33*(Unit!K$618/100)/DB!P$5)*(Unit!AL667/100)*1000","v":0},{"$f":"(DmYear!$O$33*(Unit!L$618/100)/DB!Q$5)*(Unit!AM667/100)*1000","v":0},{"$f":"(DmYear!$O$33*(Unit!M$618/100)/DB!R$5)*(Unit!AN667/100)*1000","v":0},{"$f":"(DmYear!$O$33*(Unit!N$618/100)/DB!S$5)*(Unit!AO667/100)*1000","v":0},"-",null,null,4,0,0,0,0,0,0,0,0,0,0,0,0,null,null,4,0,0,0,0,0,0,0,0,0,0,0,0,null,null,4,0,0,0,0,0,0,0,0,0,0,0,0]
[null,6,{"$f":"(DmYear!$O$6*(Unit!C$616/100)/DB!H$3)*(Unit!B669/100)*1000","v":0},{"$f":"(DmYear!$O$6*(Unit!D$616/100)/DB!I$3)*(Unit!C669/100)*1000","v":0},{"$f":"(DmYear!$O$6*(Unit!E$616/100)/DB!J$3)*(Unit!D669/100)*1000","v":0},{"$f":"(DmYear!$O$6*(Unit!F$616/100)/DB!K$3)*(Unit!E669/100)*1000","v":0},{"$f":"(DmYear!$O$6*(Unit!G$616/100)/DB!L$3)*(Unit!F669/100)*1000","v":0},{"$f":"(DmYear!$O$6*(Unit!H$616/100)/DB!M$3)*(Unit!G669/100)*1000","v":0},{"$f":"(DmYear!$O$6*(Unit!I$616/100)/DB!N$3)*(Unit!H669/100)*1000","v":0},{"$f":"(DmYear!$O$6*(Unit!J$616/100)/DB!O$3)*(Unit!I669/100)*1000","v":0},{"$f":"(DmYear!$O$6*(Unit!K$616/100)/DB!P$3)*(Unit!J669/100)*1000","v":0},{"$f":"(DmYear!$O$6*(Unit!L$616/100)/DB!Q$3)*(Unit!K669/100)*1000","v":0},{"$f":"(DmYear!$O$6*(Unit!M$616/100)/DB!R$3)*(Unit!L669/100)*1000","v":0},{"$f":"(DmYear!$O$6*(Unit!N$616/100)/DB!S$3)*(Unit!M669/100)*1000","v":0},"-",null,6,{"$f":"(DmYear!$O$6*(Unit!C$617/100)/DB!H$4)*(Unit!P669/100)*1000","v":0},{"$f":"(DmYear!$O$6*(Unit!D$617/100)/DB!I$4)*(Unit!Q669/100)*1000","v":0},{"$f":"(DmYear!$O$6*(Unit!E$617/100)/DB!J$4)*(Unit!R669/100)*1000","v":0},{"$f":"(DmYear!$O$6*(Unit!F$617/100)/DB!K$4)*(Unit!S669/100)*1000","v":0},{"$f":"(DmYear!$O$6*(Unit!G$617/100)/DB!L$4)*(Unit!T669/100)*1000","v":0},{"$f":"(DmYear!$O$6*(Unit!H$617/100)/DB!M$4)*(Unit!U669/100)*1000","v":0},{"$f":"(DmYear!$O$6*(Unit!I$617/100)/DB!N$4)*(Unit!V669/100)*1000","v":0},{"$f":"(DmYear!$O$6*(Unit!J$617/100)/DB!O$4)*(Unit!W669/100)*1000","v":0},{"$f":"(DmYear!$O$6*(Unit!K$617/100)/DB!P$4)*(Unit!X669/100)*1000","v":0},{"$f":"(DmYear!$O$6*(Unit!L$617/100)/DB!Q$4)*(Unit!Y669/100)*1000","v":0},{"$f":"(DmYear!$O$6*(Unit!M$617/100)/DB!R$4)*(Unit!Z669/100)*1000","v":0},{"$f":"(DmYear!$O$6*(Unit!N$617/100)/DB!S$4)*(Unit!AA669/100)*1000","v":0},"-",null,6,{"$f":"(DmYear!$O$6*(Unit!C$618/100)/DB!H$5)*(Unit!AD669/100)*1000","v":0},{"$f":"(DmYear!$O$6*(Unit!D$618/100)/DB!I$5)*(Unit!AE669/100)*1000","v":0},{"$f":"(DmYear!$O$6*(Unit!E$618/100)/DB!J$5)*(Unit!AF669/100)*1000","v":0},{"$f":"(DmYear!$O$6*(Unit!F$618/100)/DB!K$5)*(Unit!AG669/100)*1000","v":0},{"$f":"(DmYear!$O$6*(Unit!G$618/100)/DB!L$5)*(Unit!AH669/100)*1000","v":0},{"$f":"(DmYear!$O$6*(Unit!H$618/100)/DB!M$5)*(Unit!AI669/100)*1000","v":0},{"$f":"(DmYear!$O$6*(Unit!I$618/100)/DB!N$5)*(Unit!AJ669/100)*1000","v":0},{"$f":"(DmYear!$O$6*(Unit!J$618/100)/DB!O$5)*(Unit!AK669/100)*1000","v":0},{"$f":"(DmYear!$O$6*(Unit!K$618/100)/DB!P$5)*(Unit!AL669/100)*1000","v":0},{"$f":"(DmYear!$O$6*(Unit!L$618/100)/DB!Q$5)*(Unit!AM669/100)*1000","v":0},{"$f":"(DmYear!$O$6*(Unit!M$618/100)/DB!R$5)*(Unit!AN669/100)*1000","v":0},{"$f":"(DmYear!$O$6*(Unit!N$618/100)/DB!S$5)*(Unit!AO669/100)*1000","v":0},"-",null,null,6,0,0,0,0,0,0,0,0,0,0,0,0,null,null,6,0,0,0,0,0,0,0,0,0,0,0,0,null,null,6,0,0,0,0,0,0,0,0,0,0,0,0,null,null,null,null,6,{"$f":"(DmYear!$O$33*(Unit!C$616/100)/DB!H$3)*(Unit!B669/100)*1000","v":0},{"$f":"(DmYear!$O$33*(Unit!D$616/100)/DB!I$3)*(Unit!C669/100)*1000","v":0},{"$f":"(DmYear!$O$33*(Unit!E$616/100)/DB!J$3)*(Unit!D669/100)*1000","v":0},{"$f":"(DmYear!$O$33*(Unit!F$616/100)/DB!K$3)*(Unit!E669/100)*1000","v":0},{"$f":"(DmYear!$O$33*(Unit!G$616/100)/DB!L$3)*(Unit!F669/100)*1000","v":0},{"$f":"(DmYear!$O$33*(Unit!H$616/100)/DB!M$3)*(Unit!G669/100)*1000","v":0},{"$f":"(DmYear!$O$33*(Unit!I$616/100)/DB!N$3)*(Unit!H669/100)*1000","v":0},{"$f":"(DmYear!$O$33*(Unit!J$616/100)/DB!O$3)*(Unit!I669/100)*1000","v":0},{"$f":"(DmYear!$O$33*(Unit!K$616/100)/DB!P$3)*(Unit!J669/100)*1000","v":0},{"$f":"(DmYear!$O$33*(Unit!L$616/100)/DB!Q$3)*(Unit!K669/100)*1000","v":0},{"$f":"(DmYear!$O$33*(Unit!M$616/100)/DB!R$3)*(Unit!L669/100)*1000","v":0},{"$f":"(DmYear!$O$33*(Unit!N$616/100)/DB!S$3)*(Unit!M669/100)*1000","v":0},"-",null,6,{"$f":"(DmYear!$O$33*(Unit!C$617/100)/DB!H$4)*(Unit!P669/100)*1000","v":0},{"$f":"(DmYear!$O$33*(Unit!D$617/100)/DB!I$4)*(Unit!Q669/100)*1000","v":0},{"$f":"(DmYear!$O$33*(Unit!E$617/100)/DB!J$4)*(Unit!R669/100)*1000","v":0},{"$f":"(DmYear!$O$33*(Unit!F$617/100)/DB!K$4)*(Unit!S669/100)*1000","v":0},{"$f":"(DmYear!$O$33*(Unit!G$617/100)/DB!L$4)*(Unit!T669/100)*1000","v":0},{"$f":"(DmYear!$O$33*(Unit!H$617/100)/DB!M$4)*(Unit!U669/100)*1000","v":0},{"$f":"(DmYear!$O$33*(Unit!I$617/100)/DB!N$4)*(Unit!V669/100)*1000","v":0},{"$f":"(DmYear!$O$33*(Unit!J$617/100)/DB!O$4)*(Unit!W669/100)*1000","v":0},{"$f":"(DmYear!$O$33*(Unit!K$617/100)/DB!P$4)*(Unit!X669/100)*1000","v":0},{"$f":"(DmYear!$O$33*(Unit!L$617/100)/DB!Q$4)*(Unit!Y669/100)*1000","v":0},{"$f":"(DmYear!$O$33*(Unit!M$617/100)/DB!R$4)*(Unit!Z669/100)*1000","v":0},{"$f":"(DmYear!$O$33*(Unit!N$617/100)/DB!S$4)*(Unit!AA669/100)*1000","v":0},"-",null,6,{"$f":"(DmYear!$O$33*(Unit!C$618/100)/DB!H$5)*(Unit!AD669/100)*1000","v":0},{"$f":"(DmYear!$O$33*(Unit!D$618/100)/DB!I$5)*(Unit!AE669/100)*1000","v":0},{"$f":"(DmYear!$O$33*(Unit!E$618/100)/DB!J$5)*(Unit!AF669/100)*1000","v":0},{"$f":"(DmYear!$O$33*(Unit!F$618/100)/DB!K$5)*(Unit!AG669/100)*1000","v":0},{"$f":"(DmYear!$O$33*(Unit!G$618/100)/DB!L$5)*(Unit!AH669/100)*1000","v":0},{"$f":"(DmYear!$O$33*(Unit!H$618/100)/DB!M$5)*(Unit!AI669/100)*1000","v":0},{"$f":"(DmYear!$O$33*(Unit!I$618/100)/DB!N$5)*(Unit!AJ669/100)*1000","v":0},{"$f":"(DmYear!$O$33*(Unit!J$618/100)/DB!O$5)*(Unit!AK669/100)*1000","v":0},{"$f":"(DmYear!$O$33*(Unit!K$618/100)/DB!P$5)*(Unit!AL669/100)*1000","v":0},{"$f":"(DmYear!$O$33*(Unit!L$618/100)/DB!Q$5)*(Unit!AM669/100)*1000","v":0},{"$f":"(DmYear!$O$33*(Unit!M$618/100)/DB!R$5)*(Unit!AN669/100)*1000","v":0},{"$f":"(DmYear!$O$33*(Unit!N$618/100)/DB!S$5)*(Unit!AO669/100)*1000","v":0},"-",null,null,6,0,0,0,0,0,0,0,0,0,0,0,0,null,null,6,0,0,0,0,0,0,0,0,0,0,0,0,null,null,6,0,0,0,0,0,0,0,0,0,0,0,0]
[null,7,{"$f":"(DmYear!$O$6*(Unit!C$616/100)/DB!H$3)*(Unit!B670/100)*1000","v":0},{"$f":"(DmYear!$O$6*(Unit!D$616/100)/DB!I$3)*(Unit!C670/100)*1000","v":0},{"$f":"(DmYear!$O$6*(Unit!E$616/100)/DB!J$3)*(Unit!D670/100)*1000","v":0},{"$f":"(DmYear!$O$6*(Unit!F$616/100)/DB!K$3)*(Unit!E670/100)*1000","v":0},{"$f":"(DmYear!$O$6*(Unit!G$616/100)/DB!L$3)*(Unit!F670/100)*1000","v":0},{"$f":"(DmYear!$O$6*(Unit!H$616/100)/DB!M$3)*(Unit!G670/100)*1000","v":0},{"$f":"(DmYear!$O$6*(Unit!I$616/100)/DB!N$3)*(Unit!H670/100)*1000","v":0},{"$f":"(DmYear!$O$6*(Unit!J$616/100)/DB!O$3)*(Unit!I670/100)*1000","v":0},{"$f":"(DmYear!$O$6*(Unit!K$616/100)/DB!P$3)*(Unit!J670/100)*1000","v":0},{"$f":"(DmYear!$O$6*(Unit!L$616/100)/DB!Q$3)*(Unit!K670/100)*1000","v":0},{"$f":"(DmYear!$O$6*(Unit!M$616/100)/DB!R$3)*(Unit!L670/100)*1000","v":0},{"$f":"(DmYear!$O$6*(Unit!N$616/100)/DB!S$3)*(Unit!M670/100)*1000","v":0},"-",null,7,{"$f":"(DmYear!$O$6*(Unit!C$617/100)/DB!H$4)*(Unit!P670/100)*1000","v":0},{"$f":"(DmYear!$O$6*(Unit!D$617/100)/DB!I$4)*(Unit!Q670/100)*1000","v":0},{"$f":"(DmYear!$O$6*(Unit!E$617/100)/DB!J$4)*(Unit!R670/100)*1000","v":0},{"$f":"(DmYear!$O$6*(Unit!F$617/100)/DB!K$4)*(Unit!S670/100)*1000","v":0},{"$f":"(DmYear!$O$6*(Unit!G$617/100)/DB!L$4)*(Unit!T670/100)*1000","v":0},{"$f":"(DmYear!$O$6*(Unit!H$617/100)/DB!M$4)*(Unit!U670/100)*1000","v":0},{"$f":"(DmYear!$O$6*(Unit!I$617/100)/DB!N$4)*(Unit!V670/100)*1000","v":0},{"$f":"(DmYear!$O$6*(Unit!J$617/100)/DB!O$4)*(Unit!W670/100)*1000","v":0},{"$f":"(DmYear!$O$6*(Unit!K$617/100)/DB!P$4)*(Unit!X670/100)*1000","v":0},{"$f":"(DmYear!$O$6*(Unit!L$617/100)/DB!Q$4)*(Unit!Y670/100)*1000","v":0},{"$f":"(DmYear!$O$6*(Unit!M$617/100)/DB!R$4)*(Unit!Z670/100)*1000","v":0},{"$f":"(DmYear!$O$6*(Unit!N$617/100)/DB!S$4)*(Unit!AA670/100)*1000","v":0},"-",null,7,{"$f":"(DmYear!$O$6*(Unit!C$618/100)/DB!H$5)*(Unit!AD670/100)*1000","v":0},{"$f":"(DmYear!$O$6*(Unit!D$618/100)/DB!I$5)*(Unit!AE670/100)*1000","v":0},{"$f":"(DmYear!$O$6*(Unit!E$618/100)/DB!J$5)*(Unit!AF670/100)*1000","v":0},{"$f":"(DmYear!$O$6*(Unit!F$618/100)/DB!K$5)*(Unit!AG670/100)*1000","v":0},{"$f":"(DmYear!$O$6*(Unit!G$618/100)/DB!L$5)*(Unit!AH670/100)*1000","v":0},{"$f":"(DmYear!$O$6*(Unit!H$618/100)/DB!M$5)*(Unit!AI670/100)*1000","v":0},{"$f":"(DmYear!$O$6*(Unit!I$618/100)/DB!N$5)*(Unit!AJ670/100)*1000","v":0},{"$f":"(DmYear!$O$6*(Unit!J$618/100)/DB!O$5)*(Unit!AK670/100)*1000","v":0},{"$f":"(DmYear!$O$6*(Unit!K$618/100)/DB!P$5)*(Unit!AL670/100)*1000","v":0},{"$f":"(DmYear!$O$6*(Unit!L$618/100)/DB!Q$5)*(Unit!AM670/100)*1000","v":0},{"$f":"(DmYear!$O$6*(Unit!M$618/100)/DB!R$5)*(Unit!AN670/100)*1000","v":0},{"$f":"(DmYear!$O$6*(Unit!N$618/100)/DB!S$5)*(Unit!AO670/100)*1000","v":0},"-",null,null,7,0,0,0,0,0,0,0,0,0,0,0,0,null,null,7,0,0,0,0,0,0,0,0,0,0,0,0,null,null,7,0,0,0,0,0,0,0,0,0,0,0,0,null,null,null,null,7,{"$f":"(DmYear!$O$33*(Unit!C$616/100)/DB!H$3)*(Unit!B670/100)*1000","v":0},{"$f":"(DmYear!$O$33*(Unit!D$616/100)/DB!I$3)*(Unit!C670/100)*1000","v":0},{"$f":"(DmYear!$O$33*(Unit!E$616/100)/DB!J$3)*(Unit!D670/100)*1000","v":0},{"$f":"(DmYear!$O$33*(Unit!F$616/100)/DB!K$3)*(Unit!E670/100)*1000","v":0},{"$f":"(DmYear!$O$33*(Unit!G$616/100)/DB!L$3)*(Unit!F670/100)*1000","v":0},{"$f":"(DmYear!$O$33*(Unit!H$616/100)/DB!M$3)*(Unit!G670/100)*1000","v":0},{"$f":"(DmYear!$O$33*(Unit!I$616/100)/DB!N$3)*(Unit!H670/100)*1000","v":0},{"$f":"(DmYear!$O$33*(Unit!J$616/100)/DB!O$3)*(Unit!I670/100)*1000","v":0},{"$f":"(DmYear!$O$33*(Unit!K$616/100)/DB!P$3)*(Unit!J670/100)*1000","v":0},{"$f":"(DmYear!$O$33*(Unit!L$616/100)/DB!Q$3)*(Unit!K670/100)*1000","v":0},{"$f":"(DmYear!$O$33*(Unit!M$616/100)/DB!R$3)*(Unit!L670/100)*1000","v":0},{"$f":"(DmYear!$O$33*(Unit!N$616/100)/DB!S$3)*(Unit!M670/100)*1000","v":0},"-",null,7,{"$f":"(DmYear!$O$33*(Unit!C$617/100)/DB!H$4)*(Unit!P670/100)*1000","v":0},{"$f":"(DmYear!$O$33*(Unit!D$617/100)/DB!I$4)*(Unit!Q670/100)*1000","v":0},{"$f":"(DmYear!$O$33*(Unit!E$617/100)/DB!J$4)*(Unit!R670/100)*1000","v":0},{"$f":"(DmYear!$O$33*(Unit!F$617/100)/DB!K$4)*(Unit!S670/100)*1000","v":0},{"$f":"(DmYear!$O$33*(Unit!G$617/100)/DB!L$4)*(Unit!T670/100)*1000","v":0},{"$f":"(DmYear!$O$33*(Unit!H$617/100)/DB!M$4)*(Unit!U670/100)*1000","v":0},{"$f":"(DmYear!$O$33*(Unit!I$617/100)/DB!N$4)*(Unit!V670/100)*1000","v":0},{"$f":"(DmYear!$O$33*(Unit!J$617/100)/DB!O$4)*(Unit!W670/100)*1000","v":0},{"$f":"(DmYear!$O$33*(Unit!K$617/100)/DB!P$4)*(Unit!X670/100)*1000","v":0},{"$f":"(DmYear!$O$33*(Unit!L$617/100)/DB!Q$4)*(Unit!Y670/100)*1000","v":0},{"$f":"(DmYear!$O$33*(Unit!M$617/100)/DB!R$4)*(Unit!Z670/100)*1000","v":0},{"$f":"(DmYear!$O$33*(Unit!N$617/100)/DB!S$4)*(Unit!AA670/100)*1000","v":0},"-",null,7,{"$f":"(DmYear!$O$33*(Unit!C$618/100)/DB!H$5)*(Unit!AD670/100)*1000","v":0},{"$f":"(DmYear!$O$33*(Unit!D$618/100)/DB!I$5)*(Unit!AE670/100)*1000","v":0},{"$f":"(DmYear!$O$33*(Unit!E$618/100)/DB!J$5)*(Unit!AF670/100)*1000","v":0},{"$f":"(DmYear!$O$33*(Unit!F$618/100)/DB!K$5)*(Unit!AG670/100)*1000","v":0},{"$f":"(DmYear!$O$33*(Unit!G$618/100)/DB!L$5)*(Unit!AH670/100)*1000","v":0},{"$f":"(DmYear!$O$33*(Unit!H$618/100)/DB!M$5)*(Unit!AI670/100)*1000","v":0},{"$f":"(DmYear!$O$33*(Unit!I$618/100)/DB!N$5)*(Unit!AJ670/100)*1000","v":0},{"$f":"(DmYear!$O$33*(Unit!J$618/100)/DB!O$5)*(Unit!AK670/100)*1000","v":0},{"$f":"(DmYear!$O$33*(Unit!K$618/100)/DB!P$5)*(Unit!AL670/100)*1000","v":0},{"$f":"(DmYear!$O$33*(Unit!L$618/100)/DB!Q$5)*(Unit!AM670/100)*1000","v":0},{"$f":"(DmYear!$O$33*(Unit!M$618/100)/DB!R$5)*(Unit!AN670/100)*1000","v":0},{"$f":"(DmYear!$O$33*(Unit!N$618/100)/DB!S$5)*(Unit!AO670/100)*1000","v":0},"-",null,null,7,0,0,0,0,0,0,0,0,0,0,0,0,null,null,7,0,0,0,0,0,0,0,0,0,0,0,0,null,null,7,0,0,0,0,0,0,0,0,0,0,0,0]
[null,9,{"$f":"(DmYear!$O$6*(Unit!C$616/100)/DB!H$3)*(Unit!B672/100)*1000","v":0},{"$f":"(DmYear!$O$6*(Unit!D$616/100)/DB!I$3)*(Unit!C672/100)*1000","v":0},{"$f":"(DmYear!$O$6*(Unit!E$616/100)/DB!J$3)*(Unit!D672/100)*1000","v":0},{"$f":"(DmYear!$O$6*(Unit!F$616/100)/DB!K$3)*(Unit!E672/100)*1000","v":0},{"$f":"(DmYear!$O$6*(Unit!G$616/100)/DB!L$3)*(Unit!F672/100)*1000","v":0},{"$f":"(DmYear!$O$6*(Unit!H$616/100)/DB!M$3)*(Unit!G672/100)*1000","v":0},{"$f":"(DmYear!$O$6*(Unit!I$616/100)/DB!N$3)*(Unit!H672/100)*1000","v":0},{"$f":"(DmYear!$O$6*(Unit!J$616/100)/DB!O$3)*(Unit!I672/100)*1000","v":0},{"$f":"(DmYear!$O$6*(Unit!K$616/100)/DB!P$3)*(Unit!J672/100)*1000","v":0},{"$f":"(DmYear!$O$6*(Unit!L$616/100)/DB!Q$3)*(Unit!K672/100)*1000","v":0},{"$f":"(DmYear!$O$6*(Unit!M$616/100)/DB!R$3)*(Unit!L672/100)*1000","v":0},{"$f":"(DmYear!$O$6*(Unit!N$616/100)/DB!S$3)*(Unit!M672/100)*1000","v":0},"-",null,9,{"$f":"(DmYear!$O$6*(Unit!C$617/100)/DB!H$4)*(Unit!P672/100)*1000","v":0},{"$f":"(DmYear!$O$6*(Unit!D$617/100)/DB!I$4)*(Unit!Q672/100)*1000","v":0},{"$f":"(DmYear!$O$6*(Unit!E$617/100)/DB!J$4)*(Unit!R672/100)*1000","v":0},{"$f":"(DmYear!$O$6*(Unit!F$617/100)/DB!K$4)*(Unit!S672/100)*1000","v":0},{"$f":"(DmYear!$O$6*(Unit!G$617/100)/DB!L$4)*(Unit!T672/100)*1000","v":0},{"$f":"(DmYear!$O$6*(Unit!H$617/100)/DB!M$4)*(Unit!U672/100)*1000","v":0},{"$f":"(DmYear!$O$6*(Unit!I$617/100)/DB!N$4)*(Unit!V672/100)*1000","v":0},{"$f":"(DmYear!$O$6*(Unit!J$617/100)/DB!O$4)*(Unit!W672/100)*1000","v":0},{"$f":"(DmYear!$O$6*(Unit!K$617/100)/DB!P$4)*(Unit!X672/100)*1000","v":0},{"$f":"(DmYear!$O$6*(Unit!L$617/100)/DB!Q$4)*(Unit!Y672/100)*1000","v":0},{"$f":"(DmYear!$O$6*(Unit!M$617/100)/DB!R$4)*(Unit!Z672/100)*1000","v":0},{"$f":"(DmYear!$O$6*(Unit!N$617/100)/DB!S$4)*(Unit!AA672/100)*1000","v":0},"-",null,9,{"$f":"(DmYear!$O$6*(Unit!C$618/100)/DB!H$5)*(Unit!AD672/100)*1000","v":0},{"$f":"(DmYear!$O$6*(Unit!D$618/100)/DB!I$5)*(Unit!AE672/100)*1000","v":0},{"$f":"(DmYear!$O$6*(Unit!E$618/100)/DB!J$5)*(Unit!AF672/100)*1000","v":0},{"$f":"(DmYear!$O$6*(Unit!F$618/100)/DB!K$5)*(Unit!AG672/100)*1000","v":0},{"$f":"(DmYear!$O$6*(Unit!G$618/100)/DB!L$5)*(Unit!AH672/100)*1000","v":0},{"$f":"(DmYear!$O$6*(Unit!H$618/100)/DB!M$5)*(Unit!AI672/100)*1000","v":0},{"$f":"(DmYear!$O$6*(Unit!I$618/100)/DB!N$5)*(Unit!AJ672/100)*1000","v":0},{"$f":"(DmYear!$O$6*(Unit!J$618/100)/DB!O$5)*(Unit!AK672/100)*1000","v":0},{"$f":"(DmYear!$O$6*(Unit!K$618/100)/DB!P$5)*(Unit!AL672/100)*1000","v":0},{"$f":"(DmYear!$O$6*(Unit!L$618/100)/DB!Q$5)*(Unit!AM672/100)*1000","v":0},{"$f":"(DmYear!$O$6*(Unit!M$618/100)/DB!R$5)*(Unit!AN672/100)*1000","v":0},{"$f":"(DmYear!$O$6*(Unit!N$618/100)/DB!S$5)*(Unit!AO672/100)*1000","v":0},"-",null,null,9,0,0,0,0,0,0,0,0,0,0,0,0,null,null,9,0,0,0,0,0,0,0,0,0,0,0,0,null,null,9,0,0,0,0,0,0,0,0,0,0,0,0,null,null,null,null,9,{"$f":"(DmYear!$O$33*(Unit!C$616/100)/DB!H$3)*(Unit!B672/100)*1000","v":0},{"$f":"(DmYear!$O$33*(Unit!D$616/100)/DB!I$3)*(Unit!C672/100)*1000","v":0},{"$f":"(DmYear!$O$33*(Unit!E$616/100)/DB!J$3)*(Unit!D672/100)*1000","v":0},{"$f":"(DmYear!$O$33*(Unit!F$616/100)/DB!K$3)*(Unit!E672/100)*1000","v":0},{"$f":"(DmYear!$O$33*(Unit!G$616/100)/DB!L$3)*(Unit!F672/100)*1000","v":0},{"$f":"(DmYear!$O$33*(Unit!H$616/100)/DB!M$3)*(Unit!G672/100)*1000","v":0},{"$f":"(DmYear!$O$33*(Unit!I$616/100)/DB!N$3)*(Unit!H672/100)*1000","v":0},{"$f":"(DmYear!$O$33*(Unit!J$616/100)/DB!O$3)*(Unit!I672/100)*1000","v":0},{"$f":"(DmYear!$O$33*(Unit!K$616/100)/DB!P$3)*(Unit!J672/100)*1000","v":0},{"$f":"(DmYear!$O$33*(Unit!L$616/100)/DB!Q$3)*(Unit!K672/100)*1000","v":0},{"$f":"(DmYear!$O$33*(Unit!M$616/100)/DB!R$3)*(Unit!L672/100)*1000","v":0},{"$f":"(DmYear!$O$33*(Unit!N$616/100)/DB!S$3)*(Unit!M672/100)*1000","v":0},"-",null,9,{"$f":"(DmYear!$O$33*(Unit!C$617/100)/DB!H$4)*(Unit!P672/100)*1000","v":0},{"$f":"(DmYear!$O$33*(Unit!D$617/100)/DB!I$4)*(Unit!Q672/100)*1000","v":0},{"$f":"(DmYear!$O$33*(Unit!E$617/100)/DB!J$4)*(Unit!R672/100)*1000","v":0},{"$f":"(DmYear!$O$33*(Unit!F$617/100)/DB!K$4)*(Unit!S672/100)*1000","v":0},{"$f":"(DmYear!$O$33*(Unit!G$617/100)/DB!L$4)*(Unit!T672/100)*1000","v":0},{"$f":"(DmYear!$O$33*(Unit!H$617/100)/DB!M$4)*(Unit!U672/100)*1000","v":0},{"$f":"(DmYear!$O$33*(Unit!I$617/100)/DB!N$4)*(Unit!V672/100)*1000","v":0},{"$f":"(DmYear!$O$33*(Unit!J$617/100)/DB!O$4)*(Unit!W672/100)*1000","v":0},{"$f":"(DmYear!$O$33*(Unit!K$617/100)/DB!P$4)*(Unit!X672/100)*1000","v":0},{"$f":"(DmYear!$O$33*(Unit!L$617/100)/DB!Q$4)*(Unit!Y672/100)*1000","v":0},{"$f":"(DmYear!$O$33*(Unit!M$617/100)/DB!R$4)*(Unit!Z672/100)*1000","v":0},{"$f":"(DmYear!$O$33*(Unit!N$617/100)/DB!S$4)*(Unit!AA672/100)*1000","v":0},"-",null,9,{"$f":"(DmYear!$O$33*(Unit!C$618/100)/DB!H$5)*(Unit!AD672/100)*1000","v":0},{"$f":"(DmYear!$O$33*(Unit!D$618/100)/DB!I$5)*(Unit!AE672/100)*1000","v":0},{"$f":"(DmYear!$O$33*(Unit!E$618/100)/DB!J$5)*(Unit!AF672/100)*1000","v":0},{"$f":"(DmYear!$O$33*(Unit!F$618/100)/DB!K$5)*(Unit!AG672/100)*1000","v":0},{"$f":"(DmYear!$O$33*(Unit!G$618/100)/DB!L$5)*(Unit!AH672/100)*1000","v":0},{"$f":"(DmYear!$O$33*(Unit!H$618/100)/DB!M$5)*(Unit!AI672/100)*1000","v":0},{"$f":"(DmYear!$O$33*(Unit!I$618/100)/DB!N$5)*(Unit!AJ672/100)*1000","v":0},{"$f":"(DmYear!$O$33*(Unit!J$618/100)/DB!O$5)*(Unit!AK672/100)*1000","v":0},{"$f":"(DmYear!$O$33*(Unit!K$618/100)/DB!P$5)*(Unit!AL672/100)*1000","v":0},{"$f":"(DmYear!$O$33*(Unit!L$618/100)/DB!Q$5)*(Unit!AM672/100)*1000","v":0},{"$f":"(DmYear!$O$33*(Unit!M$618/100)/DB!R$5)*(Unit!AN672/100)*1000","v":0},{"$f":"(DmYear!$O$33*(Unit!N$618/100)/DB!S$5)*(Unit!AO672/100)*1000","v":0},"-",null,null,9,0,0,0,0,0,0,0,0,0,0,0,0,null,null,9,0,0,0,0,0,0,0,0,0,0,0,0,null,null,9,0,0,0,0,0,0,0,0,0,0,0,0]
[null,12,{"$f":"(DmYear!$O$6*(Unit!C$616/100)/DB!H$3)*(Unit!B675/100)*1000","v":0},{"$f":"(DmYear!$O$6*(Unit!D$616/100)/DB!I$3)*(Unit!C675/100)*1000","v":0},{"$f":"(DmYear!$O$6*(Unit!E$616/100)/DB!J$3)*(Unit!D675/100)*1000","v":0},{"$f":"(DmYear!$O$6*(Unit!F$616/100)/DB!K$3)*(Unit!E675/100)*1000","v":0},{"$f":"(DmYear!$O$6*(Unit!G$616/100)/DB!L$3)*(Unit!F675/100)*1000","v":0},{"$f":"(DmYear!$O$6*(Unit!H$616/100)/DB!M$3)*(Unit!G675/100)*1000","v":0},{"$f":"(DmYear!$O$6*(Unit!I$616/100)/DB!N$3)*(Unit!H675/100)*1000","v":0},{"$f":"(DmYear!$O$6*(Unit!J$616/100)/DB!O$3)*(Unit!I675/100)*1000","v":0},{"$f":"(DmYear!$O$6*(Unit!K$616/100)/DB!P$3)*(Unit!J675/100)*1000","v":0},{"$f":"(DmYear!$O$6*(Unit!L$616/100)/DB!Q$3)*(Unit!K675/100)*1000","v":0},{"$f":"(DmYear!$O$6*(Unit!M$616/100)/DB!R$3)*(Unit!L675/100)*1000","v":0},{"$f":"(DmYear!$O$6*(Unit!N$616/100)/DB!S$3)*(Unit!M675/100)*1000","v":0},"-",null,12,{"$f":"(DmYear!$O$6*(Unit!C$617/100)/DB!H$4)*(Unit!P675/100)*1000","v":0},{"$f":"(DmYear!$O$6*(Unit!D$617/100)/DB!I$4)*(Unit!Q675/100)*1000","v":0},{"$f":"(DmYear!$O$6*(Unit!E$617/100)/DB!J$4)*(Unit!R675/100)*1000","v":0},{"$f":"(DmYear!$O$6*(Unit!F$617/100)/DB!K$4)*(Unit!S675/100)*1000","v":0},{"$f":"(DmYear!$O$6*(Unit!G$617/100)/DB!L$4)*(Unit!T675/100)*1000","v":0},{"$f":"(DmYear!$O$6*(Unit!H$617/100)/DB!M$4)*(Unit!U675/100)*1000","v":0},{"$f":"(DmYear!$O$6*(Unit!I$617/100)/DB!N$4)*(Unit!V675/100)*1000","v":0},{"$f":"(DmYear!$O$6*(Unit!J$617/100)/DB!O$4)*(Unit!W675/100)*1000","v":0},{"$f":"(DmYear!$O$6*(Unit!K$617/100)/DB!P$4)*(Unit!X675/100)*1000","v":0},{"$f":"(DmYear!$O$6*(Unit!L$617/100)/DB!Q$4)*(Unit!Y675/100)*1000","v":0},{"$f":"(DmYear!$O$6*(Unit!M$617/100)/DB!R$4)*(Unit!Z675/100)*1000","v":0},{"$f":"(DmYear!$O$6*(Unit!N$617/100)/DB!S$4)*(Unit!AA675/100)*1000","v":0},"-",null,12,{"$f":"(DmYear!$O$6*(Unit!C$618/100)/DB!H$5)*(Unit!AD675/100)*1000","v":0},{"$f":"(DmYear!$O$6*(Unit!D$618/100)/DB!I$5)*(Unit!AE675/100)*1000","v":0},{"$f":"(DmYear!$O$6*(Unit!E$618/100)/DB!J$5)*(Unit!AF675/100)*1000","v":0},{"$f":"(DmYear!$O$6*(Unit!F$618/100)/DB!K$5)*(Unit!AG675/100)*1000","v":0},{"$f":"(DmYear!$O$6*(Unit!G$618/100)/DB!L$5)*(Unit!AH675/100)*1000","v":0},{"$f":"(DmYear!$O$6*(Unit!H$618/100)/DB!M$5)*(Unit!AI675/100)*1000","v":0},{"$f":"(DmYear!$O$6*(Unit!I$618/100)/DB!N$5)*(Unit!AJ675/100)*1000","v":0},{"$f":"(DmYear!$O$6*(Unit!J$618/100)/DB!O$5)*(Unit!AK675/100)*1000","v":0},{"$f":"(DmYear!$O$6*(Unit!K$618/100)/DB!P$5)*(Unit!AL675/100)*1000","v":0},{"$f":"(DmYear!$O$6*(Unit!L$618/100)/DB!Q$5)*(Unit!AM675/100)*1000","v":0},{"$f":"(DmYear!$O$6*(Unit!M$618/100)/DB!R$5)*(Unit!AN675/100)*1000","v":0},{"$f":"(DmYear!$O$6*(Unit!N$618/100)/DB!S$5)*(Unit!AO675/100)*1000","v":0},"-",null,null,12,0,0,0,0,0,0,0,0,0,0,0,0,null,null,12,0,0,0,0,0,0,0,0,0,0,0,0,null,null,12,0,0,0,0,0,0,0,0,0,0,0,0,null,null,null,null,12,{"$f":"(DmYear!$O$33*(Unit!C$616/100)/DB!H$3)*(Unit!B675/100)*1000","v":0},{"$f":"(DmYear!$O$33*(Unit!D$616/100)/DB!I$3)*(Unit!C675/100)*1000","v":0},{"$f":"(DmYear!$O$33*(Unit!E$616/100)/DB!J$3)*(Unit!D675/100)*1000","v":0},{"$f":"(DmYear!$O$33*(Unit!F$616/100)/DB!K$3)*(Unit!E675/100)*1000","v":0},{"$f":"(DmYear!$O$33*(Unit!G$616/100)/DB!L$3)*(Unit!F675/100)*1000","v":0},{"$f":"(DmYear!$O$33*(Unit!H$616/100)/DB!M$3)*(Unit!G675/100)*1000","v":0},{"$f":"(DmYear!$O$33*(Unit!I$616/100)/DB!N$3)*(Unit!H675/100)*1000","v":0},{"$f":"(DmYear!$O$33*(Unit!J$616/100)/DB!O$3)*(Unit!I675/100)*1000","v":0},{"$f":"(DmYear!$O$33*(Unit!K$616/100)/DB!P$3)*(Unit!J675/100)*1000","v":0},{"$f":"(DmYear!$O$33*(Unit!L$616/100)/DB!Q$3)*(Unit!K675/100)*1000","v":0},{"$f":"(DmYear!$O$33*(Unit!M$616/100)/DB!R$3)*(Unit!L675/100)*1000","v":0},{"$f":"(DmYear!$O$33*(Unit!N$616/100)/DB!S$3)*(Unit!M675/100)*1000","v":0},"-",null,12,{"$f":"(DmYear!$O$33*(Unit!C$617/100)/DB!H$4)*(Unit!P675/100)*1000","v":0},{"$f":"(DmYear!$O$33*(Unit!D$617/100)/DB!I$4)*(Unit!Q675/100)*1000","v":0},{"$f":"(DmYear!$O$33*(Unit!E$617/100)/DB!J$4)*(Unit!R675/100)*1000","v":0},{"$f":"(DmYear!$O$33*(Unit!F$617/100)/DB!K$4)*(Unit!S675/100)*1000","v":0},{"$f":"(DmYear!$O$33*(Unit!G$617/100)/DB!L$4)*(Unit!T675/100)*1000","v":0},{"$f":"(DmYear!$O$33*(Unit!H$617/100)/DB!M$4)*(Unit!U675/100)*1000","v":0},{"$f":"(DmYear!$O$33*(Unit!I$617/100)/DB!N$4)*(Unit!V675/100)*1000","v":0},{"$f":"(DmYear!$O$33*(Unit!J$617/100)/DB!O$4)*(Unit!W675/100)*1000","v":0},{"$f":"(DmYear!$O$33*(Unit!K$617/100)/DB!P$4)*(Unit!X675/100)*1000","v":0},{"$f":"(DmYear!$O$33*(Unit!L$617/100)/DB!Q$4)*(Unit!Y675/100)*1000","v":0},{"$f":"(DmYear!$O$33*(Unit!M$617/100)/DB!R$4)*(Unit!Z675/100)*1000","v":0},{"$f":"(DmYear!$O$33*(Unit!N$617/100)/DB!S$4)*(Unit!AA675/100)*1000","v":0},"-",null,12,{"$f":"(DmYear!$O$33*(Unit!C$618/100)/DB!H$5)*(Unit!AD675/100)*1000","v":0},{"$f":"(DmYear!$O$33*(Unit!D$618/100)/DB!I$5)*(Unit!AE675/100)*1000","v":0},{"$f":"(DmYear!$O$33*(Unit!E$618/100)/DB!J$5)*(Unit!AF675/100)*1000","v":0},{"$f":"(DmYear!$O$33*(Unit!F$618/100)/DB!K$5)*(Unit!AG675/100)*1000","v":0},{"$f":"(DmYear!$O$33*(Unit!G$618/100)/DB!L$5)*(Unit!AH675/100)*1000","v":0},{"$f":"(DmYear!$O$33*(Unit!H$618/100)/DB!M$5)*(Unit!AI675/100)*1000","v":0},{"$f":"(DmYear!$O$33*(Unit!I$618/100)/DB!N$5)*(Unit!AJ675/100)*1000","v":0},{"$f":"(DmYear!$O$33*(Unit!J$618/100)/DB!O$5)*(Unit!AK675/100)*1000","v":0},{"$f":"(DmYear!$O$33*(Unit!K$618/100)/DB!P$5)*(Unit!AL675/100)*1000","v":0},{"$f":"(DmYear!$O$33*(Unit!L$618/100)/DB!Q$5)*(Unit!AM675/100)*1000","v":0},{"$f":"(DmYear!$O$33*(Unit!M$618/100)/DB!R$5)*(Unit!AN675/100)*1000","v":0},{"$f":"(DmYear!$O$33*(Unit!N$618/100)/DB!S$5)*(Unit!AO675/100)*1000","v":0},"-",null,null,12,0,0,0,0,0,0,0,0,0,0,0,0,null,null,12,0,0,0,0,0,0,0,0,0,0,0,0,null,null,12,0,0,0,0,0,0,0,0,0,0,0,0]
[null,15,{"$f":"(DmYear!$O$6*(Unit!C$616/100)/DB!H$3)*(Unit!B678/100)*1000","v":0},{"$f":"(DmYear!$O$6*(Unit!D$616/100)/DB!I$3)*(Unit!C678/100)*1000","v":0},{"$f":"(DmYear!$O$6*(Unit!E$616/100)/DB!J$3)*(Unit!D678/100)*1000","v":0},{"$f":"(DmYear!$O$6*(Unit!F$616/100)/DB!K$3)*(Unit!E678/100)*1000","v":0},{"$f":"(DmYear!$O$6*(Unit!G$616/100)/DB!L$3)*(Unit!F678/100)*1000","v":0},{"$f":"(DmYear!$O$6*(Unit!H$616/100)/DB!M$3)*(Unit!G678/100)*1000","v":0},{"$f":"(DmYear!$O$6*(Unit!I$616/100)/DB!N$3)*(Unit!H678/100)*1000","v":0},{"$f":"(DmYear!$O$6*(Unit!J$616/100)/DB!O$3)*(Unit!I678/100)*1000","v":0},{"$f":"(DmYear!$O$6*(Unit!K$616/100)/DB!P$3)*(Unit!J678/100)*1000","v":0},{"$f":"(DmYear!$O$6*(Unit!L$616/100)/DB!Q$3)*(Unit!K678/100)*1000","v":0},{"$f":"(DmYear!$O$6*(Unit!M$616/100)/DB!R$3)*(Unit!L678/100)*1000","v":0},{"$f":"(DmYear!$O$6*(Unit!N$616/100)/DB!S$3)*(Unit!M678/100)*1000","v":0},"-",null,15,{"$f":"(DmYear!$O$6*(Unit!C$617/100)/DB!H$4)*(Unit!P678/100)*1000","v":0},{"$f":"(DmYear!$O$6*(Unit!D$617/100)/DB!I$4)*(Unit!Q678/100)*1000","v":0},{"$f":"(DmYear!$O$6*(Unit!E$617/100)/DB!J$4)*(Unit!R678/100)*1000","v":0},{"$f":"(DmYear!$O$6*(Unit!F$617/100)/DB!K$4)*(Unit!S678/100)*1000","v":0},{"$f":"(DmYear!$O$6*(Unit!G$617/100)/DB!L$4)*(Unit!T678/100)*1000","v":0},{"$f":"(DmYear!$O$6*(Unit!H$617/100)/DB!M$4)*(Unit!U678/100)*1000","v":0},{"$f":"(DmYear!$O$6*(Unit!I$617/100)/DB!N$4)*(Unit!V678/100)*1000","v":0},{"$f":"(DmYear!$O$6*(Unit!J$617/100)/DB!O$4)*(Unit!W678/100)*1000","v":0},{"$f":"(DmYear!$O$6*(Unit!K$617/100)/DB!P$4)*(Unit!X678/100)*1000","v":0},{"$f":"(DmYear!$O$6*(Unit!L$617/100)/DB!Q$4)*(Unit!Y678/100)*1000","v":0},{"$f":"(DmYear!$O$6*(Unit!M$617/100)/DB!R$4)*(Unit!Z678/100)*1000","v":0},{"$f":"(DmYear!$O$6*(Unit!N$617/100)/DB!S$4)*(Unit!AA678/100)*1000","v":0},"-",null,15,{"$f":"(DmYear!$O$6*(Unit!C$618/100)/DB!H$5)*(Unit!AD678/100)*1000","v":0},{"$f":"(DmYear!$O$6*(Unit!D$618/100)/DB!I$5)*(Unit!AE678/100)*1000","v":0},{"$f":"(DmYear!$O$6*(Unit!E$618/100)/DB!J$5)*(Unit!AF678/100)*1000","v":0},{"$f":"(DmYear!$O$6*(Unit!F$618/100)/DB!K$5)*(Unit!AG678/100)*1000","v":0},{"$f":"(DmYear!$O$6*(Unit!G$618/100)/DB!L$5)*(Unit!AH678/100)*1000","v":0},{"$f":"(DmYear!$O$6*(Unit!H$618/100)/DB!M$5)*(Unit!AI678/100)*1000","v":0},{"$f":"(DmYear!$O$6*(Unit!I$618/100)/DB!N$5)*(Unit!AJ678/100)*1000","v":0},{"$f":"(DmYear!$O$6*(Unit!J$618/100)/DB!O$5)*(Unit!AK678/100)*1000","v":0},{"$f":"(DmYear!$O$6*(Unit!K$618/100)/DB!P$5)*(Unit!AL678/100)*1000","v":0},{"$f":"(DmYear!$O$6*(Unit!L$618/100)/DB!Q$5)*(Unit!AM678/100)*1000","v":0},{"$f":"(DmYear!$O$6*(Unit!M$618/100)/DB!R$5)*(Unit!AN678/100)*1000","v":0},{"$f":"(DmYear!$O$6*(Unit!N$618/100)/DB!S$5)*(Unit!AO678/100)*1000","v":0},"-",null,null,15,0,0,0,0,0,0,0,0,0,0,0,0,null,null,15,0,0,0,0,0,0,0,0,0,0,0,0,null,null,15,0,0,0,0,0,0,0,0,0,0,0,0,null,null,null,null,15,{"$f":"(DmYear!$O$33*(Unit!C$616/100)/DB!H$3)*(Unit!B678/100)*1000","v":0},{"$f":"(DmYear!$O$33*(Unit!D$616/100)/DB!I$3)*(Unit!C678/100)*1000","v":0},{"$f":"(DmYear!$O$33*(Unit!E$616/100)/DB!J$3)*(Unit!D678/100)*1000","v":0},{"$f":"(DmYear!$O$33*(Unit!F$616/100)/DB!K$3)*(Unit!E678/100)*1000","v":0},{"$f":"(DmYear!$O$33*(Unit!G$616/100)/DB!L$3)*(Unit!F678/100)*1000","v":0},{"$f":"(DmYear!$O$33*(Unit!H$616/100)/DB!M$3)*(Unit!G678/100)*1000","v":0},{"$f":"(DmYear!$O$33*(Unit!I$616/100)/DB!N$3)*(Unit!H678/100)*1000","v":0},{"$f":"(DmYear!$O$33*(Unit!J$616/100)/DB!O$3)*(Unit!I678/100)*1000","v":0},{"$f":"(DmYear!$O$33*(Unit!K$616/100)/DB!P$3)*(Unit!J678/100)*1000","v":0},{"$f":"(DmYear!$O$33*(Unit!L$616/100)/DB!Q$3)*(Unit!K678/100)*1000","v":0},{"$f":"(DmYear!$O$33*(Unit!M$616/100)/DB!R$3)*(Unit!L678/100)*1000","v":0},{"$f":"(DmYear!$O$33*(Unit!N$616/100)/DB!S$3)*(Unit!M678/100)*1000","v":0},"-",null,15,{"$f":"(DmYear!$O$33*(Unit!C$617/100)/DB!H$4)*(Unit!P678/100)*1000","v":0},{"$f":"(DmYear!$O$33*(Unit!D$617/100)/DB!I$4)*(Unit!Q678/100)*1000","v":0},{"$f":"(DmYear!$O$33*(Unit!E$617/100)/DB!J$4)*(Unit!R678/100)*1000","v":0},{"$f":"(DmYear!$O$33*(Unit!F$617/100)/DB!K$4)*(Unit!S678/100)*1000","v":0},{"$f":"(DmYear!$O$33*(Unit!G$617/100)/DB!L$4)*(Unit!T678/100)*1000","v":0},{"$f":"(DmYear!$O$33*(Unit!H$617/100)/DB!M$4)*(Unit!U678/100)*1000","v":0},{"$f":"(DmYear!$O$33*(Unit!I$617/100)/DB!N$4)*(Unit!V678/100)*1000","v":0},{"$f":"(DmYear!$O$33*(Unit!J$617/100)/DB!O$4)*(Unit!W678/100)*1000","v":0},{"$f":"(DmYear!$O$33*(Unit!K$617/100)/DB!P$4)*(Unit!X678/100)*1000","v":0},{"$f":"(DmYear!$O$33*(Unit!L$617/100)/DB!Q$4)*(Unit!Y678/100)*1000","v":0},{"$f":"(DmYear!$O$33*(Unit!M$617/100)/DB!R$4)*(Unit!Z678/100)*1000","v":0},{"$f":"(DmYear!$O$33*(Unit!N$617/100)/DB!S$4)*(Unit!AA678/100)*1000","v":0},"-",null,15,{"$f":"(DmYear!$O$33*(Unit!C$618/100)/DB!H$5)*(Unit!AD678/100)*1000","v":0},{"$f":"(DmYear!$O$33*(Unit!D$618/100)/DB!I$5)*(Unit!AE678/100)*1000","v":0},{"$f":"(DmYear!$O$33*(Unit!E$618/100)/DB!J$5)*(Unit!AF678/100)*1000","v":0},{"$f":"(DmYear!$O$33*(Unit!F$618/100)/DB!K$5)*(Unit!AG678/100)*1000","v":0},{"$f":"(DmYear!$O$33*(Unit!G$618/100)/DB!L$5)*(Unit!AH678/100)*1000","v":0},{"$f":"(DmYear!$O$33*(Unit!H$618/100)/DB!M$5)*(Unit!AI678/100)*1000","v":0},{"$f":"(DmYear!$O$33*(Unit!I$618/100)/DB!N$5)*(Unit!AJ678/100)*1000","v":0},{"$f":"(DmYear!$O$33*(Unit!J$618/100)/DB!O$5)*(Unit!AK678/100)*1000","v":0},{"$f":"(DmYear!$O$33*(Unit!K$618/100)/DB!P$5)*(Unit!AL678/100)*1000","v":0},{"$f":"(DmYear!$O$33*(Unit!L$618/100)/DB!Q$5)*(Unit!AM678/100)*1000","v":0},{"$f":"(DmYear!$O$33*(Unit!M$618/100)/DB!R$5)*(Unit!AN678/100)*1000","v":0},{"$f":"(DmYear!$O$33*(Unit!N$618/100)/DB!S$5)*(Unit!AO678/100)*1000","v":0},"-",null,null,15,0,0,0,0,0,0,0,0,0,0,0,0,null,null,15,0,0,0,0,0,0,0,0,0,0,0,0,null,null,15,0,0,0,0,0,0,0,0,0,0,0,0]
[null,17,{"$f":"(DmYear!$O$6*(Unit!C$616/100)/DB!H$3)*(Unit!B680/100)*1000","v":0},{"$f":"(DmYear!$O$6*(Unit!D$616/100)/DB!I$3)*(Unit!C680/100)*1000","v":0},{"$f":"(DmYear!$O$6*(Unit!E$616/100)/DB!J$3)*(Unit!D680/100)*1000","v":0},{"$f":"(DmYear!$O$6*(Unit!F$616/100)/DB!K$3)*(Unit!E680/100)*1000","v":0},{"$f":"(DmYear!$O$6*(Unit!G$616/100)/DB!L$3)*(Unit!F680/100)*1000","v":0},{"$f":"(DmYear!$O$6*(Unit!H$616/100)/DB!M$3)*(Unit!G680/100)*1000","v":0},{"$f":"(DmYear!$O$6*(Unit!I$616/100)/DB!N$3)*(Unit!H680/100)*1000","v":0},{"$f":"(DmYear!$O$6*(Unit!J$616/100)/DB!O$3)*(Unit!I680/100)*1000","v":0},{"$f":"(DmYear!$O$6*(Unit!K$616/100)/DB!P$3)*(Unit!J680/100)*1000","v":0},{"$f":"(DmYear!$O$6*(Unit!L$616/100)/DB!Q$3)*(Unit!K680/100)*1000","v":0},{"$f":"(DmYear!$O$6*(Unit!M$616/100)/DB!R$3)*(Unit!L680/100)*1000","v":0},{"$f":"(DmYear!$O$6*(Unit!N$616/100)/DB!S$3)*(Unit!M680/100)*1000","v":0},"-",null,17,{"$f":"(DmYear!$O$6*(Unit!C$617/100)/DB!H$4)*(Unit!P680/100)*1000","v":0},{"$f":"(DmYear!$O$6*(Unit!D$617/100)/DB!I$4)*(Unit!Q680/100)*1000","v":0},{"$f":"(DmYear!$O$6*(Unit!E$617/100)/DB!J$4)*(Unit!R680/100)*1000","v":0},{"$f":"(DmYear!$O$6*(Unit!F$617/100)/DB!K$4)*(Unit!S680/100)*1000","v":0},{"$f":"(DmYear!$O$6*(Unit!G$617/100)/DB!L$4)*(Unit!T680/100)*1000","v":0},{"$f":"(DmYear!$O$6*(Unit!H$617/100)/DB!M$4)*(Unit!U680/100)*1000","v":0},{"$f":"(DmYear!$O$6*(Unit!I$617/100)/DB!N$4)*(Unit!V680/100)*1000","v":0},{"$f":"(DmYear!$O$6*(Unit!J$617/100)/DB!O$4)*(Unit!W680/100)*1000","v":0},{"$f":"(DmYear!$O$6*(Unit!K$617/100)/DB!P$4)*(Unit!X680/100)*1000","v":0},{"$f":"(DmYear!$O$6*(Unit!L$617/100)/DB!Q$4)*(Unit!Y680/100)*1000","v":0},{"$f":"(DmYear!$O$6*(Unit!M$617/100)/DB!R$4)*(Unit!Z680/100)*1000","v":0},{"$f":"(DmYear!$O$6*(Unit!N$617/100)/DB!S$4)*(Unit!AA680/100)*1000","v":0},"-",null,17,{"$f":"(DmYear!$O$6*(Unit!C$618/100)/DB!H$5)*(Unit!AD680/100)*1000","v":0},{"$f":"(DmYear!$O$6*(Unit!D$618/100)/DB!I$5)*(Unit!AE680/100)*1000","v":0},{"$f":"(DmYear!$O$6*(Unit!E$618/100)/DB!J$5)*(Unit!AF680/100)*1000","v":0},{"$f":"(DmYear!$O$6*(Unit!F$618/100)/DB!K$5)*(Unit!AG680/100)*1000","v":0},{"$f":"(DmYear!$O$6*(Unit!G$618/100)/DB!L$5)*(Unit!AH680/100)*1000","v":0},{"$f":"(DmYear!$O$6*(Unit!H$618/100)/DB!M$5)*(Unit!AI680/100)*1000","v":0},{"$f":"(DmYear!$O$6*(Unit!I$618/100)/DB!N$5)*(Unit!AJ680/100)*1000","v":0},{"$f":"(DmYear!$O$6*(Unit!J$618/100)/DB!O$5)*(Unit!AK680/100)*1000","v":0},{"$f":"(DmYear!$O$6*(Unit!K$618/100)/DB!P$5)*(Unit!AL680/100)*1000","v":0},{"$f":"(DmYear!$O$6*(Unit!L$618/100)/DB!Q$5)*(Unit!AM680/100)*1000","v":0},{"$f":"(DmYear!$O$6*(Unit!M$618/100)/DB!R$5)*(Unit!AN680/100)*1000","v":0},{"$f":"(DmYear!$O$6*(Unit!N$618/100)/DB!S$5)*(Unit!AO680/100)*1000","v":0},"-",null,null,17,0,0,0,0,0,0,0,0,0,0,0,0,null,null,17,0,0,0,0,0,0,0,0,0,0,0,0,null,null,17,0,0,0,0,0,0,0,0,0,0,0,0,null,null,null,null,17,{"$f":"(DmYear!$O$33*(Unit!C$616/100)/DB!H$3)*(Unit!B680/100)*1000","v":0},{"$f":"(DmYear!$O$33*(Unit!D$616/100)/DB!I$3)*(Unit!C680/100)*1000","v":0},{"$f":"(DmYear!$O$33*(Unit!E$616/100)/DB!J$3)*(Unit!D680/100)*1000","v":0},{"$f":"(DmYear!$O$33*(Unit!F$616/100)/DB!K$3)*(Unit!E680/100)*1000","v":0},{"$f":"(DmYear!$O$33*(Unit!G$616/100)/DB!L$3)*(Unit!F680/100)*1000","v":0},{"$f":"(DmYear!$O$33*(Unit!H$616/100)/DB!M$3)*(Unit!G680/100)*1000","v":0},{"$f":"(DmYear!$O$33*(Unit!I$616/100)/DB!N$3)*(Unit!H680/100)*1000","v":0},{"$f":"(DmYear!$O$33*(Unit!J$616/100)/DB!O$3)*(Unit!I680/100)*1000","v":0},{"$f":"(DmYear!$O$33*(Unit!K$616/100)/DB!P$3)*(Unit!J680/100)*1000","v":0},{"$f":"(DmYear!$O$33*(Unit!L$616/100)/DB!Q$3)*(Unit!K680/100)*1000","v":0},{"$f":"(DmYear!$O$33*(Unit!M$616/100)/DB!R$3)*(Unit!L680/100)*1000","v":0},{"$f":"(DmYear!$O$33*(Unit!N$616/100)/DB!S$3)*(Unit!M680/100)*1000","v":0},"-",null,17,{"$f":"(DmYear!$O$33*(Unit!C$617/100)/DB!H$4)*(Unit!P680/100)*1000","v":0},{"$f":"(DmYear!$O$33*(Unit!D$617/100)/DB!I$4)*(Unit!Q680/100)*1000","v":0},{"$f":"(DmYear!$O$33*(Unit!E$617/100)/DB!J$4)*(Unit!R680/100)*1000","v":0},{"$f":"(DmYear!$O$33*(Unit!F$617/100)/DB!K$4)*(Unit!S680/100)*1000","v":0},{"$f":"(DmYear!$O$33*(Unit!G$617/100)/DB!L$4)*(Unit!T680/100)*1000","v":0},{"$f":"(DmYear!$O$33*(Unit!H$617/100)/DB!M$4)*(Unit!U680/100)*1000","v":0},{"$f":"(DmYear!$O$33*(Unit!I$617/100)/DB!N$4)*(Unit!V680/100)*1000","v":0},{"$f":"(DmYear!$O$33*(Unit!J$617/100)/DB!O$4)*(Unit!W680/100)*1000","v":0},{"$f":"(DmYear!$O$33*(Unit!K$617/100)/DB!P$4)*(Unit!X680/100)*1000","v":0},{"$f":"(DmYear!$O$33*(Unit!L$617/100)/DB!Q$4)*(Unit!Y680/100)*1000","v":0},{"$f":"(DmYear!$O$33*(Unit!M$617/100)/DB!R$4)*(Unit!Z680/100)*1000","v":0},{"$f":"(DmYear!$O$33*(Unit!N$617/100)/DB!S$4)*(Unit!AA680/100)*1000","v":0},"-",null,17,{"$f":"(DmYear!$O$33*(Unit!C$618/100)/DB!H$5)*(Unit!AD680/100)*1000","v":0},{"$f":"(DmYear!$O$33*(Unit!D$618/100)/DB!I$5)*(Unit!AE680/100)*1000","v":0},{"$f":"(DmYear!$O$33*(Unit!E$618/100)/DB!J$5)*(Unit!AF680/100)*1000","v":0},{"$f":"(DmYear!$O$33*(Unit!F$618/100)/DB!K$5)*(Unit!AG680/100)*1000","v":0},{"$f":"(DmYear!$O$33*(Unit!G$618/100)/DB!L$5)*(Unit!AH680/100)*1000","v":0},{"$f":"(DmYear!$O$33*(Unit!H$618/100)/DB!M$5)*(Unit!AI680/100)*1000","v":0},{"$f":"(DmYear!$O$33*(Unit!I$618/100)/DB!N$5)*(Unit!AJ680/100)*1000","v":0},{"$f":"(DmYear!$O$33*(Unit!J$618/100)/DB!O$5)*(Unit!AK680/100)*1000","v":0},{"$f":"(DmYear!$O$33*(Unit!K$618/100)/DB!P$5)*(Unit!AL680/100)*1000","v":0},{"$f":"(DmYear!$O$33*(Unit!L$618/100)/DB!Q$5)*(Unit!AM680/100)*1000","v":0},{"$f":"(DmYear!$O$33*(Unit!M$618/100)/DB!R$5)*(Unit!AN680/100)*1000","v":0},{"$f":"(DmYear!$O$33*(Unit!N$618/100)/DB!S$5)*(Unit!AO680/100)*1000","v":0},"-",null,null,17,0,0,0,0,0,0,0,0,0,0,0,0,null,null,17,0,0,0,0,0,0,0,0,0,0,0,0,null,null,17,0,0,0,0,0,0,0,0,0,0,0,0]
[null,20,{"$f":"(DmYear!$O$6*(Unit!C$616/100)/DB!H$3)*(Unit!B683/100)*1000","v":0},{"$f":"(DmYear!$O$6*(Unit!D$616/100)/DB!I$3)*(Unit!C683/100)*1000","v":0},{"$f":"(DmYear!$O$6*(Unit!E$616/100)/DB!J$3)*(Unit!D683/100)*1000","v":0},{"$f":"(DmYear!$O$6*(Unit!F$616/100)/DB!K$3)*(Unit!E683/100)*1000","v":0},{"$f":"(DmYear!$O$6*(Unit!G$616/100)/DB!L$3)*(Unit!F683/100)*1000","v":0},{"$f":"(DmYear!$O$6*(Unit!H$616/100)/DB!M$3)*(Unit!G683/100)*1000","v":0},{"$f":"(DmYear!$O$6*(Unit!I$616/100)/DB!N$3)*(Unit!H683/100)*1000","v":0},{"$f":"(DmYear!$O$6*(Unit!J$616/100)/DB!O$3)*(Unit!I683/100)*1000","v":0},{"$f":"(DmYear!$O$6*(Unit!K$616/100)/DB!P$3)*(Unit!J683/100)*1000","v":0},{"$f":"(DmYear!$O$6*(Unit!L$616/100)/DB!Q$3)*(Unit!K683/100)*1000","v":0},{"$f":"(DmYear!$O$6*(Unit!M$616/100)/DB!R$3)*(Unit!L683/100)*1000","v":0},{"$f":"(DmYear!$O$6*(Unit!N$616/100)/DB!S$3)*(Unit!M683/100)*1000","v":0},"-",null,20,{"$f":"(DmYear!$O$6*(Unit!C$617/100)/DB!H$4)*(Unit!P683/100)*1000","v":0},{"$f":"(DmYear!$O$6*(Unit!D$617/100)/DB!I$4)*(Unit!Q683/100)*1000","v":0},{"$f":"(DmYear!$O$6*(Unit!E$617/100)/DB!J$4)*(Unit!R683/100)*1000","v":0},{"$f":"(DmYear!$O$6*(Unit!F$617/100)/DB!K$4)*(Unit!S683/100)*1000","v":0},{"$f":"(DmYear!$O$6*(Unit!G$617/100)/DB!L$4)*(Unit!T683/100)*1000","v":0},{"$f":"(DmYear!$O$6*(Unit!H$617/100)/DB!M$4)*(Unit!U683/100)*1000","v":0},{"$f":"(DmYear!$O$6*(Unit!I$617/100)/DB!N$4)*(Unit!V683/100)*1000","v":0},{"$f":"(DmYear!$O$6*(Unit!J$617/100)/DB!O$4)*(Unit!W683/100)*1000","v":0},{"$f":"(DmYear!$O$6*(Unit!K$617/100)/DB!P$4)*(Unit!X683/100)*1000","v":0},{"$f":"(DmYear!$O$6*(Unit!L$617/100)/DB!Q$4)*(Unit!Y683/100)*1000","v":0},{"$f":"(DmYear!$O$6*(Unit!M$617/100)/DB!R$4)*(Unit!Z683/100)*1000","v":0},{"$f":"(DmYear!$O$6*(Unit!N$617/100)/DB!S$4)*(Unit!AA683/100)*1000","v":0},"-",null,20,{"$f":"(DmYear!$O$6*(Unit!C$618/100)/DB!H$5)*(Unit!AD683/100)*1000","v":0},{"$f":"(DmYear!$O$6*(Unit!D$618/100)/DB!I$5)*(Unit!AE683/100)*1000","v":0},{"$f":"(DmYear!$O$6*(Unit!E$618/100)/DB!J$5)*(Unit!AF683/100)*1000","v":0},{"$f":"(DmYear!$O$6*(Unit!F$618/100)/DB!K$5)*(Unit!AG683/100)*1000","v":0},{"$f":"(DmYear!$O$6*(Unit!G$618/100)/DB!L$5)*(Unit!AH683/100)*1000","v":0},{"$f":"(DmYear!$O$6*(Unit!H$618/100)/DB!M$5)*(Unit!AI683/100)*1000","v":0},{"$f":"(DmYear!$O$6*(Unit!I$618/100)/DB!N$5)*(Unit!AJ683/100)*1000","v":0},{"$f":"(DmYear!$O$6*(Unit!J$618/100)/DB!O$5)*(Unit!AK683/100)*1000","v":0},{"$f":"(DmYear!$O$6*(Unit!K$618/100)/DB!P$5)*(Unit!AL683/100)*1000","v":0},{"$f":"(DmYear!$O$6*(Unit!L$618/100)/DB!Q$5)*(Unit!AM683/100)*1000","v":0},{"$f":"(DmYear!$O$6*(Unit!M$618/100)/DB!R$5)*(Unit!AN683/100)*1000","v":0},{"$f":"(DmYear!$O$6*(Unit!N$618/100)/DB!S$5)*(Unit!AO683/100)*1000","v":0},"-",null,null,20,0,0,0,0,0,0,0,0,0,0,0,0,null,null,20,0,0,0,0,0,0,0,0,0,0,0,0,null,null,20,0,0,0,0,0,0,0,0,0,0,0,0,null,null,null,null,20,{"$f":"(DmYear!$O$33*(Unit!C$616/100)/DB!H$3)*(Unit!B683/100)*1000","v":0},{"$f":"(DmYear!$O$33*(Unit!D$616/100)/DB!I$3)*(Unit!C683/100)*1000","v":0},{"$f":"(DmYear!$O$33*(Unit!E$616/100)/DB!J$3)*(Unit!D683/100)*1000","v":0},{"$f":"(DmYear!$O$33*(Unit!F$616/100)/DB!K$3)*(Unit!E683/100)*1000","v":0},{"$f":"(DmYear!$O$33*(Unit!G$616/100)/DB!L$3)*(Unit!F683/100)*1000","v":0},{"$f":"(DmYear!$O$33*(Unit!H$616/100)/DB!M$3)*(Unit!G683/100)*1000","v":0},{"$f":"(DmYear!$O$33*(Unit!I$616/100)/DB!N$3)*(Unit!H683/100)*1000","v":0},{"$f":"(DmYear!$O$33*(Unit!J$616/100)/DB!O$3)*(Unit!I683/100)*1000","v":0},{"$f":"(DmYear!$O$33*(Unit!K$616/100)/DB!P$3)*(Unit!J683/100)*1000","v":0},{"$f":"(DmYear!$O$33*(Unit!L$616/100)/DB!Q$3)*(Unit!K683/100)*1000","v":0},{"$f":"(DmYear!$O$33*(Unit!M$616/100)/DB!R$3)*(Unit!L683/100)*1000","v":0},{"$f":"(DmYear!$O$33*(Unit!N$616/100)/DB!S$3)*(Unit!M683/100)*1000","v":0},"-",null,20,{"$f":"(DmYear!$O$33*(Unit!C$617/100)/DB!H$4)*(Unit!P683/100)*1000","v":0},{"$f":"(DmYear!$O$33*(Unit!D$617/100)/DB!I$4)*(Unit!Q683/100)*1000","v":0},{"$f":"(DmYear!$O$33*(Unit!E$617/100)/DB!J$4)*(Unit!R683/100)*1000","v":0},{"$f":"(DmYear!$O$33*(Unit!F$617/100)/DB!K$4)*(Unit!S683/100)*1000","v":0},{"$f":"(DmYear!$O$33*(Unit!G$617/100)/DB!L$4)*(Unit!T683/100)*1000","v":0},{"$f":"(DmYear!$O$33*(Unit!H$617/100)/DB!M$4)*(Unit!U683/100)*1000","v":0},{"$f":"(DmYear!$O$33*(Unit!I$617/100)/DB!N$4)*(Unit!V683/100)*1000","v":0},{"$f":"(DmYear!$O$33*(Unit!J$617/100)/DB!O$4)*(Unit!W683/100)*1000","v":0},{"$f":"(DmYear!$O$33*(Unit!K$617/100)/DB!P$4)*(Unit!X683/100)*1000","v":0},{"$f":"(DmYear!$O$33*(Unit!L$617/100)/DB!Q$4)*(Unit!Y683/100)*1000","v":0},{"$f":"(DmYear!$O$33*(Unit!M$617/100)/DB!R$4)*(Unit!Z683/100)*1000","v":0},{"$f":"(DmYear!$O$33*(Unit!N$617/100)/DB!S$4)*(Unit!AA683/100)*1000","v":0},"-",null,20,{"$f":"(DmYear!$O$33*(Unit!C$618/100)/DB!H$5)*(Unit!AD683/100)*1000","v":0},{"$f":"(DmYear!$O$33*(Unit!D$618/100)/DB!I$5)*(Unit!AE683/100)*1000","v":0},{"$f":"(DmYear!$O$33*(Unit!E$618/100)/DB!J$5)*(Unit!AF683/100)*1000","v":0},{"$f":"(DmYear!$O$33*(Unit!F$618/100)/DB!K$5)*(Unit!AG683/100)*1000","v":0},{"$f":"(DmYear!$O$33*(Unit!G$618/100)/DB!L$5)*(Unit!AH683/100)*1000","v":0},{"$f":"(DmYear!$O$33*(Unit!H$618/100)/DB!M$5)*(Unit!AI683/100)*1000","v":0},{"$f":"(DmYear!$O$33*(Unit!I$618/100)/DB!N$5)*(Unit!AJ683/100)*1000","v":0},{"$f":"(DmYear!$O$33*(Unit!J$618/100)/DB!O$5)*(Unit!AK683/100)*1000","v":0},{"$f":"(DmYear!$O$33*(Unit!K$618/100)/DB!P$5)*(Unit!AL683/100)*1000","v":0},{"$f":"(DmYear!$O$33*(Unit!L$618/100)/DB!Q$5)*(Unit!AM683/100)*1000","v":0},{"$f":"(DmYear!$O$33*(Unit!M$618/100)/DB!R$5)*(Unit!AN683/100)*1000","v":0},{"$f":"(DmYear!$O$33*(Unit!N$618/100)/DB!S$5)*(Unit!AO683/100)*1000","v":0},"-",null,null,20,0,0,0,0,0,0,0,0,0,0,0,0,null,null,20,0,0,0,0,0,0,0,0,0,0,0,0,null,null,20,0,0,0,0,0,0,0,0,0,0,0,0]
[null,21,{"$f":"(DmYear!$O$6*(Unit!C$616/100)/DB!H$3)*(Unit!B684/100)*1000","v":0},{"$f":"(DmYear!$O$6*(Unit!D$616/100)/DB!I$3)*(Unit!C684/100)*1000","v":0},{"$f":"(DmYear!$O$6*(Unit!E$616/100)/DB!J$3)*(Unit!D684/100)*1000","v":0},{"$f":"(DmYear!$O$6*(Unit!F$616/100)/DB!K$3)*(Unit!E684/100)*1000","v":0},{"$f":"(DmYear!$O$6*(Unit!G$616/100)/DB!L$3)*(Unit!F684/100)*1000","v":0},{"$f":"(DmYear!$O$6*(Unit!H$616/100)/DB!M$3)*(Unit!G684/100)*1000","v":0},{"$f":"(DmYear!$O$6*(Unit!I$616/100)/DB!N$3)*(Unit!H684/100)*1000","v":0},{"$f":"(DmYear!$O$6*(Unit!J$616/100)/DB!O$3)*(Unit!I684/100)*1000","v":0},{"$f":"(DmYear!$O$6*(Unit!K$616/100)/DB!P$3)*(Unit!J684/100)*1000","v":0},{"$f":"(DmYear!$O$6*(Unit!L$616/100)/DB!Q$3)*(Unit!K684/100)*1000","v":0},{"$f":"(DmYear!$O$6*(Unit!M$616/100)/DB!R$3)*(Unit!L684/100)*1000","v":0},{"$f":"(DmYear!$O$6*(Unit!N$616/100)/DB!S$3)*(Unit!M684/100)*1000","v":0},"-",null,21,{"$f":"(DmYear!$O$6*(Unit!C$617/100)/DB!H$4)*(Unit!P684/100)*1000","v":0},{"$f":"(DmYear!$O$6*(Unit!D$617/100)/DB!I$4)*(Unit!Q684/100)*1000","v":0},{"$f":"(DmYear!$O$6*(Unit!E$617/100)/DB!J$4)*(Unit!R684/100)*1000","v":0},{"$f":"(DmYear!$O$6*(Unit!F$617/100)/DB!K$4)*(Unit!S684/100)*1000","v":0},{"$f":"(DmYear!$O$6*(Unit!G$617/100)/DB!L$4)*(Unit!T684/100)*1000","v":0},{"$f":"(DmYear!$O$6*(Unit!H$617/100)/DB!M$4)*(Unit!U684/100)*1000","v":0},{"$f":"(DmYear!$O$6*(Unit!I$617/100)/DB!N$4)*(Unit!V684/100)*1000","v":0},{"$f":"(DmYear!$O$6*(Unit!J$617/100)/DB!O$4)*(Unit!W684/100)*1000","v":0},{"$f":"(DmYear!$O$6*(Unit!K$617/100)/DB!P$4)*(Unit!X684/100)*1000","v":0},{"$f":"(DmYear!$O$6*(Unit!L$617/100)/DB!Q$4)*(Unit!Y684/100)*1000","v":0},{"$f":"(DmYear!$O$6*(Unit!M$617/100)/DB!R$4)*(Unit!Z684/100)*1000","v":0},{"$f":"(DmYear!$O$6*(Unit!N$617/100)/DB!S$4)*(Unit!AA684/100)*1000","v":0},"-",null,21,{"$f":"(DmYear!$O$6*(Unit!C$618/100)/DB!H$5)*(Unit!AD684/100)*1000","v":0},{"$f":"(DmYear!$O$6*(Unit!D$618/100)/DB!I$5)*(Unit!AE684/100)*1000","v":0},{"$f":"(DmYear!$O$6*(Unit!E$618/100)/DB!J$5)*(Unit!AF684/100)*1000","v":0},{"$f":"(DmYear!$O$6*(Unit!F$618/100)/DB!K$5)*(Unit!AG684/100)*1000","v":0},{"$f":"(DmYear!$O$6*(Unit!G$618/100)/DB!L$5)*(Unit!AH684/100)*1000","v":0},{"$f":"(DmYear!$O$6*(Unit!H$618/100)/DB!M$5)*(Unit!AI684/100)*1000","v":0},{"$f":"(DmYear!$O$6*(Unit!I$618/100)/DB!N$5)*(Unit!AJ684/100)*1000","v":0},{"$f":"(DmYear!$O$6*(Unit!J$618/100)/DB!O$5)*(Unit!AK684/100)*1000","v":0},{"$f":"(DmYear!$O$6*(Unit!K$618/100)/DB!P$5)*(Unit!AL684/100)*1000","v":0},{"$f":"(DmYear!$O$6*(Unit!L$618/100)/DB!Q$5)*(Unit!AM684/100)*1000","v":0},{"$f":"(DmYear!$O$6*(Unit!M$618/100)/DB!R$5)*(Unit!AN684/100)*1000","v":0},{"$f":"(DmYear!$O$6*(Unit!N$618/100)/DB!S$5)*(Unit!AO684/100)*1000","v":0},"-",null,null,21,0,0,0,0,0,0,0,0,0,0,0,0,null,null,21,0,0,0,0,0,0,0,0,0,0,0,0,null,null,21,0,0,0,0,0,0,0,0,0,0,0,0,null,null,null,null,21,{"$f":"(DmYear!$O$33*(Unit!C$616/100)/DB!H$3)*(Unit!B684/100)*1000","v":0},{"$f":"(DmYear!$O$33*(Unit!D$616/100)/DB!I$3)*(Unit!C684/100)*1000","v":0},{"$f":"(DmYear!$O$33*(Unit!E$616/100)/DB!J$3)*(Unit!D684/100)*1000","v":0},{"$f":"(DmYear!$O$33*(Unit!F$616/100)/DB!K$3)*(Unit!E684/100)*1000","v":0},{"$f":"(DmYear!$O$33*(Unit!G$616/100)/DB!L$3)*(Unit!F684/100)*1000","v":0},{"$f":"(DmYear!$O$33*(Unit!H$616/100)/DB!M$3)*(Unit!G684/100)*1000","v":0},{"$f":"(DmYear!$O$33*(Unit!I$616/100)/DB!N$3)*(Unit!H684/100)*1000","v":0},{"$f":"(DmYear!$O$33*(Unit!J$616/100)/DB!O$3)*(Unit!I684/100)*1000","v":0},{"$f":"(DmYear!$O$33*(Unit!K$616/100)/DB!P$3)*(Unit!J684/100)*1000","v":0},{"$f":"(DmYear!$O$33*(Unit!L$616/100)/DB!Q$3)*(Unit!K684/100)*1000","v":0},{"$f":"(DmYear!$O$33*(Unit!M$616/100)/DB!R$3)*(Unit!L684/100)*1000","v":0},{"$f":"(DmYear!$O$33*(Unit!N$616/100)/DB!S$3)*(Unit!M684/100)*1000","v":0},"-",null,21,{"$f":"(DmYear!$O$33*(Unit!C$617/100)/DB!H$4)*(Unit!P684/100)*1000","v":0},{"$f":"(DmYear!$O$33*(Unit!D$617/100)/DB!I$4)*(Unit!Q684/100)*1000","v":0},{"$f":"(DmYear!$O$33*(Unit!E$617/100)/DB!J$4)*(Unit!R684/100)*1000","v":0},{"$f":"(DmYear!$O$33*(Unit!F$617/100)/DB!K$4)*(Unit!S684/100)*1000","v":0},{"$f":"(DmYear!$O$33*(Unit!G$617/100)/DB!L$4)*(Unit!T684/100)*1000","v":0},{"$f":"(DmYear!$O$33*(Unit!H$617/100)/DB!M$4)*(Unit!U684/100)*1000","v":0},{"$f":"(DmYear!$O$33*(Unit!I$617/100)/DB!N$4)*(Unit!V684/100)*1000","v":0},{"$f":"(DmYear!$O$33*(Unit!J$617/100)/DB!O$4)*(Unit!W684/100)*1000","v":0},{"$f":"(DmYear!$O$33*(Unit!K$617/100)/DB!P$4)*(Unit!X684/100)*1000","v":0},{"$f":"(DmYear!$O$33*(Unit!L$617/100)/DB!Q$4)*(Unit!Y684/100)*1000","v":0},{"$f":"(DmYear!$O$33*(Unit!M$617/100)/DB!R$4)*(Unit!Z684/100)*1000","v":0},{"$f":"(DmYear!$O$33*(Unit!N$617/100)/DB!S$4)*(Unit!AA684/100)*1000","v":0},"-",null,21,{"$f":"(DmYear!$O$33*(Unit!C$618/100)/DB!H$5)*(Unit!AD684/100)*1000","v":0},{"$f":"(DmYear!$O$33*(Unit!D$618/100)/DB!I$5)*(Unit!AE684/100)*1000","v":0},{"$f":"(DmYear!$O$33*(Unit!E$618/100)/DB!J$5)*(Unit!AF684/100)*1000","v":0},{"$f":"(DmYear!$O$33*(Unit!F$618/100)/DB!K$5)*(Unit!AG684/100)*1000","v":0},{"$f":"(DmYear!$O$33*(Unit!G$618/100)/DB!L$5)*(Unit!AH684/100)*1000","v":0},{"$f":"(DmYear!$O$33*(Unit!H$618/100)/DB!M$5)*(Unit!AI684/100)*1000","v":0},{"$f":"(DmYear!$O$33*(Unit!I$618/100)/DB!N$5)*(Unit!AJ684/100)*1000","v":0},{"$f":"(DmYear!$O$33*(Unit!J$618/100)/DB!O$5)*(Unit!AK684/100)*1000","v":0},{"$f":"(DmYear!$O$33*(Unit!K$618/100)/DB!P$5)*(Unit!AL684/100)*1000","v":0},{"$f":"(DmYear!$O$33*(Unit!L$618/100)/DB!Q$5)*(Unit!AM684/100)*1000","v":0},{"$f":"(DmYear!$O$33*(Unit!M$618/100)/DB!R$5)*(Unit!AN684/100)*1000","v":0},{"$f":"(DmYear!$O$33*(Unit!N$618/100)/DB!S$5)*(Unit!AO684/100)*1000","v":0},"-",null,null,21,0,0,0,0,0,0,0,0,0,0,0,0,null,null,21,0,0,0,0,0,0,0,0,0,0,0,0,null,null,21,0,0,0,0,0,0,0,0,0,0,0,0]
[null,23,{"$f":"(DmYear!$O$6*(Unit!C$616/100)/DB!H$3)*(Unit!B686/100)*1000","v":0},{"$f":"(DmYear!$O$6*(Unit!D$616/100)/DB!I$3)*(Unit!C686/100)*1000","v":0},{"$f":"(DmYear!$O$6*(Unit!E$616/100)/DB!J$3)*(Unit!D686/100)*1000","v":0},{"$f":"(DmYear!$O$6*(Unit!F$616/100)/DB!K$3)*(Unit!E686/100)*1000","v":0},{"$f":"(DmYear!$O$6*(Unit!G$616/100)/DB!L$3)*(Unit!F686/100)*1000","v":0},{"$f":"(DmYear!$O$6*(Unit!H$616/100)/DB!M$3)*(Unit!G686/100)*1000","v":0},{"$f":"(DmYear!$O$6*(Unit!I$616/100)/DB!N$3)*(Unit!H686/100)*1000","v":0},{"$f":"(DmYear!$O$6*(Unit!J$616/100)/DB!O$3)*(Unit!I686/100)*1000","v":0},{"$f":"(DmYear!$O$6*(Unit!K$616/100)/DB!P$3)*(Unit!J686/100)*1000","v":0},{"$f":"(DmYear!$O$6*(Unit!L$616/100)/DB!Q$3)*(Unit!K686/100)*1000","v":0},{"$f":"(DmYear!$O$6*(Unit!M$616/100)/DB!R$3)*(Unit!L686/100)*1000","v":0},{"$f":"(DmYear!$O$6*(Unit!N$616/100)/DB!S$3)*(Unit!M686/100)*1000","v":0},"-",null,23,{"$f":"(DmYear!$O$6*(Unit!C$617/100)/DB!H$4)*(Unit!P686/100)*1000","v":0},{"$f":"(DmYear!$O$6*(Unit!D$617/100)/DB!I$4)*(Unit!Q686/100)*1000","v":0},{"$f":"(DmYear!$O$6*(Unit!E$617/100)/DB!J$4)*(Unit!R686/100)*1000","v":0},{"$f":"(DmYear!$O$6*(Unit!F$617/100)/DB!K$4)*(Unit!S686/100)*1000","v":0},{"$f":"(DmYear!$O$6*(Unit!G$617/100)/DB!L$4)*(Unit!T686/100)*1000","v":0},{"$f":"(DmYear!$O$6*(Unit!H$617/100)/DB!M$4)*(Unit!U686/100)*1000","v":0},{"$f":"(DmYear!$O$6*(Unit!I$617/100)/DB!N$4)*(Unit!V686/100)*1000","v":0},{"$f":"(DmYear!$O$6*(Unit!J$617/100)/DB!O$4)*(Unit!W686/100)*1000","v":0},{"$f":"(DmYear!$O$6*(Unit!K$617/100)/DB!P$4)*(Unit!X686/100)*1000","v":0},{"$f":"(DmYear!$O$6*(Unit!L$617/100)/DB!Q$4)*(Unit!Y686/100)*1000","v":0},{"$f":"(DmYear!$O$6*(Unit!M$617/100)/DB!R$4)*(Unit!Z686/100)*1000","v":0},{"$f":"(DmYear!$O$6*(Unit!N$617/100)/DB!S$4)*(Unit!AA686/100)*1000","v":0},"-",null,23,{"$f":"(DmYear!$O$6*(Unit!C$618/100)/DB!H$5)*(Unit!AD686/100)*1000","v":0},{"$f":"(DmYear!$O$6*(Unit!D$618/100)/DB!I$5)*(Unit!AE686/100)*1000","v":0},{"$f":"(DmYear!$O$6*(Unit!E$618/100)/DB!J$5)*(Unit!AF686/100)*1000","v":0},{"$f":"(DmYear!$O$6*(Unit!F$618/100)/DB!K$5)*(Unit!AG686/100)*1000","v":0},{"$f":"(DmYear!$O$6*(Unit!G$618/100)/DB!L$5)*(Unit!AH686/100)*1000","v":0},{"$f":"(DmYear!$O$6*(Unit!H$618/100)/DB!M$5)*(Unit!AI686/100)*1000","v":0},{"$f":"(DmYear!$O$6*(Unit!I$618/100)/DB!N$5)*(Unit!AJ686/100)*1000","v":0},{"$f":"(DmYear!$O$6*(Unit!J$618/100)/DB!O$5)*(Unit!AK686/100)*1000","v":0},{"$f":"(DmYear!$O$6*(Unit!K$618/100)/DB!P$5)*(Unit!AL686/100)*1000","v":0},{"$f":"(DmYear!$O$6*(Unit!L$618/100)/DB!Q$5)*(Unit!AM686/100)*1000","v":0},{"$f":"(DmYear!$O$6*(Unit!M$618/100)/DB!R$5)*(Unit!AN686/100)*1000","v":0},{"$f":"(DmYear!$O$6*(Unit!N$618/100)/DB!S$5)*(Unit!AO686/100)*1000","v":0},"-",null,null,23,0,0,0,0,0,0,0,0,0,0,0,0,null,null,23,0,0,0,0,0,0,0,0,0,0,0,0,null,null,23,0,0,0,0,0,0,0,0,0,0,0,0,null,null,null,null,23,{"$f":"(DmYear!$O$33*(Unit!C$616/100)/DB!H$3)*(Unit!B686/100)*1000","v":0},{"$f":"(DmYear!$O$33*(Unit!D$616/100)/DB!I$3)*(Unit!C686/100)*1000","v":0},{"$f":"(DmYear!$O$33*(Unit!E$616/100)/DB!J$3)*(Unit!D686/100)*1000","v":0},{"$f":"(DmYear!$O$33*(Unit!F$616/100)/DB!K$3)*(Unit!E686/100)*1000","v":0},{"$f":"(DmYear!$O$33*(Unit!G$616/100)/DB!L$3)*(Unit!F686/100)*1000","v":0},{"$f":"(DmYear!$O$33*(Unit!H$616/100)/DB!M$3)*(Unit!G686/100)*1000","v":0},{"$f":"(DmYear!$O$33*(Unit!I$616/100)/DB!N$3)*(Unit!H686/100)*1000","v":0},{"$f":"(DmYear!$O$33*(Unit!J$616/100)/DB!O$3)*(Unit!I686/100)*1000","v":0},{"$f":"(DmYear!$O$33*(Unit!K$616/100)/DB!P$3)*(Unit!J686/100)*1000","v":0},{"$f":"(DmYear!$O$33*(Unit!L$616/100)/DB!Q$3)*(Unit!K686/100)*1000","v":0},{"$f":"(DmYear!$O$33*(Unit!M$616/100)/DB!R$3)*(Unit!L686/100)*1000","v":0},{"$f":"(DmYear!$O$33*(Unit!N$616/100)/DB!S$3)*(Unit!M686/100)*1000","v":0},"-",null,23,{"$f":"(DmYear!$O$33*(Unit!C$617/100)/DB!H$4)*(Unit!P686/100)*1000","v":0},{"$f":"(DmYear!$O$33*(Unit!D$617/100)/DB!I$4)*(Unit!Q686/100)*1000","v":0},{"$f":"(DmYear!$O$33*(Unit!E$617/100)/DB!J$4)*(Unit!R686/100)*1000","v":0},{"$f":"(DmYear!$O$33*(Unit!F$617/100)/DB!K$4)*(Unit!S686/100)*1000","v":0},{"$f":"(DmYear!$O$33*(Unit!G$617/100)/DB!L$4)*(Unit!T686/100)*1000","v":0},{"$f":"(DmYear!$O$33*(Unit!H$617/100)/DB!M$4)*(Unit!U686/100)*1000","v":0},{"$f":"(DmYear!$O$33*(Unit!I$617/100)/DB!N$4)*(Unit!V686/100)*1000","v":0},{"$f":"(DmYear!$O$33*(Unit!J$617/100)/DB!O$4)*(Unit!W686/100)*1000","v":0},{"$f":"(DmYear!$O$33*(Unit!K$617/100)/DB!P$4)*(Unit!X686/100)*1000","v":0},{"$f":"(DmYear!$O$33*(Unit!L$617/100)/DB!Q$4)*(Unit!Y686/100)*1000","v":0},{"$f":"(DmYear!$O$33*(Unit!M$617/100)/DB!R$4)*(Unit!Z686/100)*1000","v":0},{"$f":"(DmYear!$O$33*(Unit!N$617/100)/DB!S$4)*(Unit!AA686/100)*1000","v":0},"-",null,23,{"$f":"(DmYear!$O$33*(Unit!C$618/100)/DB!H$5)*(Unit!AD686/100)*1000","v":0},{"$f":"(DmYear!$O$33*(Unit!D$618/100)/DB!I$5)*(Unit!AE686/100)*1000","v":0},{"$f":"(DmYear!$O$33*(Unit!E$618/100)/DB!J$5)*(Unit!AF686/100)*1000","v":0},{"$f":"(DmYear!$O$33*(Unit!F$618/100)/DB!K$5)*(Unit!AG686/100)*1000","v":0},{"$f":"(DmYear!$O$33*(Unit!G$618/100)/DB!L$5)*(Unit!AH686/100)*1000","v":0},{"$f":"(DmYear!$O$33*(Unit!H$618/100)/DB!M$5)*(Unit!AI686/100)*1000","v":0},{"$f":"(DmYear!$O$33*(Unit!I$618/100)/DB!N$5)*(Unit!AJ686/100)*1000","v":0},{"$f":"(DmYear!$O$33*(Unit!J$618/100)/DB!O$5)*(Unit!AK686/100)*1000","v":0},{"$f":"(DmYear!$O$33*(Unit!K$618/100)/DB!P$5)*(Unit!AL686/100)*1000","v":0},{"$f":"(DmYear!$O$33*(Unit!L$618/100)/DB!Q$5)*(Unit!AM686/100)*1000","v":0},{"$f":"(DmYear!$O$33*(Unit!M$618/100)/DB!R$5)*(Unit!AN686/100)*1000","v":0},{"$f":"(DmYear!$O$33*(Unit!N$618/100)/DB!S$5)*(Unit!AO686/100)*1000","v":0},"-",null,null,23,0,0,0,0,0,0,0,0,0,0,0,0,null,null,23,0,0,0,0,0,0,0,0,0,0,0,0,null,null,23,0,0,0,0,0,0,0,0,0,0,0,0]
[null,"GJ/月",{"$f":"C687*C688","v":0},{"$f":"D687*D688","v":0},0,0,0,0,0,0,0,0,0,0,{"$f":"SUM(C689:N689)","v":0},null,"GJ/月",{"$f":"R687*R688","v":0},{"$f":"S687*S688","v":0},0,0,0,0,0,0,0,0,0,0,{"$f":"SUM(R689:AC689)","v":0},null,"GJ/月",{"$f":"AG687*AG688","v":0},{"$f":"AH687*AH688","v":0},0,0,0,0,0,0,0,0,0,0,{"$f":"SUM(AG689:AR689)","v":0},null,null,null,null,null,null,null,null,null,null,null,null,null,null,null,null,null,null,null,null,null,null,null,null,null,null,null,null,null,null,null,null,null,null,null,null,null,null,null,null,null,null,null,null,null,null,null,null,null,"GJ/月",{"$f":"CR687*CR688","v":0},{"$f":"CS687*CS688","v":0},0,0,0,0,0,0,0,0,0,0,{"$f":"SUM(CR689:DC689)","v":0},null,"GJ/月",{"$f":"DG687*DG688","v":0},{"$f":"DH687*DH688","v":0},0,0,0,0,0,0,0,0,0,0,{"$f":"SUM(DG689:DR689)","v":0},null,"GJ/月",{"$f":"DV687*DV688","v":0},{"$f":"DW687*DW688","v":0},0,0,0,0,0,0,0,0,0,0,{"$f":"SUM(DV689:EG689)","v":0}]
[null,"暖房",{"$f":"SUM(C693:C716)-C717","v":0},{"$f":"SUM(D693:D716)-D717","v":0},0,0,0,0,0,0,0,0,0,0,"←検算用",null,"暖房",{"$f":"SUM(R693:R716)-R717","v":0},{"$f":"SUM(S693:S716)-S717","v":0},0,0,0,0,0,0,0,0,0,{"$f":"SUM(AC693:AC716)-AC717","v":0},"←検算用",null,"暖房",{"$f":"SUM(AG693:AG716)-AG717","v":0},{"$f":"SUM(AH693:AH716)-AH717","v":0},0,0,0,0,0,0,0,0,0,0,null,null,null,"暖房・平日・ピーク",null,null,null,null,null,null,null,null,null,null,null,null,null,null,"暖房・土曜・ピーク",null,null,null,null,null,null,null,null,null,null,null,null,null,null,"暖房・休日・ピーク",null,null,null,null,null,null,null,null,null,null,null,null,null,null,null,null,"暖房",{"$f":"SUM(CR693:CR716)-CR717","v":0},{"$f":"SUM(CS693:CS716)-CS717","v":0},0,0,0,0,0,0,0,0,0,0,"←検算用",null,"暖房",{"$f":"SUM(DG693:DG716)-DG717","v":0},{"$f":"SUM(DH693:DH716)-DH717","v":0},0,0,0,0,0,0,0,0,0,{"$f":"SUM(DR693:DR716)-DR717","v":0},"←検算用",null,"暖房",{"$f":"SUM(DV693:DV716)-DV717","v":0},{"$f":"SUM(DW693:DW716)-DW717","v":0},0,0,0,0,0,0,0,0,0,0,null,null,null,"暖房・平日・ピーク",null,null,null,null,null,null,null,null,null,null,null,null,null,null,"暖房・土曜・ピーク",null,null,null,null,null,null,null,null,null,null,null,null,null,null,"暖房・休日・ピーク"]
[null,1,{"$f":"(DmYear!$O$7*(Unit!C$620/100)/DB!H$3)*(Unit!B694/100)*1000","v":0},{"$f":"(DmYear!$O$7*(Unit!D$620/100)/DB!I$3)*(Unit!C694/100)*1000","v":0},{"$f":"(DmYear!$O$7*(Unit!E$620/100)/DB!J$3)*(Unit!D694/100)*1000","v":0},{"$f":"(DmYear!$O$7*(Unit!F$620/100)/DB!K$3)*(Unit!E694/100)*1000","v":0},{"$f":"(DmYear!$O$7*(Unit!G$620/100)/DB!L$3)*(Unit!F694/100)*1000","v":0},{"$f":"(DmYear!$O$7*(Unit!H$620/100)/DB!M$3)*(Unit!G694/100)*1000","v":0},{"$f":"(DmYear!$O$7*(Unit!I$620/100)/DB!N$3)*(Unit!H694/100)*1000","v":0},{"$f":"(DmYear!$O$7*(Unit!J$620/100)/DB!O$3)*(Unit!I694/100)*1000","v":0},{"$f":"(DmYear!$O$7*(Unit!K$620/100)/DB!P$3)*(Unit!J694/100)*1000","v":0},{"$f":"(DmYear!$O$7*(Unit!L$620/100)/DB!Q$3)*(Unit!K694/100)*1000","v":0},{"$f":"(DmYear!$O$7*(Unit!M$620/100)/DB!R$3)*(Unit!L694/100)*1000","v":0},{"$f":"(DmYear!$O$7*(Unit!N$620/100)/DB!S$3)*(Unit!M694/100)*1000","v":0},"-",null,1,{"$f":"(DmYear!$O$7*(Unit!C$621/100)/DB!H$4)*(Unit!P694/100)*1000","v":0},{"$f":"(DmYear!$O$7*(Unit!D$621/100)/DB!I$4)*(Unit!Q694/100)*1000","v":0},{"$f":"(DmYear!$O$7*(Unit!E$621/100)/DB!J$4)*(Unit!R694/100)*1000","v":0},{"$f":"(DmYear!$O$7*(Unit!F$621/100)/DB!K$4)*(Unit!S694/100)*1000","v":0},{"$f":"(DmYear!$O$7*(Unit!G$621/100)/DB!L$4)*(Unit!T694/100)*1000","v":0},{"$f":"(DmYear!$O$7*(Unit!H$621/100)/DB!M$4)*(Unit!U694/100)*1000","v":0},{"$f":"(DmYear!$O$7*(Unit!I$621/100)/DB!N$4)*(Unit!V694/100)*1000","v":0},{"$f":"(DmYear!$O$7*(Unit!J$621/100)/DB!O$4)*(Unit!W694/100)*1000","v":0},{"$f":"(DmYear!$O$7*(Unit!K$621/100)/DB!P$4)*(Unit!X694/100)*1000","v":0},{"$f":"(DmYear!$O$7*(Unit!L$621/100)/DB!Q$4)*(Unit!Y694/100)*1000","v":0},{"$f":"(DmYear!$O$7*(Unit!M$621/100)/DB!R$4)*(Unit!Z694/100)*1000","v":0},{"$f":"(DmYear!$O$7*(Unit!N$621/100)/DB!S$4)*(Unit!AA694/100)*1000","v":0},"-",null,1,{"$f":"(DmYear!$O$7*(Unit!C$622/100)/DB!H$5)*(Unit!AD694/100)*1000","v":0},{"$f":"(DmYear!$O$7*(Unit!D$622/100)/DB!I$5)*(Unit!AE694/100)*1000","v":0},{"$f":"(DmYear!$O$7*(Unit!E$622/100)/DB!J$5)*(Unit!AF694/100)*1000","v":0},{"$f":"(DmYear!$O$7*(Unit!F$622/100)/DB!K$5)*(Unit!AG694/100)*1000","v":0},{"$f":"(DmYear!$O$7*(Unit!G$622/100)/DB!L$5)*(Unit!AH694/100)*1000","v":0},{"$f":"(DmYear!$O$7*(Unit!H$622/100)/DB!M$5)*(Unit!AI694/100)*1000","v":0},{"$f":"(DmYear!$O$7*(Unit!I$622/100)/DB!N$5)*(Unit!AJ694/100)*1000","v":0},{"$f":"(DmYear!$O$7*(Unit!J$622/100)/DB!O$5)*(Unit!AK694/100)*1000","v":0},{"$f":"(DmYear!$O$7*(Unit!K$622/100)/DB!P$5)*(Unit!AL694/100)*1000","v":0},{"$f":"(DmYear!$O$7*(Unit!L$622/100)/DB!Q$5)*(Unit!AM694/100)*1000","v":0},{"$f":"(DmYear!$O$7*(Unit!M$622/100)/DB!R$5)*(Unit!AN694/100)*1000","v":0},{"$f":"(DmYear!$O$7*(Unit!N$622/100)/DB!S$5)*(Unit!AO694/100)*1000","v":0},"-",null,null,1,0,0,0,0,0,0,0,0,0,0,0,0,null,null,1,0,0,0,0,0,0,0,0,0,0,0,0,null,null,1,0,0,0,0,0,0,0,0,0,0,0,0,null,null,null,null,1,{"$f":"(DmYear!$O$34*(Unit!C$620/100)/DB!H$3)*(Unit!B694/100)*1000","v":0},{"$f":"(DmYear!$O$34*(Unit!D$620/100)/DB!I$3)*(Unit!C694/100)*1000","v":0},{"$f":"(DmYear!$O$34*(Unit!E$620/100)/DB!J$3)*(Unit!D694/100)*1000","v":0},{"$f":"(DmYear!$O$34*(Unit!F$620/100)/DB!K$3)*(Unit!E694/100)*1000","v":0},{"$f":"(DmYear!$O$34*(Unit!G$620/100)/DB!L$3)*(Unit!F694/100)*1000","v":0},{"$f":"(DmYear!$O$34*(Unit!H$620/100)/DB!M$3)*(Unit!G694/100)*1000","v":0},{"$f":"(DmYear!$O$34*(Unit!I$620/100)/DB!N$3)*(Unit!H694/100)*1000","v":0},{"$f":"(DmYear!$O$34*(Unit!J$620/100)/DB!O$3)*(Unit!I694/100)*1000","v":0},{"$f":"(DmYear!$O$34*(Unit!K$620/100)/DB!P$3)*(Unit!J694/100)*1000","v":0},{"$f":"(DmYear!$O$34*(Unit!L$620/100)/DB!Q$3)*(Unit!K694/100)*1000","v":0},{"$f":"(DmYear!$O$34*(Unit!M$620/100)/DB!R$3)*(Unit!L694/100)*1000","v":0},{"$f":"(DmYear!$O$34*(Unit!N$620/100)/DB!S$3)*(Unit!M694/100)*1000","v":0},"-",null,1,{"$f":"(DmYear!$O$34*(Unit!C$621/100)/DB!H$4)*(Unit!P694/100)*1000","v":0},{"$f":"(DmYear!$O$34*(Unit!D$621/100)/DB!I$4)*(Unit!Q694/100)*1000","v":0},{"$f":"(DmYear!$O$34*(Unit!E$621/100)/DB!J$4)*(Unit!R694/100)*1000","v":0},{"$f":"(DmYear!$O$34*(Unit!F$621/100)/DB!K$4)*(Unit!S694/100)*1000","v":0},{"$f":"(DmYear!$O$34*(Unit!G$621/100)/DB!L$4)*(Unit!T694/100)*1000","v":0},{"$f":"(DmYear!$O$34*(Unit!H$621/100)/DB!M$4)*(Unit!U694/100)*1000","v":0},{"$f":"(DmYear!$O$34*(Unit!I$621/100)/DB!N$4)*(Unit!V694/100)*1000","v":0},{"$f":"(DmYear!$O$34*(Unit!J$621/100)/DB!O$4)*(Unit!W694/100)*1000","v":0},{"$f":"(DmYear!$O$34*(Unit!K$621/100)/DB!P$4)*(Unit!X694/100)*1000","v":0},{"$f":"(DmYear!$O$34*(Unit!L$621/100)/DB!Q$4)*(Unit!Y694/100)*1000","v":0},{"$f":"(DmYear!$O$34*(Unit!M$621/100)/DB!R$4)*(Unit!Z694/100)*1000","v":0},{"$f":"(DmYear!$O$34*(Unit!N$621/100)/DB!S$4)*(Unit!AA694/100)*1000","v":0},"-",null,1,{"$f":"(DmYear!$O$34*(Unit!C$622/100)/DB!H$5)*(Unit!AD694/100)*1000","v":0},{"$f":"(DmYear!$O$34*(Unit!D$622/100)/DB!I$5)*(Unit!AE694/100)*1000","v":0},{"$f":"(DmYear!$O$34*(Unit!E$622/100)/DB!J$5)*(Unit!AF694/100)*1000","v":0},{"$f":"(DmYear!$O$34*(Unit!F$622/100)/DB!K$5)*(Unit!AG694/100)*1000","v":0},{"$f":"(DmYear!$O$34*(Unit!G$622/100)/DB!L$5)*(Unit!AH694/100)*1000","v":0},{"$f":"(DmYear!$O$34*(Unit!H$622/100)/DB!M$5)*(Unit!AI694/100)*1000","v":0},{"$f":"(DmYear!$O$34*(Unit!I$622/100)/DB!N$5)*(Unit!AJ694/100)*1000","v":0},{"$f":"(DmYear!$O$34*(Unit!J$622/100)/DB!O$5)*(Unit!AK694/100)*1000","v":0},{"$f":"(DmYear!$O$34*(Unit!K$622/100)/DB!P$5)*(Unit!AL694/100)*1000","v":0},{"$f":"(DmYear!$O$34*(Unit!L$622/100)/DB!Q$5)*(Unit!AM694/100)*1000","v":0},{"$f":"(DmYear!$O$34*(Unit!M$622/100)/DB!R$5)*(Unit!AN694/100)*1000","v":0},{"$f":"(DmYear!$O$34*(Unit!N$622/100)/DB!S$5)*(Unit!AO694/100)*1000","v":0},"-",null,null,1,0,0,0,0,0,0,0,0,0,0,0,0,null,null,1,0,0,0,0,0,0,0,0,0,0,0,0,null,null,1,0,0,0,0,0,0,0,0,0,0,0,0]
[null,4,{"$f":"(DmYear!$O$7*(Unit!C$620/100)/DB!H$3)*(Unit!B697/100)*1000","v":0},{"$f":"(DmYear!$O$7*(Unit!D$620/100)/DB!I$3)*(Unit!C697/100)*1000","v":0},{"$f":"(DmYear!$O$7*(Unit!E$620/100)/DB!J$3)*(Unit!D697/100)*1000","v":0},{"$f":"(DmYear!$O$7*(Unit!F$620/100)/DB!K$3)*(Unit!E697/100)*1000","v":0},{"$f":"(DmYear!$O$7*(Unit!G$620/100)/DB!L$3)*(Unit!F697/100)*1000","v":0},{"$f":"(DmYear!$O$7*(Unit!H$620/100)/DB!M$3)*(Unit!G697/100)*1000","v":0},{"$f":"(DmYear!$O$7*(Unit!I$620/100)/DB!N$3)*(Unit!H697/100)*1000","v":0},{"$f":"(DmYear!$O$7*(Unit!J$620/100)/DB!O$3)*(Unit!I697/100)*1000","v":0},{"$f":"(DmYear!$O$7*(Unit!K$620/100)/DB!P$3)*(Unit!J697/100)*1000","v":0},{"$f":"(DmYear!$O$7*(Unit!L$620/100)/DB!Q$3)*(Unit!K697/100)*1000","v":0},{"$f":"(DmYear!$O$7*(Unit!M$620/100)/DB!R$3)*(Unit!L697/100)*1000","v":0},{"$f":"(DmYear!$O$7*(Unit!N$620/100)/DB!S$3)*(Unit!M697/100)*1000","v":0},"-",null,4,{"$f":"(DmYear!$O$7*(Unit!C$621/100)/DB!H$4)*(Unit!P697/100)*1000","v":0},{"$f":"(DmYear!$O$7*(Unit!D$621/100)/DB!I$4)*(Unit!Q697/100)*1000","v":0},{"$f":"(DmYear!$O$7*(Unit!E$621/100)/DB!J$4)*(Unit!R697/100)*1000","v":0},{"$f":"(DmYear!$O$7*(Unit!F$621/100)/DB!K$4)*(Unit!S697/100)*1000","v":0},{"$f":"(DmYear!$O$7*(Unit!G$621/100)/DB!L$4)*(Unit!T697/100)*1000","v":0},{"$f":"(DmYear!$O$7*(Unit!H$621/100)/DB!M$4)*(Unit!U697/100)*1000","v":0},{"$f":"(DmYear!$O$7*(Unit!I$621/100)/DB!N$4)*(Unit!V697/100)*1000","v":0},{"$f":"(DmYear!$O$7*(Unit!J$621/100)/DB!O$4)*(Unit!W697/100)*1000","v":0},{"$f":"(DmYear!$O$7*(Unit!K$621/100)/DB!P$4)*(Unit!X697/100)*1000","v":0},{"$f":"(DmYear!$O$7*(Unit!L$621/100)/DB!Q$4)*(Unit!Y697/100)*1000","v":0},{"$f":"(DmYear!$O$7*(Unit!M$621/100)/DB!R$4)*(Unit!Z697/100)*1000","v":0},{"$f":"(DmYear!$O$7*(Unit!N$621/100)/DB!S$4)*(Unit!AA697/100)*1000","v":0},"-",null,4,{"$f":"(DmYear!$O$7*(Unit!C$622/100)/DB!H$5)*(Unit!AD697/100)*1000","v":0},{"$f":"(DmYear!$O$7*(Unit!D$622/100)/DB!I$5)*(Unit!AE697/100)*1000","v":0},{"$f":"(DmYear!$O$7*(Unit!E$622/100)/DB!J$5)*(Unit!AF697/100)*1000","v":0},{"$f":"(DmYear!$O$7*(Unit!F$622/100)/DB!K$5)*(Unit!AG697/100)*1000","v":0},{"$f":"(DmYear!$O$7*(Unit!G$622/100)/DB!L$5)*(Unit!AH697/100)*1000","v":0},{"$f":"(DmYear!$O$7*(Unit!H$622/100)/DB!M$5)*(Unit!AI697/100)*1000","v":0},{"$f":"(DmYear!$O$7*(Unit!I$622/100)/DB!N$5)*(Unit!AJ697/100)*1000","v":0},{"$f":"(DmYear!$O$7*(Unit!J$622/100)/DB!O$5)*(Unit!AK697/100)*1000","v":0},{"$f":"(DmYear!$O$7*(Unit!K$622/100)/DB!P$5)*(Unit!AL697/100)*1000","v":0},{"$f":"(DmYear!$O$7*(Unit!L$622/100)/DB!Q$5)*(Unit!AM697/100)*1000","v":0},{"$f":"(DmYear!$O$7*(Unit!M$622/100)/DB!R$5)*(Unit!AN697/100)*1000","v":0},{"$f":"(DmYear!$O$7*(Unit!N$622/100)/DB!S$5)*(Unit!AO697/100)*1000","v":0},"-",null,null,4,0,0,0,0,0,0,0,0,0,0,0,0,null,null,4,0,0,0,0,0,0,0,0,0,0,0,0,null,null,4,0,0,0,0,0,0,0,0,0,0,0,0,null,null,null,null,4,{"$f":"(DmYear!$O$34*(Unit!C$620/100)/DB!H$3)*(Unit!B697/100)*1000","v":0},{"$f":"(DmYear!$O$34*(Unit!D$620/100)/DB!I$3)*(Unit!C697/100)*1000","v":0},{"$f":"(DmYear!$O$34*(Unit!E$620/100)/DB!J$3)*(Unit!D697/100)*1000","v":0},{"$f":"(DmYear!$O$34*(Unit!F$620/100)/DB!K$3)*(Unit!E697/100)*1000","v":0},{"$f":"(DmYear!$O$34*(Unit!G$620/100)/DB!L$3)*(Unit!F697/100)*1000","v":0},{"$f":"(DmYear!$O$34*(Unit!H$620/100)/DB!M$3)*(Unit!G697/100)*1000","v":0},{"$f":"(DmYear!$O$34*(Unit!I$620/100)/DB!N$3)*(Unit!H697/100)*1000","v":0},{"$f":"(DmYear!$O$34*(Unit!J$620/100)/DB!O$3)*(Unit!I697/100)*1000","v":0},{"$f":"(DmYear!$O$34*(Unit!K$620/100)/DB!P$3)*(Unit!J697/100)*1000","v":0},{"$f":"(DmYear!$O$34*(Unit!L$620/100)/DB!Q$3)*(Unit!K697/100)*1000","v":0},{"$f":"(DmYear!$O$34*(Unit!M$620/100)/DB!R$3)*(Unit!L697/100)*1000","v":0},{"$f":"(DmYear!$O$34*(Unit!N$620/100)/DB!S$3)*(Unit!M697/100)*1000","v":0},"-",null,4,{"$f":"(DmYear!$O$34*(Unit!C$621/100)/DB!H$4)*(Unit!P697/100)*1000","v":0},{"$f":"(DmYear!$O$34*(Unit!D$621/100)/DB!I$4)*(Unit!Q697/100)*1000","v":0},{"$f":"(DmYear!$O$34*(Unit!E$621/100)/DB!J$4)*(Unit!R697/100)*1000","v":0},{"$f":"(DmYear!$O$34*(Unit!F$621/100)/DB!K$4)*(Unit!S697/100)*1000","v":0},{"$f":"(DmYear!$O$34*(Unit!G$621/100)/DB!L$4)*(Unit!T697/100)*1000","v":0},{"$f":"(DmYear!$O$34*(Unit!H$621/100)/DB!M$4)*(Unit!U697/100)*1000","v":0},{"$f":"(DmYear!$O$34*(Unit!I$621/100)/DB!N$4)*(Unit!V697/100)*1000","v":0},{"$f":"(DmYear!$O$34*(Unit!J$621/100)/DB!O$4)*(Unit!W697/100)*1000","v":0},{"$f":"(DmYear!$O$34*(Unit!K$621/100)/DB!P$4)*(Unit!X697/100)*1000","v":0},{"$f":"(DmYear!$O$34*(Unit!L$621/100)/DB!Q$4)*(Unit!Y697/100)*1000","v":0},{"$f":"(DmYear!$O$34*(Unit!M$621/100)/DB!R$4)*(Unit!Z697/100)*1000","v":0},{"$f":"(DmYear!$O$34*(Unit!N$621/100)/DB!S$4)*(Unit!AA697/100)*1000","v":0},"-",null,4,{"$f":"(DmYear!$O$34*(Unit!C$622/100)/DB!H$5)*(Unit!AD697/100)*1000","v":0},{"$f":"(DmYear!$O$34*(Unit!D$622/100)/DB!I$5)*(Unit!AE697/100)*1000","v":0},{"$f":"(DmYear!$O$34*(Unit!E$622/100)/DB!J$5)*(Unit!AF697/100)*1000","v":0},{"$f":"(DmYear!$O$34*(Unit!F$622/100)/DB!K$5)*(Unit!AG697/100)*1000","v":0},{"$f":"(DmYear!$O$34*(Unit!G$622/100)/DB!L$5)*(Unit!AH697/100)*1000","v":0},{"$f":"(DmYear!$O$34*(Unit!H$622/100)/DB!M$5)*(Unit!AI697/100)*1000","v":0},{"$f":"(DmYear!$O$34*(Unit!I$622/100)/DB!N$5)*(Unit!AJ697/100)*1000","v":0},{"$f":"(DmYear!$O$34*(Unit!J$622/100)/DB!O$5)*(Unit!AK697/100)*1000","v":0},{"$f":"(DmYear!$O$34*(Unit!K$622/100)/DB!P$5)*(Unit!AL697/100)*1000","v":0},{"$f":"(DmYear!$O$34*(Unit!L$622/100)/DB!Q$5)*(Unit!AM697/100)*1000","v":0},{"$f":"(DmYear!$O$34*(Unit!M$622/100)/DB!R$5)*(Unit!AN697/100)*1000","v":0},{"$f":"(DmYear!$O$34*(Unit!N$622/100)/DB!S$5)*(Unit!AO697/100)*1000","v":0},"-",null,null,4,0,0,0,0,0,0,0,0,0,0,0,0,null,null,4,0,0,0,0,0,0,0,0,0,0,0,0,null,null,4,0,0,0,0,0,0,0,0,0,0,0,0]
[null,6,{"$f":"(DmYear!$O$7*(Unit!C$620/100)/DB!H$3)*(Unit!B699/100)*1000","v":0},{"$f":"(DmYear!$O$7*(Unit!D$620/100)/DB!I$3)*(Unit!C699/100)*1000","v":0},{"$f":"(DmYear!$O$7*(Unit!E$620/100)/DB!J$3)*(Unit!D699/100)*1000","v":0},{"$f":"(DmYear!$O$7*(Unit!F$620/100)/DB!K$3)*(Unit!E699/100)*1000","v":0},{"$f":"(DmYear!$O$7*(Unit!G$620/100)/DB!L$3)*(Unit!F699/100)*1000","v":0},{"$f":"(DmYear!$O$7*(Unit!H$620/100)/DB!M$3)*(Unit!G699/100)*1000","v":0},{"$f":"(DmYear!$O$7*(Unit!I$620/100)/DB!N$3)*(Unit!H699/100)*1000","v":0},{"$f":"(DmYear!$O$7*(Unit!J$620/100)/DB!O$3)*(Unit!I699/100)*1000","v":0},{"$f":"(DmYear!$O$7*(Unit!K$620/100)/DB!P$3)*(Unit!J699/100)*1000","v":0},{"$f":"(DmYear!$O$7*(Unit!L$620/100)/DB!Q$3)*(Unit!K699/100)*1000","v":0},{"$f":"(DmYear!$O$7*(Unit!M$620/100)/DB!R$3)*(Unit!L699/100)*1000","v":0},{"$f":"(DmYear!$O$7*(Unit!N$620/100)/DB!S$3)*(Unit!M699/100)*1000","v":0},"-",null,6,{"$f":"(DmYear!$O$7*(Unit!C$621/100)/DB!H$4)*(Unit!P699/100)*1000","v":0},{"$f":"(DmYear!$O$7*(Unit!D$621/100)/DB!I$4)*(Unit!Q699/100)*1000","v":0},{"$f":"(DmYear!$O$7*(Unit!E$621/100)/DB!J$4)*(Unit!R699/100)*1000","v":0},{"$f":"(DmYear!$O$7*(Unit!F$621/100)/DB!K$4)*(Unit!S699/100)*1000","v":0},{"$f":"(DmYear!$O$7*(Unit!G$621/100)/DB!L$4)*(Unit!T699/100)*1000","v":0},{"$f":"(DmYear!$O$7*(Unit!H$621/100)/DB!M$4)*(Unit!U699/100)*1000","v":0},{"$f":"(DmYear!$O$7*(Unit!I$621/100)/DB!N$4)*(Unit!V699/100)*1000","v":0},{"$f":"(DmYear!$O$7*(Unit!J$621/100)/DB!O$4)*(Unit!W699/100)*1000","v":0},{"$f":"(DmYear!$O$7*(Unit!K$621/100)/DB!P$4)*(Unit!X699/100)*1000","v":0},{"$f":"(DmYear!$O$7*(Unit!L$621/100)/DB!Q$4)*(Unit!Y699/100)*1000","v":0},{"$f":"(DmYear!$O$7*(Unit!M$621/100)/DB!R$4)*(Unit!Z699/100)*1000","v":0},{"$f":"(DmYear!$O$7*(Unit!N$621/100)/DB!S$4)*(Unit!AA699/100)*1000","v":0},"-",null,6,{"$f":"(DmYear!$O$7*(Unit!C$622/100)/DB!H$5)*(Unit!AD699/100)*1000","v":0},{"$f":"(DmYear!$O$7*(Unit!D$622/100)/DB!I$5)*(Unit!AE699/100)*1000","v":0},{"$f":"(DmYear!$O$7*(Unit!E$622/100)/DB!J$5)*(Unit!AF699/100)*1000","v":0},{"$f":"(DmYear!$O$7*(Unit!F$622/100)/DB!K$5)*(Unit!AG699/100)*1000","v":0},{"$f":"(DmYear!$O$7*(Unit!G$622/100)/DB!L$5)*(Unit!AH699/100)*1000","v":0},{"$f":"(DmYear!$O$7*(Unit!H$622/100)/DB!M$5)*(Unit!AI699/100)*1000","v":0},{"$f":"(DmYear!$O$7*(Unit!I$622/100)/DB!N$5)*(Unit!AJ699/100)*1000","v":0},{"$f":"(DmYear!$O$7*(Unit!J$622/100)/DB!O$5)*(Unit!AK699/100)*1000","v":0},{"$f":"(DmYear!$O$7*(Unit!K$622/100)/DB!P$5)*(Unit!AL699/100)*1000","v":0},{"$f":"(DmYear!$O$7*(Unit!L$622/100)/DB!Q$5)*(Unit!AM699/100)*1000","v":0},{"$f":"(DmYear!$O$7*(Unit!M$622/100)/DB!R$5)*(Unit!AN699/100)*1000","v":0},{"$f":"(DmYear!$O$7*(Unit!N$622/100)/DB!S$5)*(Unit!AO699/100)*1000","v":0},"-",null,null,6,0,0,0,0,0,0,0,0,0,0,0,0,null,null,6,0,0,0,0,0,0,0,0,0,0,0,0,null,null,6,0,0,0,0,0,0,0,0,0,0,0,0,null,null,null,null,6,{"$f":"(DmYear!$O$34*(Unit!C$620/100)/DB!H$3)*(Unit!B699/100)*1000","v":0},{"$f":"(DmYear!$O$34*(Unit!D$620/100)/DB!I$3)*(Unit!C699/100)*1000","v":0},{"$f":"(DmYear!$O$34*(Unit!E$620/100)/DB!J$3)*(Unit!D699/100)*1000","v":0},{"$f":"(DmYear!$O$34*(Unit!F$620/100)/DB!K$3)*(Unit!E699/100)*1000","v":0},{"$f":"(DmYear!$O$34*(Unit!G$620/100)/DB!L$3)*(Unit!F699/100)*1000","v":0},{"$f":"(DmYear!$O$34*(Unit!H$620/100)/DB!M$3)*(Unit!G699/100)*1000","v":0},{"$f":"(DmYear!$O$34*(Unit!I$620/100)/DB!N$3)*(Unit!H699/100)*1000","v":0},{"$f":"(DmYear!$O$34*(Unit!J$620/100)/DB!O$3)*(Unit!I699/100)*1000","v":0},{"$f":"(DmYear!$O$34*(Unit!K$620/100)/DB!P$3)*(Unit!J699/100)*1000","v":0},{"$f":"(DmYear!$O$34*(Unit!L$620/100)/DB!Q$3)*(Unit!K699/100)*1000","v":0},{"$f":"(DmYear!$O$34*(Unit!M$620/100)/DB!R$3)*(Unit!L699/100)*1000","v":0},{"$f":"(DmYear!$O$34*(Unit!N$620/100)/DB!S$3)*(Unit!M699/100)*1000","v":0},"-",null,6,{"$f":"(DmYear!$O$34*(Unit!C$621/100)/DB!H$4)*(Unit!P699/100)*1000","v":0},{"$f":"(DmYear!$O$34*(Unit!D$621/100)/DB!I$4)*(Unit!Q699/100)*1000","v":0},{"$f":"(DmYear!$O$34*(Unit!E$621/100)/DB!J$4)*(Unit!R699/100)*1000","v":0},{"$f":"(DmYear!$O$34*(Unit!F$621/100)/DB!K$4)*(Unit!S699/100)*1000","v":0},{"$f":"(DmYear!$O$34*(Unit!G$621/100)/DB!L$4)*(Unit!T699/100)*1000","v":0},{"$f":"(DmYear!$O$34*(Unit!H$621/100)/DB!M$4)*(Unit!U699/100)*1000","v":0},{"$f":"(DmYear!$O$34*(Unit!I$621/100)/DB!N$4)*(Unit!V699/100)*1000","v":0},{"$f":"(DmYear!$O$34*(Unit!J$621/100)/DB!O$4)*(Unit!W699/100)*1000","v":0},{"$f":"(DmYear!$O$34*(Unit!K$621/100)/DB!P$4)*(Unit!X699/100)*1000","v":0},{"$f":"(DmYear!$O$34*(Unit!L$621/100)/DB!Q$4)*(Unit!Y699/100)*1000","v":0},{"$f":"(DmYear!$O$34*(Unit!M$621/100)/DB!R$4)*(Unit!Z699/100)*1000","v":0},{"$f":"(DmYear!$O$34*(Unit!N$621/100)/DB!S$4)*(Unit!AA699/100)*1000","v":0},"-",null,6,{"$f":"(DmYear!$O$34*(Unit!C$622/100)/DB!H$5)*(Unit!AD699/100)*1000","v":0},{"$f":"(DmYear!$O$34*(Unit!D$622/100)/DB!I$5)*(Unit!AE699/100)*1000","v":0},{"$f":"(DmYear!$O$34*(Unit!E$622/100)/DB!J$5)*(Unit!AF699/100)*1000","v":0},{"$f":"(DmYear!$O$34*(Unit!F$622/100)/DB!K$5)*(Unit!AG699/100)*1000","v":0},{"$f":"(DmYear!$O$34*(Unit!G$622/100)/DB!L$5)*(Unit!AH699/100)*1000","v":0},{"$f":"(DmYear!$O$34*(Unit!H$622/100)/DB!M$5)*(Unit!AI699/100)*1000","v":0},{"$f":"(DmYear!$O$34*(Unit!I$622/100)/DB!N$5)*(Unit!AJ699/100)*1000","v":0},{"$f":"(DmYear!$O$34*(Unit!J$622/100)/DB!O$5)*(Unit!AK699/100)*1000","v":0},{"$f":"(DmYear!$O$34*(Unit!K$622/100)/DB!P$5)*(Unit!AL699/100)*1000","v":0},{"$f":"(DmYear!$O$34*(Unit!L$622/100)/DB!Q$5)*(Unit!AM699/100)*1000","v":0},{"$f":"(DmYear!$O$34*(Unit!M$622/100)/DB!R$5)*(Unit!AN699/100)*1000","v":0},{"$f":"(DmYear!$O$34*(Unit!N$622/100)/DB!S$5)*(Unit!AO699/100)*1000","v":0},"-",null,null,6,0,0,0,0,0,0,0,0,0,0,0,0,null,null,6,0,0,0,0,0,0,0,0,0,0,0,0,null,null,6,0,0,0,0,0,0,0,0,0,0,0,0]
[null,9,{"$f":"(DmYear!$O$7*(Unit!C$620/100)/DB!H$3)*(Unit!B702/100)*1000","v":0},{"$f":"(DmYear!$O$7*(Unit!D$620/100)/DB!I$3)*(Unit!C702/100)*1000","v":0},{"$f":"(DmYear!$O$7*(Unit!E$620/100)/DB!J$3)*(Unit!D702/100)*1000","v":0},{"$f":"(DmYear!$O$7*(Unit!F$620/100)/DB!K$3)*(Unit!E702/100)*1000","v":0},{"$f":"(DmYear!$O$7*(Unit!G$620/100)/DB!L$3)*(Unit!F702/100)*1000","v":0},{"$f":"(DmYear!$O$7*(Unit!H$620/100)/DB!M$3)*(Unit!G702/100)*1000","v":0},{"$f":"(DmYear!$O$7*(Unit!I$620/100)/DB!N$3)*(Unit!H702/100)*1000","v":0},{"$f":"(DmYear!$O$7*(Unit!J$620/100)/DB!O$3)*(Unit!I702/100)*1000","v":0},{"$f":"(DmYear!$O$7*(Unit!K$620/100)/DB!P$3)*(Unit!J702/100)*1000","v":0},{"$f":"(DmYear!$O$7*(Unit!L$620/100)/DB!Q$3)*(Unit!K702/100)*1000","v":0},{"$f":"(DmYear!$O$7*(Unit!M$620/100)/DB!R$3)*(Unit!L702/100)*1000","v":0},{"$f":"(DmYear!$O$7*(Unit!N$620/100)/DB!S$3)*(Unit!M702/100)*1000","v":0},"-",null,9,{"$f":"(DmYear!$O$7*(Unit!C$621/100)/DB!H$4)*(Unit!P702/100)*1000","v":0},{"$f":"(DmYear!$O$7*(Unit!D$621/100)/DB!I$4)*(Unit!Q702/100)*1000","v":0},{"$f":"(DmYear!$O$7*(Unit!E$621/100)/DB!J$4)*(Unit!R702/100)*1000","v":0},{"$f":"(DmYear!$O$7*(Unit!F$621/100)/DB!K$4)*(Unit!S702/100)*1000","v":0},{"$f":"(DmYear!$O$7*(Unit!G$621/100)/DB!L$4)*(Unit!T702/100)*1000","v":0},{"$f":"(DmYear!$O$7*(Unit!H$621/100)/DB!M$4)*(Unit!U702/100)*1000","v":0},{"$f":"(DmYear!$O$7*(Unit!I$621/100)/DB!N$4)*(Unit!V702/100)*1000","v":0},{"$f":"(DmYear!$O$7*(Unit!J$621/100)/DB!O$4)*(Unit!W702/100)*1000","v":0},{"$f":"(DmYear!$O$7*(Unit!K$621/100)/DB!P$4)*(Unit!X702/100)*1000","v":0},{"$f":"(DmYear!$O$7*(Unit!L$621/100)/DB!Q$4)*(Unit!Y702/100)*1000","v":0},{"$f":"(DmYear!$O$7*(Unit!M$621/100)/DB!R$4)*(Unit!Z702/100)*1000","v":0},{"$f":"(DmYear!$O$7*(Unit!N$621/100)/DB!S$4)*(Unit!AA702/100)*1000","v":0},"-",null,9,{"$f":"(DmYear!$O$7*(Unit!C$622/100)/DB!H$5)*(Unit!AD702/100)*1000","v":0},{"$f":"(DmYear!$O$7*(Unit!D$622/100)/DB!I$5)*(Unit!AE702/100)*1000","v":0},{"$f":"(DmYear!$O$7*(Unit!E$622/100)/DB!J$5)*(Unit!AF702/100)*1000","v":0},{"$f":"(DmYear!$O$7*(Unit!F$622/100)/DB!K$5)*(Unit!AG702/100)*1000","v":0},{"$f":"(DmYear!$O$7*(Unit!G$622/100)/DB!L$5)*(Unit!AH702/100)*1000","v":0},{"$f":"(DmYear!$O$7*(Unit!H$622/100)/DB!M$5)*(Unit!AI702/100)*1000","v":0},{"$f":"(DmYear!$O$7*(Unit!I$622/100)/DB!N$5)*(Unit!AJ702/100)*1000","v":0},{"$f":"(DmYear!$O$7*(Unit!J$622/100)/DB!O$5)*(Unit!AK702/100)*1000","v":0},{"$f":"(DmYear!$O$7*(Unit!K$622/100)/DB!P$5)*(Unit!AL702/100)*1000","v":0},{"$f":"(DmYear!$O$7*(Unit!L$622/100)/DB!Q$5)*(Unit!AM702/100)*1000","v":0},{"$f":"(DmYear!$O$7*(Unit!M$622/100)/DB!R$5)*(Unit!AN702/100)*1000","v":0},{"$f":"(DmYear!$O$7*(Unit!N$622/100)/DB!S$5)*(Unit!AO702/100)*1000","v":0},"-",null,null,9,0,0,0,0,0,0,0,0,0,0,0,0,null,null,9,0,0,0,0,0,0,0,0,0,0,0,0,null,null,9,0,0,0,0,0,0,0,0,0,0,0,0,null,null,null,null,9,{"$f":"(DmYear!$O$34*(Unit!C$620/100)/DB!H$3)*(Unit!B702/100)*1000","v":0},{"$f":"(DmYear!$O$34*(Unit!D$620/100)/DB!I$3)*(Unit!C702/100)*1000","v":0},{"$f":"(DmYear!$O$34*(Unit!E$620/100)/DB!J$3)*(Unit!D702/100)*1000","v":0},{"$f":"(DmYear!$O$34*(Unit!F$620/100)/DB!K$3)*(Unit!E702/100)*1000","v":0},{"$f":"(DmYear!$O$34*(Unit!G$620/100)/DB!L$3)*(Unit!F702/100)*1000","v":0},{"$f":"(DmYear!$O$34*(Unit!H$620/100)/DB!M$3)*(Unit!G702/100)*1000","v":0},{"$f":"(DmYear!$O$34*(Unit!I$620/100)/DB!N$3)*(Unit!H702/100)*1000","v":0},{"$f":"(DmYear!$O$34*(Unit!J$620/100)/DB!O$3)*(Unit!I702/100)*1000","v":0},{"$f":"(DmYear!$O$34*(Unit!K$620/100)/DB!P$3)*(Unit!J702/100)*1000","v":0},{"$f":"(DmYear!$O$34*(Unit!L$620/100)/DB!Q$3)*(Unit!K702/100)*1000","v":0},{"$f":"(DmYear!$O$34*(Unit!M$620/100)/DB!R$3)*(Unit!L702/100)*1000","v":0},{"$f":"(DmYear!$O$34*(Unit!N$620/100)/DB!S$3)*(Unit!M702/100)*1000","v":0},"-",null,9,{"$f":"(DmYear!$O$34*(Unit!C$621/100)/DB!H$4)*(Unit!P702/100)*1000","v":0},{"$f":"(DmYear!$O$34*(Unit!D$621/100)/DB!I$4)*(Unit!Q702/100)*1000","v":0},{"$f":"(DmYear!$O$34*(Unit!E$621/100)/DB!J$4)*(Unit!R702/100)*1000","v":0},{"$f":"(DmYear!$O$34*(Unit!F$621/100)/DB!K$4)*(Unit!S702/100)*1000","v":0},{"$f":"(DmYear!$O$34*(Unit!G$621/100)/DB!L$4)*(Unit!T702/100)*1000","v":0},{"$f":"(DmYear!$O$34*(Unit!H$621/100)/DB!M$4)*(Unit!U702/100)*1000","v":0},{"$f":"(DmYear!$O$34*(Unit!I$621/100)/DB!N$4)*(Unit!V702/100)*1000","v":0},{"$f":"(DmYear!$O$34*(Unit!J$621/100)/DB!O$4)*(Unit!W702/100)*1000","v":0},{"$f":"(DmYear!$O$34*(Unit!K$621/100)/DB!P$4)*(Unit!X702/100)*1000","v":0},{"$f":"(DmYear!$O$34*(Unit!L$621/100)/DB!Q$4)*(Unit!Y702/100)*1000","v":0},{"$f":"(DmYear!$O$34*(Unit!M$621/100)/DB!R$4)*(Unit!Z702/100)*1000","v":0},{"$f":"(DmYear!$O$34*(Unit!N$621/100)/DB!S$4)*(Unit!AA702/100)*1000","v":0},"-",null,9,{"$f":"(DmYear!$O$34*(Unit!C$622/100)/DB!H$5)*(Unit!AD702/100)*1000","v":0},{"$f":"(DmYear!$O$34*(Unit!D$622/100)/DB!I$5)*(Unit!AE702/100)*1000","v":0},{"$f":"(DmYear!$O$34*(Unit!E$622/100)/DB!J$5)*(Unit!AF702/100)*1000","v":0},{"$f":"(DmYear!$O$34*(Unit!F$622/100)/DB!K$5)*(Unit!AG702/100)*1000","v":0},{"$f":"(DmYear!$O$34*(Unit!G$622/100)/DB!L$5)*(Unit!AH702/100)*1000","v":0},{"$f":"(DmYear!$O$34*(Unit!H$622/100)/DB!M$5)*(Unit!AI702/100)*1000","v":0},{"$f":"(DmYear!$O$34*(Unit!I$622/100)/DB!N$5)*(Unit!AJ702/100)*1000","v":0},{"$f":"(DmYear!$O$34*(Unit!J$622/100)/DB!O$5)*(Unit!AK702/100)*1000","v":0},{"$f":"(DmYear!$O$34*(Unit!K$622/100)/DB!P$5)*(Unit!AL702/100)*1000","v":0},{"$f":"(DmYear!$O$34*(Unit!L$622/100)/DB!Q$5)*(Unit!AM702/100)*1000","v":0},{"$f":"(DmYear!$O$34*(Unit!M$622/100)/DB!R$5)*(Unit!AN702/100)*1000","v":0},{"$f":"(DmYear!$O$34*(Unit!N$622/100)/DB!S$5)*(Unit!AO702/100)*1000","v":0},"-",null,null,9,0,0,0,0,0,0,0,0,0,0,0,0,null,null,9,0,0,0,0,0,0,0,0,0,0,0,0,null,null,9,0,0,0,0,0,0,0,0,0,0,0,0]
[null,10,{"$f":"(DmYear!$O$7*(Unit!C$620/100)/DB!H$3)*(Unit!B703/100)*1000","v":0},{"$f":"(DmYear!$O$7*(Unit!D$620/100)/DB!I$3)*(Unit!C703/100)*1000","v":0},{"$f":"(DmYear!$O$7*(Unit!E$620/100)/DB!J$3)*(Unit!D703/100)*1000","v":0},{"$f":"(DmYear!$O$7*(Unit!F$620/100)/DB!K$3)*(Unit!E703/100)*1000","v":0},{"$f":"(DmYear!$O$7*(Unit!G$620/100)/DB!L$3)*(Unit!F703/100)*1000","v":0},{"$f":"(DmYear!$O$7*(Unit!H$620/100)/DB!M$3)*(Unit!G703/100)*1000","v":0},{"$f":"(DmYear!$O$7*(Unit!I$620/100)/DB!N$3)*(Unit!H703/100)*1000","v":0},{"$f":"(DmYear!$O$7*(Unit!J$620/100)/DB!O$3)*(Unit!I703/100)*1000","v":0},{"$f":"(DmYear!$O$7*(Unit!K$620/100)/DB!P$3)*(Unit!J703/100)*1000","v":0},{"$f":"(DmYear!$O$7*(Unit!L$620/100)/DB!Q$3)*(Unit!K703/100)*1000","v":0},{"$f":"(DmYear!$O$7*(Unit!M$620/100)/DB!R$3)*(Unit!L703/100)*1000","v":0},{"$f":"(DmYear!$O$7*(Unit!N$620/100)/DB!S$3)*(Unit!M703/100)*1000","v":0},"-",null,10,{"$f":"(DmYear!$O$7*(Unit!C$621/100)/DB!H$4)*(Unit!P703/100)*1000","v":0},{"$f":"(DmYear!$O$7*(Unit!D$621/100)/DB!I$4)*(Unit!Q703/100)*1000","v":0},{"$f":"(DmYear!$O$7*(Unit!E$621/100)/DB!J$4)*(Unit!R703/100)*1000","v":0},{"$f":"(DmYear!$O$7*(Unit!F$621/100)/DB!K$4)*(Unit!S703/100)*1000","v":0},{"$f":"(DmYear!$O$7*(Unit!G$621/100)/DB!L$4)*(Unit!T703/100)*1000","v":0},{"$f":"(DmYear!$O$7*(Unit!H$621/100)/DB!M$4)*(Unit!U703/100)*1000","v":0},{"$f":"(DmYear!$O$7*(Unit!I$621/100)/DB!N$4)*(Unit!V703/100)*1000","v":0},{"$f":"(DmYear!$O$7*(Unit!J$621/100)/DB!O$4)*(Unit!W703/100)*1000","v":0},{"$f":"(DmYear!$O$7*(Unit!K$621/100)/DB!P$4)*(Unit!X703/100)*1000","v":0},{"$f":"(DmYear!$O$7*(Unit!L$621/100)/DB!Q$4)*(Unit!Y703/100)*1000","v":0},{"$f":"(DmYear!$O$7*(Unit!M$621/100)/DB!R$4)*(Unit!Z703/100)*1000","v":0},{"$f":"(DmYear!$O$7*(Unit!N$621/100)/DB!S$4)*(Unit!AA703/100)*1000","v":0},"-",null,10,{"$f":"(DmYear!$O$7*(Unit!C$622/100)/DB!H$5)*(Unit!AD703/100)*1000","v":0},{"$f":"(DmYear!$O$7*(Unit!D$622/100)/DB!I$5)*(Unit!AE703/100)*1000","v":0},{"$f":"(DmYear!$O$7*(Unit!E$622/100)/DB!J$5)*(Unit!AF703/100)*1000","v":0},{"$f":"(DmYear!$O$7*(Unit!F$622/100)/DB!K$5)*(Unit!AG703/100)*1000","v":0},{"$f":"(DmYear!$O$7*(Unit!G$622/100)/DB!L$5)*(Unit!AH703/100)*1000","v":0},{"$f":"(DmYear!$O$7*(Unit!H$622/100)/DB!M$5)*(Unit!AI703/100)*1000","v":0},{"$f":"(DmYear!$O$7*(Unit!I$622/100)/DB!N$5)*(Unit!AJ703/100)*1000","v":0},{"$f":"(DmYear!$O$7*(Unit!J$622/100)/DB!O$5)*(Unit!AK703/100)*1000","v":0},{"$f":"(DmYear!$O$7*(Unit!K$622/100)/DB!P$5)*(Unit!AL703/100)*1000","v":0},{"$f":"(DmYear!$O$7*(Unit!L$622/100)/DB!Q$5)*(Unit!AM703/100)*1000","v":0},{"$f":"(DmYear!$O$7*(Unit!M$622/100)/DB!R$5)*(Unit!AN703/100)*1000","v":0},{"$f":"(DmYear!$O$7*(Unit!N$622/100)/DB!S$5)*(Unit!AO703/100)*1000","v":0},"-",null,null,10,0,0,0,0,0,0,0,0,0,0,0,0,null,null,10,0,0,0,0,0,0,0,0,0,0,0,0,null,null,10,0,0,0,0,0,0,0,0,0,0,0,0,null,null,null,null,10,{"$f":"(DmYear!$O$34*(Unit!C$620/100)/DB!H$3)*(Unit!B703/100)*1000","v":0},{"$f":"(DmYear!$O$34*(Unit!D$620/100)/DB!I$3)*(Unit!C703/100)*1000","v":0},{"$f":"(DmYear!$O$34*(Unit!E$620/100)/DB!J$3)*(Unit!D703/100)*1000","v":0},{"$f":"(DmYear!$O$34*(Unit!F$620/100)/DB!K$3)*(Unit!E703/100)*1000","v":0},{"$f":"(DmYear!$O$34*(Unit!G$620/100)/DB!L$3)*(Unit!F703/100)*1000","v":0},{"$f":"(DmYear!$O$34*(Unit!H$620/100)/DB!M$3)*(Unit!G703/100)*1000","v":0},{"$f":"(DmYear!$O$34*(Unit!I$620/100)/DB!N$3)*(Unit!H703/100)*1000","v":0},{"$f":"(DmYear!$O$34*(Unit!J$620/100)/DB!O$3)*(Unit!I703/100)*1000","v":0},{"$f":"(DmYear!$O$34*(Unit!K$620/100)/DB!P$3)*(Unit!J703/100)*1000","v":0},{"$f":"(DmYear!$O$34*(Unit!L$620/100)/DB!Q$3)*(Unit!K703/100)*1000","v":0},{"$f":"(DmYear!$O$34*(Unit!M$620/100)/DB!R$3)*(Unit!L703/100)*1000","v":0},{"$f":"(DmYear!$O$34*(Unit!N$620/100)/DB!S$3)*(Unit!M703/100)*1000","v":0},"-",null,10,{"$f":"(DmYear!$O$34*(Unit!C$621/100)/DB!H$4)*(Unit!P703/100)*1000","v":0},{"$f":"(DmYear!$O$34*(Unit!D$621/100)/DB!I$4)*(Unit!Q703/100)*1000","v":0},{"$f":"(DmYear!$O$34*(Unit!E$621/100)/DB!J$4)*(Unit!R703/100)*1000","v":0},{"$f":"(DmYear!$O$34*(Unit!F$621/100)/DB!K$4)*(Unit!S703/100)*1000","v":0},{"$f":"(DmYear!$O$34*(Unit!G$621/100)/DB!L$4)*(Unit!T703/100)*1000","v":0},{"$f":"(DmYear!$O$34*(Unit!H$621/100)/DB!M$4)*(Unit!U703/100)*1000","v":0},{"$f":"(DmYear!$O$34*(Unit!I$621/100)/DB!N$4)*(Unit!V703/100)*1000","v":0},{"$f":"(DmYear!$O$34*(Unit!J$621/100)/DB!O$4)*(Unit!W703/100)*1000","v":0},{"$f":"(DmYear!$O$34*(Unit!K$621/100)/DB!P$4)*(Unit!X703/100)*1000","v":0},{"$f":"(DmYear!$O$34*(Unit!L$621/100)/DB!Q$4)*(Unit!Y703/100)*1000","v":0},{"$f":"(DmYear!$O$34*(Unit!M$621/100)/DB!R$4)*(Unit!Z703/100)*1000","v":0},{"$f":"(DmYear!$O$34*(Unit!N$621/100)/DB!S$4)*(Unit!AA703/100)*1000","v":0},"-",null,10,{"$f":"(DmYear!$O$34*(Unit!C$622/100)/DB!H$5)*(Unit!AD703/100)*1000","v":0},{"$f":"(DmYear!$O$34*(Unit!D$622/100)/DB!I$5)*(Unit!AE703/100)*1000","v":0},{"$f":"(DmYear!$O$34*(Unit!E$622/100)/DB!J$5)*(Unit!AF703/100)*1000","v":0},{"$f":"(DmYear!$O$34*(Unit!F$622/100)/DB!K$5)*(Unit!AG703/100)*1000","v":0},{"$f":"(DmYear!$O$34*(Unit!G$622/100)/DB!L$5)*(Unit!AH703/100)*1000","v":0},{"$f":"(DmYear!$O$34*(Unit!H$622/100)/DB!M$5)*(Unit!AI703/100)*1000","v":0},{"$f":"(DmYear!$O$34*(Unit!I$622/100)/DB!N$5)*(Unit!AJ703/100)*1000","v":0},{"$f":"(DmYear!$O$34*(Unit!J$622/100)/DB!O$5)*(Unit!AK703/100)*1000","v":0},{"$f":"(DmYear!$O$34*(Unit!K$622/100)/DB!P$5)*(Unit!AL703/100)*1000","v":0},{"$f":"(DmYear!$O$34*(Unit!L$622/100)/DB!Q$5)*(Unit!AM703/100)*1000","v":0},{"$f":"(DmYear!$O$34*(Unit!M$622/100)/DB!R$5)*(Unit!AN703/100)*1000","v":0},{"$f":"(DmYear!$O$34*(Unit!N$622/100)/DB!S$5)*(Unit!AO703/100)*1000","v":0},"-",null,null,10,0,0,0,0,0,0,0,0,0,0,0,0,null,null,10,0,0,0,0,0,0,0,0,0,0,0,0,null,null,10,0,0,0,0,0,0,0,0,0,0,0,0]
[null,12,{"$f":"(DmYear!$O$7*(Unit!C$620/100)/DB!H$3)*(Unit!B705/100)*1000","v":0},{"$f":"(DmYear!$O$7*(Unit!D$620/100)/DB!I$3)*(Unit!C705/100)*1000","v":0},{"$f":"(DmYear!$O$7*(Unit!E$620/100)/DB!J$3)*(Unit!D705/100)*1000","v":0},{"$f":"(DmYear!$O$7*(Unit!F$620/100)/DB!K$3)*(Unit!E705/100)*1000","v":0},{"$f":"(DmYear!$O$7*(Unit!G$620/100)/DB!L$3)*(Unit!F705/100)*1000","v":0},{"$f":"(DmYear!$O$7*(Unit!H$620/100)/DB!M$3)*(Unit!G705/100)*1000","v":0},{"$f":"(DmYear!$O$7*(Unit!I$620/100)/DB!N$3)*(Unit!H705/100)*1000","v":0},{"$f":"(DmYear!$O$7*(Unit!J$620/100)/DB!O$3)*(Unit!I705/100)*1000","v":0},{"$f":"(DmYear!$O$7*(Unit!K$620/100)/DB!P$3)*(Unit!J705/100)*1000","v":0},{"$f":"(DmYear!$O$7*(Unit!L$620/100)/DB!Q$3)*(Unit!K705/100)*1000","v":0},{"$f":"(DmYear!$O$7*(Unit!M$620/100)/DB!R$3)*(Unit!L705/100)*1000","v":0},{"$f":"(DmYear!$O$7*(Unit!N$620/100)/DB!S$3)*(Unit!M705/100)*1000","v":0},"-",null,12,{"$f":"(DmYear!$O$7*(Unit!C$621/100)/DB!H$4)*(Unit!P705/100)*1000","v":0},{"$f":"(DmYear!$O$7*(Unit!D$621/100)/DB!I$4)*(Unit!Q705/100)*1000","v":0},{"$f":"(DmYear!$O$7*(Unit!E$621/100)/DB!J$4)*(Unit!R705/100)*1000","v":0},{"$f":"(DmYear!$O$7*(Unit!F$621/100)/DB!K$4)*(Unit!S705/100)*1000","v":0},{"$f":"(DmYear!$O$7*(Unit!G$621/100)/DB!L$4)*(Unit!T705/100)*1000","v":0},{"$f":"(DmYear!$O$7*(Unit!H$621/100)/DB!M$4)*(Unit!U705/100)*1000","v":0},{"$f":"(DmYear!$O$7*(Unit!I$621/100)/DB!N$4)*(Unit!V705/100)*1000","v":0},{"$f":"(DmYear!$O$7*(Unit!J$621/100)/DB!O$4)*(Unit!W705/100)*1000","v":0},{"$f":"(DmYear!$O$7*(Unit!K$621/100)/DB!P$4)*(Unit!X705/100)*1000","v":0},{"$f":"(DmYear!$O$7*(Unit!L$621/100)/DB!Q$4)*(Unit!Y705/100)*1000","v":0},{"$f":"(DmYear!$O$7*(Unit!M$621/100)/DB!R$4)*(Unit!Z705/100)*1000","v":0},{"$f":"(DmYear!$O$7*(Unit!N$621/100)/DB!S$4)*(Unit!AA705/100)*1000","v":0},"-",null,12,{"$f":"(DmYear!$O$7*(Unit!C$622/100)/DB!H$5)*(Unit!AD705/100)*1000","v":0},{"$f":"(DmYear!$O$7*(Unit!D$622/100)/DB!I$5)*(Unit!AE705/100)*1000","v":0},{"$f":"(DmYear!$O$7*(Unit!E$622/100)/DB!J$5)*(Unit!AF705/100)*1000","v":0},{"$f":"(DmYear!$O$7*(Unit!F$622/100)/DB!K$5)*(Unit!AG705/100)*1000","v":0},{"$f":"(DmYear!$O$7*(Unit!G$622/100)/DB!L$5)*(Unit!AH705/100)*1000","v":0},{"$f":"(DmYear!$O$7*(Unit!H$622/100)/DB!M$5)*(Unit!AI705/100)*1000","v":0},{"$f":"(DmYear!$O$7*(Unit!I$622/100)/DB!N$5)*(Unit!AJ705/100)*1000","v":0},{"$f":"(DmYear!$O$7*(Unit!J$622/100)/DB!O$5)*(Unit!AK705/100)*1000","v":0},{"$f":"(DmYear!$O$7*(Unit!K$622/100)/DB!P$5)*(Unit!AL705/100)*1000","v":0},{"$f":"(DmYear!$O$7*(Unit!L$622/100)/DB!Q$5)*(Unit!AM705/100)*1000","v":0},{"$f":"(DmYear!$O$7*(Unit!M$622/100)/DB!R$5)*(Unit!AN705/100)*1000","v":0},{"$f":"(DmYear!$O$7*(Unit!N$622/100)/DB!S$5)*(Unit!AO705/100)*1000","v":0},"-",null,null,12,0,0,0,0,0,0,0,0,0,0,0,0,null,null,12,0,0,0,0,0,0,0,0,0,0,0,0,null,null,12,0,0,0,0,0,0,0,0,0,0,0,0,null,null,null,null,12,{"$f":"(DmYear!$O$34*(Unit!C$620/100)/DB!H$3)*(Unit!B705/100)*1000","v":0},{"$f":"(DmYear!$O$34*(Unit!D$620/100)/DB!I$3)*(Unit!C705/100)*1000","v":0},{"$f":"(DmYear!$O$34*(Unit!E$620/100)/DB!J$3)*(Unit!D705/100)*1000","v":0},{"$f":"(DmYear!$O$34*(Unit!F$620/100)/DB!K$3)*(Unit!E705/100)*1000","v":0},{"$f":"(DmYear!$O$34*(Unit!G$620/100)/DB!L$3)*(Unit!F705/100)*1000","v":0},{"$f":"(DmYear!$O$34*(Unit!H$620/100)/DB!M$3)*(Unit!G705/100)*1000","v":0},{"$f":"(DmYear!$O$34*(Unit!I$620/100)/DB!N$3)*(Unit!H705/100)*1000","v":0},{"$f":"(DmYear!$O$34*(Unit!J$620/100)/DB!O$3)*(Unit!I705/100)*1000","v":0},{"$f":"(DmYear!$O$34*(Unit!K$620/100)/DB!P$3)*(Unit!J705/100)*1000","v":0},{"$f":"(DmYear!$O$34*(Unit!L$620/100)/DB!Q$3)*(Unit!K705/100)*1000","v":0},{"$f":"(DmYear!$O$34*(Unit!M$620/100)/DB!R$3)*(Unit!L705/100)*1000","v":0},{"$f":"(DmYear!$O$34*(Unit!N$620/100)/DB!S$3)*(Unit!M705/100)*1000","v":0},"-",null,12,{"$f":"(DmYear!$O$34*(Unit!C$621/100)/DB!H$4)*(Unit!P705/100)*1000","v":0},{"$f":"(DmYear!$O$34*(Unit!D$621/100)/DB!I$4)*(Unit!Q705/100)*1000","v":0},{"$f":"(DmYear!$O$34*(Unit!E$621/100)/DB!J$4)*(Unit!R705/100)*1000","v":0},{"$f":"(DmYear!$O$34*(Unit!F$621/100)/DB!K$4)*(Unit!S705/100)*1000","v":0},{"$f":"(DmYear!$O$34*(Unit!G$621/100)/DB!L$4)*(Unit!T705/100)*1000","v":0},{"$f":"(DmYear!$O$34*(Unit!H$621/100)/DB!M$4)*(Unit!U705/100)*1000","v":0},{"$f":"(DmYear!$O$34*(Unit!I$621/100)/DB!N$4)*(Unit!V705/100)*1000","v":0},{"$f":"(DmYear!$O$34*(Unit!J$621/100)/DB!O$4)*(Unit!W705/100)*1000","v":0},{"$f":"(DmYear!$O$34*(Unit!K$621/100)/DB!P$4)*(Unit!X705/100)*1000","v":0},{"$f":"(DmYear!$O$34*(Unit!L$621/100)/DB!Q$4)*(Unit!Y705/100)*1000","v":0},{"$f":"(DmYear!$O$34*(Unit!M$621/100)/DB!R$4)*(Unit!Z705/100)*1000","v":0},{"$f":"(DmYear!$O$34*(Unit!N$621/100)/DB!S$4)*(Unit!AA705/100)*1000","v":0},"-",null,12,{"$f":"(DmYear!$O$34*(Unit!C$622/100)/DB!H$5)*(Unit!AD705/100)*1000","v":0},{"$f":"(DmYear!$O$34*(Unit!D$622/100)/DB!I$5)*(Unit!AE705/100)*1000","v":0},{"$f":"(DmYear!$O$34*(Unit!E$622/100)/DB!J$5)*(Unit!AF705/100)*1000","v":0},{"$f":"(DmYear!$O$34*(Unit!F$622/100)/DB!K$5)*(Unit!AG705/100)*1000","v":0},{"$f":"(DmYear!$O$34*(Unit!G$622/100)/DB!L$5)*(Unit!AH705/100)*1000","v":0},{"$f":"(DmYear!$O$34*(Unit!H$622/100)/DB!M$5)*(Unit!AI705/100)*1000","v":0},{"$f":"(DmYear!$O$34*(Unit!I$622/100)/DB!N$5)*(Unit!AJ705/100)*1000","v":0},{"$f":"(DmYear!$O$34*(Unit!J$622/100)/DB!O$5)*(Unit!AK705/100)*1000","v":0},{"$f":"(DmYear!$O$34*(Unit!K$622/100)/DB!P$5)*(Unit!AL705/100)*1000","v":0},{"$f":"(DmYear!$O$34*(Unit!L$622/100)/DB!Q$5)*(Unit!AM705/100)*1000","v":0},{"$f":"(DmYear!$O$34*(Unit!M$622/100)/DB!R$5)*(Unit!AN705/100)*1000","v":0},{"$f":"(DmYear!$O$34*(Unit!N$622/100)/DB!S$5)*(Unit!AO705/100)*1000","v":0},"-",null,null,12,0,0,0,0,0,0,0,0,0,0,0,0,null,null,12,0,0,0,0,0,0,0,0,0,0,0,0,null,null,12,0,0,0,0,0,0,0,0,0,0,0,0]
[null,15,{"$f":"(DmYear!$O$7*(Unit!C$620/100)/DB!H$3)*(Unit!B708/100)*1000","v":0},{"$f":"(DmYear!$O$7*(Unit!D$620/100)/DB!I$3)*(Unit!C708/100)*1000","v":0},{"$f":"(DmYear!$O$7*(Unit!E$620/100)/DB!J$3)*(Unit!D708/100)*1000","v":0},{"$f":"(DmYear!$O$7*(Unit!F$620/100)/DB!K$3)*(Unit!E708/100)*1000","v":0},{"$f":"(DmYear!$O$7*(Unit!G$620/100)/DB!L$3)*(Unit!F708/100)*1000","v":0},{"$f":"(DmYear!$O$7*(Unit!H$620/100)/DB!M$3)*(Unit!G708/100)*1000","v":0},{"$f":"(DmYear!$O$7*(Unit!I$620/100)/DB!N$3)*(Unit!H708/100)*1000","v":0},{"$f":"(DmYear!$O$7*(Unit!J$620/100)/DB!O$3)*(Unit!I708/100)*1000","v":0},{"$f":"(DmYear!$O$7*(Unit!K$620/100)/DB!P$3)*(Unit!J708/100)*1000","v":0},{"$f":"(DmYear!$O$7*(Unit!L$620/100)/DB!Q$3)*(Unit!K708/100)*1000","v":0},{"$f":"(DmYear!$O$7*(Unit!M$620/100)/DB!R$3)*(Unit!L708/100)*1000","v":0},{"$f":"(DmYear!$O$7*(Unit!N$620/100)/DB!S$3)*(Unit!M708/100)*1000","v":0},"-",null,15,{"$f":"(DmYear!$O$7*(Unit!C$621/100)/DB!H$4)*(Unit!P708/100)*1000","v":0},{"$f":"(DmYear!$O$7*(Unit!D$621/100)/DB!I$4)*(Unit!Q708/100)*1000","v":0},{"$f":"(DmYear!$O$7*(Unit!E$621/100)/DB!J$4)*(Unit!R708/100)*1000","v":0},{"$f":"(DmYear!$O$7*(Unit!F$621/100)/DB!K$4)*(Unit!S708/100)*1000","v":0},{"$f":"(DmYear!$O$7*(Unit!G$621/100)/DB!L$4)*(Unit!T708/100)*1000","v":0},{"$f":"(DmYear!$O$7*(Unit!H$621/100)/DB!M$4)*(Unit!U708/100)*1000","v":0},{"$f":"(DmYear!$O$7*(Unit!I$621/100)/DB!N$4)*(Unit!V708/100)*1000","v":0},{"$f":"(DmYear!$O$7*(Unit!J$621/100)/DB!O$4)*(Unit!W708/100)*1000","v":0},{"$f":"(DmYear!$O$7*(Unit!K$621/100)/DB!P$4)*(Unit!X708/100)*1000","v":0},{"$f":"(DmYear!$O$7*(Unit!L$621/100)/DB!Q$4)*(Unit!Y708/100)*1000","v":0},{"$f":"(DmYear!$O$7*(Unit!M$621/100)/DB!R$4)*(Unit!Z708/100)*1000","v":0},{"$f":"(DmYear!$O$7*(Unit!N$621/100)/DB!S$4)*(Unit!AA708/100)*1000","v":0},"-",null,15,{"$f":"(DmYear!$O$7*(Unit!C$622/100)/DB!H$5)*(Unit!AD708/100)*1000","v":0},{"$f":"(DmYear!$O$7*(Unit!D$622/100)/DB!I$5)*(Unit!AE708/100)*1000","v":0},{"$f":"(DmYear!$O$7*(Unit!E$622/100)/DB!J$5)*(Unit!AF708/100)*1000","v":0},{"$f":"(DmYear!$O$7*(Unit!F$622/100)/DB!K$5)*(Unit!AG708/100)*1000","v":0},{"$f":"(DmYear!$O$7*(Unit!G$622/100)/DB!L$5)*(Unit!AH708/100)*1000","v":0},{"$f":"(DmYear!$O$7*(Unit!H$622/100)/DB!M$5)*(Unit!AI708/100)*1000","v":0},{"$f":"(DmYear!$O$7*(Unit!I$622/100)/DB!N$5)*(Unit!AJ708/100)*1000","v":0},{"$f":"(DmYear!$O$7*(Unit!J$622/100)/DB!O$5)*(Unit!AK708/100)*1000","v":0},{"$f":"(DmYear!$O$7*(Unit!K$622/100)/DB!P$5)*(Unit!AL708/100)*1000","v":0},{"$f":"(DmYear!$O$7*(Unit!L$622/100)/DB!Q$5)*(Unit!AM708/100)*1000","v":0},{"$f":"(DmYear!$O$7*(Unit!M$622/100)/DB!R$5)*(Unit!AN708/100)*1000","v":0},{"$f":"(DmYear!$O$7*(Unit!N$622/100)/DB!S$5)*(Unit!AO708/100)*1000","v":0},"-",null,null,15,0,0,0,0,0,0,0,0,0,0,0,0,null,null,15,0,0,0,0,0,0,0,0,0,0,0,0,null,null,15,0,0,0,0,0,0,0,0,0,0,0,0,null,null,null,null,15,{"$f":"(DmYear!$O$34*(Unit!C$620/100)/DB!H$3)*(Unit!B708/100)*1000","v":0},{"$f":"(DmYear!$O$34*(Unit!D$620/100)/DB!I$3)*(Unit!C708/100)*1000","v":0},{"$f":"(DmYear!$O$34*(Unit!E$620/100)/DB!J$3)*(Unit!D708/100)*1000","v":0},{"$f":"(DmYear!$O$34*(Unit!F$620/100)/DB!K$3)*(Unit!E708/100)*1000","v":0},{"$f":"(DmYear!$O$34*(Unit!G$620/100)/DB!L$3)*(Unit!F708/100)*1000","v":0},{"$f":"(DmYear!$O$34*(Unit!H$620/100)/DB!M$3)*(Unit!G708/100)*1000","v":0},{"$f":"(DmYear!$O$34*(Unit!I$620/100)/DB!N$3)*(Unit!H708/100)*1000","v":0},{"$f":"(DmYear!$O$34*(Unit!J$620/100)/DB!O$3)*(Unit!I708/100)*1000","v":0},{"$f":"(DmYear!$O$34*(Unit!K$620/100)/DB!P$3)*(Unit!J708/100)*1000","v":0},{"$f":"(DmYear!$O$34*(Unit!L$620/100)/DB!Q$3)*(Unit!K708/100)*1000","v":0},{"$f":"(DmYear!$O$34*(Unit!M$620/100)/DB!R$3)*(Unit!L708/100)*1000","v":0},{"$f":"(DmYear!$O$34*(Unit!N$620/100)/DB!S$3)*(Unit!M708/100)*1000","v":0},"-",null,15,{"$f":"(DmYear!$O$34*(Unit!C$621/100)/DB!H$4)*(Unit!P708/100)*1000","v":0},{"$f":"(DmYear!$O$34*(Unit!D$621/100)/DB!I$4)*(Unit!Q708/100)*1000","v":0},{"$f":"(DmYear!$O$34*(Unit!E$621/100)/DB!J$4)*(Unit!R708/100)*1000","v":0},{"$f":"(DmYear!$O$34*(Unit!F$621/100)/DB!K$4)*(Unit!S708/100)*1000","v":0},{"$f":"(DmYear!$O$34*(Unit!G$621/100)/DB!L$4)*(Unit!T708/100)*1000","v":0},{"$f":"(DmYear!$O$34*(Unit!H$621/100)/DB!M$4)*(Unit!U708/100)*1000","v":0},{"$f":"(DmYear!$O$34*(Unit!I$621/100)/DB!N$4)*(Unit!V708/100)*1000","v":0},{"$f":"(DmYear!$O$34*(Unit!J$621/100)/DB!O$4)*(Unit!W708/100)*1000","v":0},{"$f":"(DmYear!$O$34*(Unit!K$621/100)/DB!P$4)*(Unit!X708/100)*1000","v":0},{"$f":"(DmYear!$O$34*(Unit!L$621/100)/DB!Q$4)*(Unit!Y708/100)*1000","v":0},{"$f":"(DmYear!$O$34*(Unit!M$621/100)/DB!R$4)*(Unit!Z708/100)*1000","v":0},{"$f":"(DmYear!$O$34*(Unit!N$621/100)/DB!S$4)*(Unit!AA708/100)*1000","v":0},"-",null,15,{"$f":"(DmYear!$O$34*(Unit!C$622/100)/DB!H$5)*(Unit!AD708/100)*1000","v":0},{"$f":"(DmYear!$O$34*(Unit!D$622/100)/DB!I$5)*(Unit!AE708/100)*1000","v":0},{"$f":"(DmYear!$O$34*(Unit!E$622/100)/DB!J$5)*(Unit!AF708/100)*1000","v":0},{"$f":"(DmYear!$O$34*(Unit!F$622/100)/DB!K$5)*(Unit!AG708/100)*1000","v":0},{"$f":"(DmYear!$O$34*(Unit!G$622/100)/DB!L$5)*(Unit!AH708/100)*1000","v":0},{"$f":"(DmYear!$O$34*(Unit!H$622/100)/DB!M$5)*(Unit!AI708/100)*1000","v":0},{"$f":"(DmYear!$O$34*(Unit!I$622/100)/DB!N$5)*(Unit!AJ708/100)*1000","v":0},{"$f":"(DmYear!$O$34*(Unit!J$622/100)/DB!O$5)*(Unit!AK708/100)*1000","v":0},{"$f":"(DmYear!$O$34*(Unit!K$622/100)/DB!P$5)*(Unit!AL708/100)*1000","v":0},{"$f":"(DmYear!$O$34*(Unit!L$622/100)/DB!Q$5)*(Unit!AM708/100)*1000","v":0},{"$f":"(DmYear!$O$34*(Unit!M$622/100)/DB!R$5)*(Unit!AN708/100)*1000","v":0},{"$f":"(DmYear!$O$34*(Unit!N$622/100)/DB!S$5)*(Unit!AO708/100)*1000","v":0},"-",null,null,15,0,0,0,0,0,0,0,0,0,0,0,0,null,null,15,0,0,0,0,0,0,0,0,0,0,0,0,null,null,15,0,0,0,0,0,0,0,0,0,0,0,0]
[null,18,{"$f":"(DmYear!$O$7*(Unit!C$620/100)/DB!H$3)*(Unit!B711/100)*1000","v":0},{"$f":"(DmYear!$O$7*(Unit!D$620/100)/DB!I$3)*(Unit!C711/100)*1000","v":0},{"$f":"(DmYear!$O$7*(Unit!E$620/100)/DB!J$3)*(Unit!D711/100)*1000","v":0},{"$f":"(DmYear!$O$7*(Unit!F$620/100)/DB!K$3)*(Unit!E711/100)*1000","v":0},{"$f":"(DmYear!$O$7*(Unit!G$620/100)/DB!L$3)*(Unit!F711/100)*1000","v":0},{"$f":"(DmYear!$O$7*(Unit!H$620/100)/DB!M$3)*(Unit!G711/100)*1000","v":0},{"$f":"(DmYear!$O$7*(Unit!I$620/100)/DB!N$3)*(Unit!H711/100)*1000","v":0},{"$f":"(DmYear!$O$7*(Unit!J$620/100)/DB!O$3)*(Unit!I711/100)*1000","v":0},{"$f":"(DmYear!$O$7*(Unit!K$620/100)/DB!P$3)*(Unit!J711/100)*1000","v":0},{"$f":"(DmYear!$O$7*(Unit!L$620/100)/DB!Q$3)*(Unit!K711/100)*1000","v":0},{"$f":"(DmYear!$O$7*(Unit!M$620/100)/DB!R$3)*(Unit!L711/100)*1000","v":0},{"$f":"(DmYear!$O$7*(Unit!N$620/100)/DB!S$3)*(Unit!M711/100)*1000","v":0},"-",null,18,{"$f":"(DmYear!$O$7*(Unit!C$621/100)/DB!H$4)*(Unit!P711/100)*1000","v":0},{"$f":"(DmYear!$O$7*(Unit!D$621/100)/DB!I$4)*(Unit!Q711/100)*1000","v":0},{"$f":"(DmYear!$O$7*(Unit!E$621/100)/DB!J$4)*(Unit!R711/100)*1000","v":0},{"$f":"(DmYear!$O$7*(Unit!F$621/100)/DB!K$4)*(Unit!S711/100)*1000","v":0},{"$f":"(DmYear!$O$7*(Unit!G$621/100)/DB!L$4)*(Unit!T711/100)*1000","v":0},{"$f":"(DmYear!$O$7*(Unit!H$621/100)/DB!M$4)*(Unit!U711/100)*1000","v":0},{"$f":"(DmYear!$O$7*(Unit!I$621/100)/DB!N$4)*(Unit!V711/100)*1000","v":0},{"$f":"(DmYear!$O$7*(Unit!J$621/100)/DB!O$4)*(Unit!W711/100)*1000","v":0},{"$f":"(DmYear!$O$7*(Unit!K$621/100)/DB!P$4)*(Unit!X711/100)*1000","v":0},{"$f":"(DmYear!$O$7*(Unit!L$621/100)/DB!Q$4)*(Unit!Y711/100)*1000","v":0},{"$f":"(DmYear!$O$7*(Unit!M$621/100)/DB!R$4)*(Unit!Z711/100)*1000","v":0},{"$f":"(DmYear!$O$7*(Unit!N$621/100)/DB!S$4)*(Unit!AA711/100)*1000","v":0},"-",null,18,{"$f":"(DmYear!$O$7*(Unit!C$622/100)/DB!H$5)*(Unit!AD711/100)*1000","v":0},{"$f":"(DmYear!$O$7*(Unit!D$622/100)/DB!I$5)*(Unit!AE711/100)*1000","v":0},{"$f":"(DmYear!$O$7*(Unit!E$622/100)/DB!J$5)*(Unit!AF711/100)*1000","v":0},{"$f":"(DmYear!$O$7*(Unit!F$622/100)/DB!K$5)*(Unit!AG711/100)*1000","v":0},{"$f":"(DmYear!$O$7*(Unit!G$622/100)/DB!L$5)*(Unit!AH711/100)*1000","v":0},{"$f":"(DmYear!$O$7*(Unit!H$622/100)/DB!M$5)*(Unit!AI711/100)*1000","v":0},{"$f":"(DmYear!$O$7*(Unit!I$622/100)/DB!N$5)*(Unit!AJ711/100)*1000","v":0},{"$f":"(DmYear!$O$7*(Unit!J$622/100)/DB!O$5)*(Unit!AK711/100)*1000","v":0},{"$f":"(DmYear!$O$7*(Unit!K$622/100)/DB!P$5)*(Unit!AL711/100)*1000","v":0},{"$f":"(DmYear!$O$7*(Unit!L$622/100)/DB!Q$5)*(Unit!AM711/100)*1000","v":0},{"$f":"(DmYear!$O$7*(Unit!M$622/100)/DB!R$5)*(Unit!AN711/100)*1000","v":0},{"$f":"(DmYear!$O$7*(Unit!N$622/100)/DB!S$5)*(Unit!AO711/100)*1000","v":0},"-",null,null,18,0,0,0,0,0,0,0,0,0,0,0,0,null,null,18,0,0,0,0,0,0,0,0,0,0,0,0,null,null,18,0,0,0,0,0,0,0,0,0,0,0,0,null,null,null,null,18,{"$f":"(DmYear!$O$34*(Unit!C$620/100)/DB!H$3)*(Unit!B711/100)*1000","v":0},{"$f":"(DmYear!$O$34*(Unit!D$620/100)/DB!I$3)*(Unit!C711/100)*1000","v":0},{"$f":"(DmYear!$O$34*(Unit!E$620/100)/DB!J$3)*(Unit!D711/100)*1000","v":0},{"$f":"(DmYear!$O$34*(Unit!F$620/100)/DB!K$3)*(Unit!E711/100)*1000","v":0},{"$f":"(DmYear!$O$34*(Unit!G$620/100)/DB!L$3)*(Unit!F711/100)*1000","v":0},{"$f":"(DmYear!$O$34*(Unit!H$620/100)/DB!M$3)*(Unit!G711/100)*1000","v":0},{"$f":"(DmYear!$O$34*(Unit!I$620/100)/DB!N$3)*(Unit!H711/100)*1000","v":0},{"$f":"(DmYear!$O$34*(Unit!J$620/100)/DB!O$3)*(Unit!I711/100)*1000","v":0},{"$f":"(DmYear!$O$34*(Unit!K$620/100)/DB!P$3)*(Unit!J711/100)*1000","v":0},{"$f":"(DmYear!$O$34*(Unit!L$620/100)/DB!Q$3)*(Unit!K711/100)*1000","v":0},{"$f":"(DmYear!$O$34*(Unit!M$620/100)/DB!R$3)*(Unit!L711/100)*1000","v":0},{"$f":"(DmYear!$O$34*(Unit!N$620/100)/DB!S$3)*(Unit!M711/100)*1000","v":0},"-",null,18,{"$f":"(DmYear!$O$34*(Unit!C$621/100)/DB!H$4)*(Unit!P711/100)*1000","v":0},{"$f":"(DmYear!$O$34*(Unit!D$621/100)/DB!I$4)*(Unit!Q711/100)*1000","v":0},{"$f":"(DmYear!$O$34*(Unit!E$621/100)/DB!J$4)*(Unit!R711/100)*1000","v":0},{"$f":"(DmYear!$O$34*(Unit!F$621/100)/DB!K$4)*(Unit!S711/100)*1000","v":0},{"$f":"(DmYear!$O$34*(Unit!G$621/100)/DB!L$4)*(Unit!T711/100)*1000","v":0},{"$f":"(DmYear!$O$34*(Unit!H$621/100)/DB!M$4)*(Unit!U711/100)*1000","v":0},{"$f":"(DmYear!$O$34*(Unit!I$621/100)/DB!N$4)*(Unit!V711/100)*1000","v":0},{"$f":"(DmYear!$O$34*(Unit!J$621/100)/DB!O$4)*(Unit!W711/100)*1000","v":0},{"$f":"(DmYear!$O$34*(Unit!K$621/100)/DB!P$4)*(Unit!X711/100)*1000","v":0},{"$f":"(DmYear!$O$34*(Unit!L$621/100)/DB!Q$4)*(Unit!Y711/100)*1000","v":0},{"$f":"(DmYear!$O$34*(Unit!M$621/100)/DB!R$4)*(Unit!Z711/100)*1000","v":0},{"$f":"(DmYear!$O$34*(Unit!N$621/100)/DB!S$4)*(Unit!AA711/100)*1000","v":0},"-",null,18,{"$f":"(DmYear!$O$34*(Unit!C$622/100)/DB!H$5)*(Unit!AD711/100)*1000","v":0},{"$f":"(DmYear!$O$34*(Unit!D$622/100)/DB!I$5)*(Unit!AE711/100)*1000","v":0},{"$f":"(DmYear!$O$34*(Unit!E$622/100)/DB!J$5)*(Unit!AF711/100)*1000","v":0},{"$f":"(DmYear!$O$34*(Unit!F$622/100)/DB!K$5)*(Unit!AG711/100)*1000","v":0},{"$f":"(DmYear!$O$34*(Unit!G$622/100)/DB!L$5)*(Unit!AH711/100)*1000","v":0},{"$f":"(DmYear!$O$34*(Unit!H$622/100)/DB!M$5)*(Unit!AI711/100)*1000","v":0},{"$f":"(DmYear!$O$34*(Unit!I$622/100)/DB!N$5)*(Unit!AJ711/100)*1000","v":0},{"$f":"(DmYear!$O$34*(Unit!J$622/100)/DB!O$5)*(Unit!AK711/100)*1000","v":0},{"$f":"(DmYear!$O$34*(Unit!K$622/100)/DB!P$5)*(Unit!AL711/100)*1000","v":0},{"$f":"(DmYear!$O$34*(Unit!L$622/100)/DB!Q$5)*(Unit!AM711/100)*1000","v":0},{"$f":"(DmYear!$O$34*(Unit!M$622/100)/DB!R$5)*(Unit!AN711/100)*1000","v":0},{"$f":"(DmYear!$O$34*(Unit!N$622/100)/DB!S$5)*(Unit!AO711/100)*1000","v":0},"-",null,null,18,0,0,0,0,0,0,0,0,0,0,0,0,null,null,18,0,0,0,0,0,0,0,0,0,0,0,0,null,null,18,0,0,0,0,0,0,0,0,0,0,0,0]
[null,20,{"$f":"(DmYear!$O$7*(Unit!C$620/100)/DB!H$3)*(Unit!B713/100)*1000","v":0},{"$f":"(DmYear!$O$7*(Unit!D$620/100)/DB!I$3)*(Unit!C713/100)*1000","v":0},{"$f":"(DmYear!$O$7*(Unit!E$620/100)/DB!J$3)*(Unit!D713/100)*1000","v":0},{"$f":"(DmYear!$O$7*(Unit!F$620/100)/DB!K$3)*(Unit!E713/100)*1000","v":0},{"$f":"(DmYear!$O$7*(Unit!G$620/100)/DB!L$3)*(Unit!F713/100)*1000","v":0},{"$f":"(DmYear!$O$7*(Unit!H$620/100)/DB!M$3)*(Unit!G713/100)*1000","v":0},{"$f":"(DmYear!$O$7*(Unit!I$620/100)/DB!N$3)*(Unit!H713/100)*1000","v":0},{"$f":"(DmYear!$O$7*(Unit!J$620/100)/DB!O$3)*(Unit!I713/100)*1000","v":0},{"$f":"(DmYear!$O$7*(Unit!K$620/100)/DB!P$3)*(Unit!J713/100)*1000","v":0},{"$f":"(DmYear!$O$7*(Unit!L$620/100)/DB!Q$3)*(Unit!K713/100)*1000","v":0},{"$f":"(DmYear!$O$7*(Unit!M$620/100)/DB!R$3)*(Unit!L713/100)*1000","v":0},{"$f":"(DmYear!$O$7*(Unit!N$620/100)/DB!S$3)*(Unit!M713/100)*1000","v":0},"-",null,20,{"$f":"(DmYear!$O$7*(Unit!C$621/100)/DB!H$4)*(Unit!P713/100)*1000","v":0},{"$f":"(DmYear!$O$7*(Unit!D$621/100)/DB!I$4)*(Unit!Q713/100)*1000","v":0},{"$f":"(DmYear!$O$7*(Unit!E$621/100)/DB!J$4)*(Unit!R713/100)*1000","v":0},{"$f":"(DmYear!$O$7*(Unit!F$621/100)/DB!K$4)*(Unit!S713/100)*1000","v":0},{"$f":"(DmYear!$O$7*(Unit!G$621/100)/DB!L$4)*(Unit!T713/100)*1000","v":0},{"$f":"(DmYear!$O$7*(Unit!H$621/100)/DB!M$4)*(Unit!U713/100)*1000","v":0},{"$f":"(DmYear!$O$7*(Unit!I$621/100)/DB!N$4)*(Unit!V713/100)*1000","v":0},{"$f":"(DmYear!$O$7*(Unit!J$621/100)/DB!O$4)*(Unit!W713/100)*1000","v":0},{"$f":"(DmYear!$O$7*(Unit!K$621/100)/DB!P$4)*(Unit!X713/100)*1000","v":0},{"$f":"(DmYear!$O$7*(Unit!L$621/100)/DB!Q$4)*(Unit!Y713/100)*1000","v":0},{"$f":"(DmYear!$O$7*(Unit!M$621/100)/DB!R$4)*(Unit!Z713/100)*1000","v":0},{"$f":"(DmYear!$O$7*(Unit!N$621/100)/DB!S$4)*(Unit!AA713/100)*1000","v":0},"-",null,20,{"$f":"(DmYear!$O$7*(Unit!C$622/100)/DB!H$5)*(Unit!AD713/100)*1000","v":0},{"$f":"(DmYear!$O$7*(Unit!D$622/100)/DB!I$5)*(Unit!AE713/100)*1000","v":0},{"$f":"(DmYear!$O$7*(Unit!E$622/100)/DB!J$5)*(Unit!AF713/100)*1000","v":0},{"$f":"(DmYear!$O$7*(Unit!F$622/100)/DB!K$5)*(Unit!AG713/100)*1000","v":0},{"$f":"(DmYear!$O$7*(Unit!G$622/100)/DB!L$5)*(Unit!AH713/100)*1000","v":0},{"$f":"(DmYear!$O$7*(Unit!H$622/100)/DB!M$5)*(Unit!AI713/100)*1000","v":0},{"$f":"(DmYear!$O$7*(Unit!I$622/100)/DB!N$5)*(Unit!AJ713/100)*1000","v":0},{"$f":"(DmYear!$O$7*(Unit!J$622/100)/DB!O$5)*(Unit!AK713/100)*1000","v":0},{"$f":"(DmYear!$O$7*(Unit!K$622/100)/DB!P$5)*(Unit!AL713/100)*1000","v":0},{"$f":"(DmYear!$O$7*(Unit!L$622/100)/DB!Q$5)*(Unit!AM713/100)*1000","v":0},{"$f":"(DmYear!$O$7*(Unit!M$622/100)/DB!R$5)*(Unit!AN713/100)*1000","v":0},{"$f":"(DmYear!$O$7*(Unit!N$622/100)/DB!S$5)*(Unit!AO713/100)*1000","v":0},"-",null,null,20,0,0,0,0,0,0,0,0,0,0,0,0,null,null,20,0,0,0,0,0,0,0,0,0,0,0,0,null,null,20,0,0,0,0,0,0,0,0,0,0,0,0,null,null,null,null,20,{"$f":"(DmYear!$O$34*(Unit!C$620/100)/DB!H$3)*(Unit!B713/100)*1000","v":0},{"$f":"(DmYear!$O$34*(Unit!D$620/100)/DB!I$3)*(Unit!C713/100)*1000","v":0},{"$f":"(DmYear!$O$34*(Unit!E$620/100)/DB!J$3)*(Unit!D713/100)*1000","v":0},{"$f":"(DmYear!$O$34*(Unit!F$620/100)/DB!K$3)*(Unit!E713/100)*1000","v":0},{"$f":"(DmYear!$O$34*(Unit!G$620/100)/DB!L$3)*(Unit!F713/100)*1000","v":0},{"$f":"(DmYear!$O$34*(Unit!H$620/100)/DB!M$3)*(Unit!G713/100)*1000","v":0},{"$f":"(DmYear!$O$34*(Unit!I$620/100)/DB!N$3)*(Unit!H713/100)*1000","v":0},{"$f":"(DmYear!$O$34*(Unit!J$620/100)/DB!O$3)*(Unit!I713/100)*1000","v":0},{"$f":"(DmYear!$O$34*(Unit!K$620/100)/DB!P$3)*(Unit!J713/100)*1000","v":0},{"$f":"(DmYear!$O$34*(Unit!L$620/100)/DB!Q$3)*(Unit!K713/100)*1000","v":0},{"$f":"(DmYear!$O$34*(Unit!M$620/100)/DB!R$3)*(Unit!L713/100)*1000","v":0},{"$f":"(DmYear!$O$34*(Unit!N$620/100)/DB!S$3)*(Unit!M713/100)*1000","v":0},"-",null,20,{"$f":"(DmYear!$O$34*(Unit!C$621/100)/DB!H$4)*(Unit!P713/100)*1000","v":0},{"$f":"(DmYear!$O$34*(Unit!D$621/100)/DB!I$4)*(Unit!Q713/100)*1000","v":0},{"$f":"(DmYear!$O$34*(Unit!E$621/100)/DB!J$4)*(Unit!R713/100)*1000","v":0},{"$f":"(DmYear!$O$34*(Unit!F$621/100)/DB!K$4)*(Unit!S713/100)*1000","v":0},{"$f":"(DmYear!$O$34*(Unit!G$621/100)/DB!L$4)*(Unit!T713/100)*1000","v":0},{"$f":"(DmYear!$O$34*(Unit!H$621/100)/DB!M$4)*(Unit!U713/100)*1000","v":0},{"$f":"(DmYear!$O$34*(Unit!I$621/100)/DB!N$4)*(Unit!V713/100)*1000","v":0},{"$f":"(DmYear!$O$34*(Unit!J$621/100)/DB!O$4)*(Unit!W713/100)*1000","v":0},{"$f":"(DmYear!$O$34*(Unit!K$621/100)/DB!P$4)*(Unit!X713/100)*1000","v":0},{"$f":"(DmYear!$O$34*(Unit!L$621/100)/DB!Q$4)*(Unit!Y713/100)*1000","v":0},{"$f":"(DmYear!$O$34*(Unit!M$621/100)/DB!R$4)*(Unit!Z713/100)*1000","v":0},{"$f":"(DmYear!$O$34*(Unit!N$621/100)/DB!S$4)*(Unit!AA713/100)*1000","v":0},"-",null,20,{"$f":"(DmYear!$O$34*(Unit!C$622/100)/DB!H$5)*(Unit!AD713/100)*1000","v":0},{"$f":"(DmYear!$O$34*(Unit!D$622/100)/DB!I$5)*(Unit!AE713/100)*1000","v":0},{"$f":"(DmYear!$O$34*(Unit!E$622/100)/DB!J$5)*(Unit!AF713/100)*1000","v":0},{"$f":"(DmYear!$O$34*(Unit!F$622/100)/DB!K$5)*(Unit!AG713/100)*1000","v":0},{"$f":"(DmYear!$O$34*(Unit!G$622/100)/DB!L$5)*(Unit!AH713/100)*1000","v":0},{"$f":"(DmYear!$O$34*(Unit!H$622/100)/DB!M$5)*(Unit!AI713/100)*1000","v":0},{"$f":"(DmYear!$O$34*(Unit!I$622/100)/DB!N$5)*(Unit!AJ713/100)*1000","v":0},{"$f":"(DmYear!$O$34*(Unit!J$622/100)/DB!O$5)*(Unit!AK713/100)*1000","v":0},{"$f":"(DmYear!$O$34*(Unit!K$622/100)/DB!P$5)*(Unit!AL713/100)*1000","v":0},{"$f":"(DmYear!$O$34*(Unit!L$622/100)/DB!Q$5)*(Unit!AM713/100)*1000","v":0},{"$f":"(DmYear!$O$34*(Unit!M$622/100)/DB!R$5)*(Unit!AN713/100)*1000","v":0},{"$f":"(DmYear!$O$34*(Unit!N$622/100)/DB!S$5)*(Unit!AO713/100)*1000","v":0},"-",null,null,20,0,0,0,0,0,0,0,0,0,0,0,0,null,null,20,0,0,0,0,0,0,0,0,0,0,0,0,null,null,20,0,0,0,0,0,0,0,0,0,0,0,0]
[null,23,{"$f":"(DmYear!$O$7*(Unit!C$620/100)/DB!H$3)*(Unit!B716/100)*1000","v":0},{"$f":"(DmYear!$O$7*(Unit!D$620/100)/DB!I$3)*(Unit!C716/100)*1000","v":0},{"$f":"(DmYear!$O$7*(Unit!E$620/100)/DB!J$3)*(Unit!D716/100)*1000","v":0},{"$f":"(DmYear!$O$7*(Unit!F$620/100)/DB!K$3)*(Unit!E716/100)*1000","v":0},{"$f":"(DmYear!$O$7*(Unit!G$620/100)/DB!L$3)*(Unit!F716/100)*1000","v":0},{"$f":"(DmYear!$O$7*(Unit!H$620/100)/DB!M$3)*(Unit!G716/100)*1000","v":0},{"$f":"(DmYear!$O$7*(Unit!I$620/100)/DB!N$3)*(Unit!H716/100)*1000","v":0},{"$f":"(DmYear!$O$7*(Unit!J$620/100)/DB!O$3)*(Unit!I716/100)*1000","v":0},{"$f":"(DmYear!$O$7*(Unit!K$620/100)/DB!P$3)*(Unit!J716/100)*1000","v":0},{"$f":"(DmYear!$O$7*(Unit!L$620/100)/DB!Q$3)*(Unit!K716/100)*1000","v":0},{"$f":"(DmYear!$O$7*(Unit!M$620/100)/DB!R$3)*(Unit!L716/100)*1000","v":0},{"$f":"(DmYear!$O$7*(Unit!N$620/100)/DB!S$3)*(Unit!M716/100)*1000","v":0},"-",null,23,{"$f":"(DmYear!$O$7*(Unit!C$621/100)/DB!H$4)*(Unit!P716/100)*1000","v":0},{"$f":"(DmYear!$O$7*(Unit!D$621/100)/DB!I$4)*(Unit!Q716/100)*1000","v":0},{"$f":"(DmYear!$O$7*(Unit!E$621/100)/DB!J$4)*(Unit!R716/100)*1000","v":0},{"$f":"(DmYear!$O$7*(Unit!F$621/100)/DB!K$4)*(Unit!S716/100)*1000","v":0},{"$f":"(DmYear!$O$7*(Unit!G$621/100)/DB!L$4)*(Unit!T716/100)*1000","v":0},{"$f":"(DmYear!$O$7*(Unit!H$621/100)/DB!M$4)*(Unit!U716/100)*1000","v":0},{"$f":"(DmYear!$O$7*(Unit!I$621/100)/DB!N$4)*(Unit!V716/100)*1000","v":0},{"$f":"(DmYear!$O$7*(Unit!J$621/100)/DB!O$4)*(Unit!W716/100)*1000","v":0},{"$f":"(DmYear!$O$7*(Unit!K$621/100)/DB!P$4)*(Unit!X716/100)*1000","v":0},{"$f":"(DmYear!$O$7*(Unit!L$621/100)/DB!Q$4)*(Unit!Y716/100)*1000","v":0},{"$f":"(DmYear!$O$7*(Unit!M$621/100)/DB!R$4)*(Unit!Z716/100)*1000","v":0},{"$f":"(DmYear!$O$7*(Unit!N$621/100)/DB!S$4)*(Unit!AA716/100)*1000","v":0},"-",null,23,{"$f":"(DmYear!$O$7*(Unit!C$622/100)/DB!H$5)*(Unit!AD716/100)*1000","v":0},{"$f":"(DmYear!$O$7*(Unit!D$622/100)/DB!I$5)*(Unit!AE716/100)*1000","v":0},{"$f":"(DmYear!$O$7*(Unit!E$622/100)/DB!J$5)*(Unit!AF716/100)*1000","v":0},{"$f":"(DmYear!$O$7*(Unit!F$622/100)/DB!K$5)*(Unit!AG716/100)*1000","v":0},{"$f":"(DmYear!$O$7*(Unit!G$622/100)/DB!L$5)*(Unit!AH716/100)*1000","v":0},{"$f":"(DmYear!$O$7*(Unit!H$622/100)/DB!M$5)*(Unit!AI716/100)*1000","v":0},{"$f":"(DmYear!$O$7*(Unit!I$622/100)/DB!N$5)*(Unit!AJ716/100)*1000","v":0},{"$f":"(DmYear!$O$7*(Unit!J$622/100)/DB!O$5)*(Unit!AK716/100)*1000","v":0},{"$f":"(DmYear!$O$7*(Unit!K$622/100)/DB!P$5)*(Unit!AL716/100)*1000","v":0},{"$f":"(DmYear!$O$7*(Unit!L$622/100)/DB!Q$5)*(Unit!AM716/100)*1000","v":0},{"$f":"(DmYear!$O$7*(Unit!M$622/100)/DB!R$5)*(Unit!AN716/100)*1000","v":0},{"$f":"(DmYear!$O$7*(Unit!N$622/100)/DB!S$5)*(Unit!AO716/100)*1000","v":0},"-",null,null,23,0,0,0,0,0,0,0,0,0,0,0,0,null,null,23,0,0,0,0,0,0,0,0,0,0,0,0,null,null,23,0,0,0,0,0,0,0,0,0,0,0,0,null,null,null,null,23,{"$f":"(DmYear!$O$34*(Unit!C$620/100)/DB!H$3)*(Unit!B716/100)*1000","v":0},{"$f":"(DmYear!$O$34*(Unit!D$620/100)/DB!I$3)*(Unit!C716/100)*1000","v":0},{"$f":"(DmYear!$O$34*(Unit!E$620/100)/DB!J$3)*(Unit!D716/100)*1000","v":0},{"$f":"(DmYear!$O$34*(Unit!F$620/100)/DB!K$3)*(Unit!E716/100)*1000","v":0},{"$f":"(DmYear!$O$34*(Unit!G$620/100)/DB!L$3)*(Unit!F716/100)*1000","v":0},{"$f":"(DmYear!$O$34*(Unit!H$620/100)/DB!M$3)*(Unit!G716/100)*1000","v":0},{"$f":"(DmYear!$O$34*(Unit!I$620/100)/DB!N$3)*(Unit!H716/100)*1000","v":0},{"$f":"(DmYear!$O$34*(Unit!J$620/100)/DB!O$3)*(Unit!I716/100)*1000","v":0},{"$f":"(DmYear!$O$34*(Unit!K$620/100)/DB!P$3)*(Unit!J716/100)*1000","v":0},{"$f":"(DmYear!$O$34*(Unit!L$620/100)/DB!Q$3)*(Unit!K716/100)*1000","v":0},{"$f":"(DmYear!$O$34*(Unit!M$620/100)/DB!R$3)*(Unit!L716/100)*1000","v":0},{"$f":"(DmYear!$O$34*(Unit!N$620/100)/DB!S$3)*(Unit!M716/100)*1000","v":0},"-",null,23,{"$f":"(DmYear!$O$34*(Unit!C$621/100)/DB!H$4)*(Unit!P716/100)*1000","v":0},{"$f":"(DmYear!$O$34*(Unit!D$621/100)/DB!I$4)*(Unit!Q716/100)*1000","v":0},{"$f":"(DmYear!$O$34*(Unit!E$621/100)/DB!J$4)*(Unit!R716/100)*1000","v":0},{"$f":"(DmYear!$O$34*(Unit!F$621/100)/DB!K$4)*(Unit!S716/100)*1000","v":0},{"$f":"(DmYear!$O$34*(Unit!G$621/100)/DB!L$4)*(Unit!T716/100)*1000","v":0},{"$f":"(DmYear!$O$34*(Unit!H$621/100)/DB!M$4)*(Unit!U716/100)*1000","v":0},{"$f":"(DmYear!$O$34*(Unit!I$621/100)/DB!N$4)*(Unit!V716/100)*1000","v":0},{"$f":"(DmYear!$O$34*(Unit!J$621/100)/DB!O$4)*(Unit!W716/100)*1000","v":0},{"$f":"(DmYear!$O$34*(Unit!K$621/100)/DB!P$4)*(Unit!X716/100)*1000","v":0},{"$f":"(DmYear!$O$34*(Unit!L$621/100)/DB!Q$4)*(Unit!Y716/100)*1000","v":0},{"$f":"(DmYear!$O$34*(Unit!M$621/100)/DB!R$4)*(Unit!Z716/100)*1000","v":0},{"$f":"(DmYear!$O$34*(Unit!N$621/100)/DB!S$4)*(Unit!AA716/100)*1000","v":0},"-",null,23,{"$f":"(DmYear!$O$34*(Unit!C$622/100)/DB!H$5)*(Unit!AD716/100)*1000","v":0},{"$f":"(DmYear!$O$34*(Unit!D$622/100)/DB!I$5)*(Unit!AE716/100)*1000","v":0},{"$f":"(DmYear!$O$34*(Unit!E$622/100)/DB!J$5)*(Unit!AF716/100)*1000","v":0},{"$f":"(DmYear!$O$34*(Unit!F$622/100)/DB!K$5)*(Unit!AG716/100)*1000","v":0},{"$f":"(DmYear!$O$34*(Unit!G$622/100)/DB!L$5)*(Unit!AH716/100)*1000","v":0},{"$f":"(DmYear!$O$34*(Unit!H$622/100)/DB!M$5)*(Unit!AI716/100)*1000","v":0},{"$f":"(DmYear!$O$34*(Unit!I$622/100)/DB!N$5)*(Unit!AJ716/100)*1000","v":0},{"$f":"(DmYear!$O$34*(Unit!J$622/100)/DB!O$5)*(Unit!AK716/100)*1000","v":0},{"$f":"(DmYear!$O$34*(Unit!K$622/100)/DB!P$5)*(Unit!AL716/100)*1000","v":0},{"$f":"(DmYear!$O$34*(Unit!L$622/100)/DB!Q$5)*(Unit!AM716/100)*1000","v":0},{"$f":"(DmYear!$O$34*(Unit!M$622/100)/DB!R$5)*(Unit!AN716/100)*1000","v":0},{"$f":"(DmYear!$O$34*(Unit!N$622/100)/DB!S$5)*(Unit!AO716/100)*1000","v":0},"-",null,null,23,0,0,0,0,0,0,0,0,0,0,0,0,null,null,23,0,0,0,0,0,0,0,0,0,0,0,0,null,null,23,0,0,0,0,0,0,0,0,0,0,0,0]
[null,"MJ/日",{"$f":"DmYear!$O$7*(Unit!C$620/100)/DB!H$3*1000","v":0},{"$f":"DmYear!$O$7*(Unit!D$620/100)/DB!I$3*1000","v":0},{"$f":"DmYear!$O$7*(Unit!E$620/100)/DB!J$3*1000","v":0},{"$f":"DmYear!$O$7*(Unit!F$620/100)/DB!K$3*1000","v":0},{"$f":"DmYear!$O$7*(Unit!G$620/100)/DB!L$3*1000","v":0},{"$f":"DmYear!$O$7*(Unit!H$620/100)/DB!M$3*1000","v":0},{"$f":"DmYear!$O$7*(Unit!I$620/100)/DB!N$3*1000","v":0},{"$f":"DmYear!$O$7*(Unit!J$620/100)/DB!O$3*1000","v":0},{"$f":"DmYear!$O$7*(Unit!K$620/100)/DB!P$3*1000","v":0},{"$f":"DmYear!$O$7*(Unit!L$620/100)/DB!Q$3*1000","v":0},{"$f":"DmYear!$O$7*(Unit!M$620/100)/DB!R$3*1000","v":0},{"$f":"DmYear!$O$7*(Unit!N$620/100)/DB!S$3*1000","v":0},"-",null,"MJ/日",{"$f":"DmYear!$O$7*(Unit!C$621/100)/DB!H$4*1000","v":0},{"$f":"DmYear!$O$7*(Unit!D$621/100)/DB!I$4*1000","v":0},{"$f":"DmYear!$O$7*(Unit!E$621/100)/DB!J$4*1000","v":0},{"$f":"DmYear!$O$7*(Unit!F$621/100)/DB!K$4*1000","v":0},{"$f":"DmYear!$O$7*(Unit!G$621/100)/DB!L$4*1000","v":0},{"$f":"DmYear!$O$7*(Unit!H$621/100)/DB!M$4*1000","v":0},{"$f":"DmYear!$O$7*(Unit!I$621/100)/DB!N$4*1000","v":0},{"$f":"DmYear!$O$7*(Unit!J$621/100)/DB!O$4*1000","v":0},{"$f":"DmYear!$O$7*(Unit!K$621/100)/DB!P$4*1000","v":0},{"$f":"DmYear!$O$7*(Unit!L$621/100)/DB!Q$4*1000","v":0},{"$f":"DmYear!$O$7*(Unit!M$621/100)/DB!R$4*1000","v":0},{"$f":"DmYear!$O$7*(Unit!N$621/100)/DB!S$4*1000","v":0},"-",null,"MJ/日",{"$f":"DmYear!$O$7*(Unit!C$622/100)/DB!H$5*1000","v":0},{"$f":"DmYear!$O$7*(Unit!D$622/100)/DB!I$5*1000","v":0},{"$f":"DmYear!$O$7*(Unit!E$622/100)/DB!J$5*1000","v":0},{"$f":"DmYear!$O$7*(Unit!F$622/100)/DB!K$5*1000","v":0},{"$f":"DmYear!$O$7*(Unit!G$622/100)/DB!L$5*1000","v":0},{"$f":"DmYear!$O$7*(Unit!H$622/100)/DB!M$5*1000","v":0},{"$f":"DmYear!$O$7*(Unit!I$622/100)/DB!N$5*1000","v":0},{"$f":"DmYear!$O$7*(Unit!J$622/100)/DB!O$5*1000","v":0},{"$f":"DmYear!$O$7*(Unit!K$622/100)/DB!P$5*1000","v":0},{"$f":"DmYear!$O$7*(Unit!L$622/100)/DB!Q$5*1000","v":0},{"$f":"DmYear!$O$7*(Unit!M$622/100)/DB!R$5*1000","v":0},{"$f":"DmYear!$O$7*(Unit!N$622/100)/DB!S$5*1000","v":0},"-",null,null,"MJ/日",{"$f":"SUM(AW693:AW716)","v":0},{"$f":"SUM(AX693:AX716)","v":0},0,0,0,0,0,0,0,0,0,0,null,null,"MJ/日",{"$f":"SUM(BL693:BL716)","v":0},{"$f":"SUM(BM693:BM716)","v":0},0,0,0,0,0,0,0,0,0,0,null,null,"MJ/日",{"$f":"SUM(CA693:CA716)","v":0},{"$f":"SUM(CB693:CB716)","v":0},0,0,0,0,0,0,0,0,0,0,null,null,null,null,"MJ/日",{"$f":"DmYear!$O$34*(Unit!C$620/100)/DB!H$3*1000","v":0},{"$f":"DmYear!$O$34*(Unit!D$620/100)/DB!I$3*1000","v":0},{"$f":"DmYear!$O$34*(Unit!E$620/100)/DB!J$3*1000","v":0},{"$f":"DmYear!$O$34*(Unit!F$620/100)/DB!K$3*1000","v":0},{"$f":"DmYear!$O$34*(Unit!G$620/100)/DB!L$3*1000","v":0},{"$f":"DmYear!$O$34*(Unit!H$620/100)/DB!M$3*1000","v":0},{"$f":"DmYear!$O$34*(Unit!I$620/100)/DB!N$3*1000","v":0},{"$f":"DmYear!$O$34*(Unit!J$620/100)/DB!O$3*1000","v":0},{"$f":"DmYear!$O$34*(Unit!K$620/100)/DB!P$3*1000","v":0},{"$f":"DmYear!$O$34*(Unit!L$620/100)/DB!Q$3*1000","v":0},{"$f":"DmYear!$O$34*(Unit!M$620/100)/DB!R$3*1000","v":0},{"$f":"DmYear!$O$34*(Unit!N$620/100)/DB!S$3*1000","v":0},"-",null,"MJ/日",{"$f":"DmYear!$O$34*(Unit!C$621/100)/DB!H$4*1000","v":0},{"$f":"DmYear!$O$34*(Unit!D$621/100)/DB!I$4*1000","v":0},{"$f":"DmYear!$O$34*(Unit!E$621/100)/DB!J$4*1000","v":0},{"$f":"DmYear!$O$34*(Unit!F$621/100)/DB!K$4*1000","v":0},{"$f":"DmYear!$O$34*(Unit!G$621/100)/DB!L$4*1000","v":0},{"$f":"DmYear!$O$34*(Unit!H$621/100)/DB!M$4*1000","v":0},{"$f":"DmYear!$O$34*(Unit!I$621/100)/DB!N$4*1000","v":0},{"$f":"DmYear!$O$34*(Unit!J$621/100)/DB!O$4*1000","v":0},{"$f":"DmYear!$O$34*(Unit!K$621/100)/DB!P$4*1000","v":0},{"$f":"DmYear!$O$34*(Unit!L$621/100)/DB!Q$4*1000","v":0},{"$f":"DmYear!$O$34*(Unit!M$621/100)/DB!R$4*1000","v":0},{"$f":"DmYear!$O$34*(Unit!N$621/100)/DB!S$4*1000","v":0},"-",null,"MJ/日",{"$f":"DmYear!$O$34*(Unit!C$622/100)/DB!H$5*1000","v":0},{"$f":"DmYear!$O$34*(Unit!D$622/100)/DB!I$5*1000","v":0},{"$f":"DmYear!$O$34*(Unit!E$622/100)/DB!J$5*1000","v":0},{"$f":"DmYear!$O$34*(Unit!F$622/100)/DB!K$5*1000","v":0},{"$f":"DmYear!$O$34*(Unit!G$622/100)/DB!L$5*1000","v":0},{"$f":"DmYear!$O$34*(Unit!H$622/100)/DB!M$5*1000","v":0},{"$f":"DmYear!$O$34*(Unit!I$622/100)/DB!N$5*1000","v":0},{"$f":"DmYear!$O$34*(Unit!J$622/100)/DB!O$5*1000","v":0},{"$f":"DmYear!$O$34*(Unit!K$622/100)/DB!P$5*1000","v":0},{"$f":"DmYear!$O$34*(Unit!L$622/100)/DB!Q$5*1000","v":0},{"$f":"DmYear!$O$34*(Unit!M$622/100)/DB!R$5*1000","v":0},{"$f":"DmYear!$O$34*(Unit!N$622/100)/DB!S$5*1000","v":0},"-",null,null,"MJ/日",{"$f":"SUM(EL693:EL716)","v":0},{"$f":"SUM(EM693:EM716)","v":0},0,0,0,0,0,0,0,0,0,0,null,null,"MJ/日",{"$f":"SUM(FA693:FA716)","v":0},{"$f":"SUM(FB693:FB716)","v":0},0,0,0,0,0,0,0,0,0,0,null,null,"MJ/日",{"$f":"SUM(FP693:FP716)","v":0},{"$f":"SUM(FQ693:FQ716)","v":0},0,0,0,0,0,0,0,0,0,0]
[null,"給湯",{"$f":"SUM(C723:C746)-C747","v":0},{"$f":"SUM(D723:D746)-D747","v":0},0,0,0,0,0,0,0,0,0,0,"←検算用",null,"給湯",{"$f":"SUM(R723:R746)-R747","v":0},{"$f":"SUM(S723:S746)-S747","v":0},0,0,0,0,0,0,0,0,0,{"$f":"SUM(AC723:AC746)-AC747","v":0},"←検算用",null,"給湯",{"$f":"SUM(AG723:AG746)-AG747","v":0},{"$f":"SUM(AH723:AH746)-AH747","v":0},0,0,0,0,0,0,0,0,0,0,null,null,null,"給湯・平日・ピーク",null,null,null,null,null,null,null,null,null,null,null,null,null,null,"給湯・土曜・ピーク",null,null,null,null,null,null,null,null,null,null,null,null,null,null,"給湯・休日・ピーク",null,null,null,null,null,null,null,null,null,null,null,null,null,null,null,null,"給湯",{"$f":"SUM(CR723:CR746)-CR747","v":0},{"$f":"SUM(CS723:CS746)-CS747","v":0},0,0,0,0,0,0,0,0,0,0,"←検算用",null,"給湯",{"$f":"SUM(DG723:DG746)-DG747","v":0},{"$f":"SUM(DH723:DH746)-DH747","v":0},0,0,0,0,0,0,0,0,0,{"$f":"SUM(DR723:DR746)-DR747","v":0},"←検算用",null,"給湯",{"$f":"SUM(DV723:DV746)-DV747","v":0},{"$f":"SUM(DW723:DW746)-DW747","v":0},0,0,0,0,0,0,0,0,0,0,null,null,null,"給湯・平日・ピーク",null,null,null,null,null,null,null,null,null,null,null,null,null,null,"給湯・土曜・ピーク",null,null,null,null,null,null,null,null,null,null,null,null,null,null,"給湯・休日・ピーク"]
[null,"MJ/h","1月","2月","3月","4月","5月","6月","7月","8月","9月","10月","11月","12月","計",null,"MJ/h","1月","2月","3月","4月","5月","6月","7月","8月","9月","10月","11月","12月","計",null,"MJ/h","1月","2月","3月","4月","5月","6月","7月","8月","9月","10月","11月","12月","計",null,null,"MJ/h","1月","2月","3月","4月","5月","6月","7月","8月","9月","10月","11月","12月",null,null,"MJ/h","1月","2月","3月","4月","5月","6月","7月","8月","9月","10月","11月","12月",null,null,"MJ/h","1月","2月","3月","4月","5月","6月","7月","8月","9月","10月","11月","12月",null,null,null,null,"MJ/h","1月","2月","3月","4月","5月","6月","7月","8月","9月","10月","11月","12月","計",null,"MJ/h","1月","2月","3月","4月","5月","6月","7月","8月","9月","10月","11月","12月","計",null,"MJ/h","1月","2月","3月","4月","5月","6月","7月","8月","9月","10月","11月","12月","計",null,null,"MJ/h","1月","2月","3月","4月","5月","6月","7月","8月","9月","10月","11月","12月",null,null,"MJ/h","1月","2月","3月","4月","5月","6月","7月","8月","9月","10月","11月","12月",null,null,"MJ/h","1月","2月","3月","4月","5月","6月","7月","8月","9月","10月","11月","12月"]
[null,2,{"$f":"(DmYear!$O$8*(Unit!C$624/100)/DB!H$3)*(Unit!B725/100)*1000","v":0},{"$f":"(DmYear!$O$8*(Unit!D$624/100)/DB!I$3)*(Unit!C725/100)*1000","v":0},{"$f":"(DmYear!$O$8*(Unit!E$624/100)/DB!J$3)*(Unit!D725/100)*1000","v":0},{"$f":"(DmYear!$O$8*(Unit!F$624/100)/DB!K$3)*(Unit!E725/100)*1000","v":0},{"$f":"(DmYear!$O$8*(Unit!G$624/100)/DB!L$3)*(Unit!F725/100)*1000","v":0},{"$f":"(DmYear!$O$8*(Unit!H$624/100)/DB!M$3)*(Unit!G725/100)*1000","v":0},{"$f":"(DmYear!$O$8*(Unit!I$624/100)/DB!N$3)*(Unit!H725/100)*1000","v":0},{"$f":"(DmYear!$O$8*(Unit!J$624/100)/DB!O$3)*(Unit!I725/100)*1000","v":0},{"$f":"(DmYear!$O$8*(Unit!K$624/100)/DB!P$3)*(Unit!J725/100)*1000","v":0},{"$f":"(DmYear!$O$8*(Unit!L$624/100)/DB!Q$3)*(Unit!K725/100)*1000","v":0},{"$f":"(DmYear!$O$8*(Unit!M$624/100)/DB!R$3)*(Unit!L725/100)*1000","v":0},{"$f":"(DmYear!$O$8*(Unit!N$624/100)/DB!S$3)*(Unit!M725/100)*1000","v":0},"-",null,2,{"$f":"(DmYear!$O$8*(Unit!C$625/100)/DB!H$4)*(Unit!P725/100)*1000","v":0},{"$f":"(DmYear!$O$8*(Unit!D$625/100)/DB!I$4)*(Unit!Q725/100)*1000","v":0},{"$f":"(DmYear!$O$8*(Unit!E$625/100)/DB!J$4)*(Unit!R725/100)*1000","v":0},{"$f":"(DmYear!$O$8*(Unit!F$625/100)/DB!K$4)*(Unit!S725/100)*1000","v":0},{"$f":"(DmYear!$O$8*(Unit!G$625/100)/DB!L$4)*(Unit!T725/100)*1000","v":0},{"$f":"(DmYear!$O$8*(Unit!H$625/100)/DB!M$4)*(Unit!U725/100)*1000","v":0},{"$f":"(DmYear!$O$8*(Unit!I$625/100)/DB!N$4)*(Unit!V725/100)*1000","v":0},{"$f":"(DmYear!$O$8*(Unit!J$625/100)/DB!O$4)*(Unit!W725/100)*1000","v":0},{"$f":"(DmYear!$O$8*(Unit!K$625/100)/DB!P$4)*(Unit!X725/100)*1000","v":0},{"$f":"(DmYear!$O$8*(Unit!L$625/100)/DB!Q$4)*(Unit!Y725/100)*1000","v":0},{"$f":"(DmYear!$O$8*(Unit!M$625/100)/DB!R$4)*(Unit!Z725/100)*1000","v":0},{"$f":"(DmYear!$O$8*(Unit!N$625/100)/DB!S$4)*(Unit!AA725/100)*1000","v":0},"-",null,2,{"$f":"(DmYear!$O$8*(Unit!C$626/100)/DB!H$5)*(Unit!AD725/100)*1000","v":0},{"$f":"(DmYear!$O$8*(Unit!D$626/100)/DB!I$5)*(Unit!AE725/100)*1000","v":0},{"$f":"(DmYear!$O$8*(Unit!E$626/100)/DB!J$5)*(Unit!AF725/100)*1000","v":0},{"$f":"(DmYear!$O$8*(Unit!F$626/100)/DB!K$5)*(Unit!AG725/100)*1000","v":0},{"$f":"(DmYear!$O$8*(Unit!G$626/100)/DB!L$5)*(Unit!AH725/100)*1000","v":0},{"$f":"(DmYear!$O$8*(Unit!H$626/100)/DB!M$5)*(Unit!AI725/100)*1000","v":0},{"$f":"(DmYear!$O$8*(Unit!I$626/100)/DB!N$5)*(Unit!AJ725/100)*1000","v":0},{"$f":"(DmYear!$O$8*(Unit!J$626/100)/DB!O$5)*(Unit!AK725/100)*1000","v":0},{"$f":"(DmYear!$O$8*(Unit!K$626/100)/DB!P$5)*(Unit!AL725/100)*1000","v":0},{"$f":"(DmYear!$O$8*(Unit!L$626/100)/DB!Q$5)*(Unit!AM725/100)*1000","v":0},{"$f":"(DmYear!$O$8*(Unit!M$626/100)/DB!R$5)*(Unit!AN725/100)*1000","v":0},{"$f":"(DmYear!$O$8*(Unit!N$626/100)/DB!S$5)*(Unit!AO725/100)*1000","v":0},"-",null,null,2,0,0,0,0,0,0,0,0,0,0,0,0,null,null,2,0,0,0,0,0,0,0,0,0,0,0,0,null,null,2,0,0,0,0,0,0,0,0,0,0,0,0,null,null,null,null,2,{"$f":"(DmYear!$O$35*(Unit!C$624/100)/DB!H$3)*(Unit!B725/100)*1000","v":0},{"$f":"(DmYear!$O$35*(Unit!D$624/100)/DB!I$3)*(Unit!C725/100)*1000","v":0},{"$f":"(DmYear!$O$35*(Unit!E$624/100)/DB!J$3)*(Unit!D725/100)*1000","v":0},{"$f":"(DmYear!$O$35*(Unit!F$624/100)/DB!K$3)*(Unit!E725/100)*1000","v":0},{"$f":"(DmYear!$O$35*(Unit!G$624/100)/DB!L$3)*(Unit!F725/100)*1000","v":0},{"$f":"(DmYear!$O$35*(Unit!H$624/100)/DB!M$3)*(Unit!G725/100)*1000","v":0},{"$f":"(DmYear!$O$35*(Unit!I$624/100)/DB!N$3)*(Unit!H725/100)*1000","v":0},{"$f":"(DmYear!$O$35*(Unit!J$624/100)/DB!O$3)*(Unit!I725/100)*1000","v":0},{"$f":"(DmYear!$O$35*(Unit!K$624/100)/DB!P$3)*(Unit!J725/100)*1000","v":0},{"$f":"(DmYear!$O$35*(Unit!L$624/100)/DB!Q$3)*(Unit!K725/100)*1000","v":0},{"$f":"(DmYear!$O$35*(Unit!M$624/100)/DB!R$3)*(Unit!L725/100)*1000","v":0},{"$f":"(DmYear!$O$35*(Unit!N$624/100)/DB!S$3)*(Unit!M725/100)*1000","v":0},"-",null,2,{"$f":"(DmYear!$O$35*(Unit!C$625/100)/DB!H$4)*(Unit!P725/100)*1000","v":0},{"$f":"(DmYear!$O$35*(Unit!D$625/100)/DB!I$4)*(Unit!Q725/100)*1000","v":0},{"$f":"(DmYear!$O$35*(Unit!E$625/100)/DB!J$4)*(Unit!R725/100)*1000","v":0},{"$f":"(DmYear!$O$35*(Unit!F$625/100)/DB!K$4)*(Unit!S725/100)*1000","v":0},{"$f":"(DmYear!$O$35*(Unit!G$625/100)/DB!L$4)*(Unit!T725/100)*1000","v":0},{"$f":"(DmYear!$O$35*(Unit!H$625/100)/DB!M$4)*(Unit!U725/100)*1000","v":0},{"$f":"(DmYear!$O$35*(Unit!I$625/100)/DB!N$4)*(Unit!V725/100)*1000","v":0},{"$f":"(DmYear!$O$35*(Unit!J$625/100)/DB!O$4)*(Unit!W725/100)*1000","v":0},{"$f":"(DmYear!$O$35*(Unit!K$625/100)/DB!P$4)*(Unit!X725/100)*1000","v":0},{"$f":"(DmYear!$O$35*(Unit!L$625/100)/DB!Q$4)*(Unit!Y725/100)*1000","v":0},{"$f":"(DmYear!$O$35*(Unit!M$625/100)/DB!R$4)*(Unit!Z725/100)*1000","v":0},{"$f":"(DmYear!$O$35*(Unit!N$625/100)/DB!S$4)*(Unit!AA725/100)*1000","v":0},"-",null,2,{"$f":"(DmYear!$O$35*(Unit!C$626/100)/DB!H$5)*(Unit!AD725/100)*1000","v":0},{"$f":"(DmYear!$O$35*(Unit!D$626/100)/DB!I$5)*(Unit!AE725/100)*1000","v":0},{"$f":"(DmYear!$O$35*(Unit!E$626/100)/DB!J$5)*(Unit!AF725/100)*1000","v":0},{"$f":"(DmYear!$O$35*(Unit!F$626/100)/DB!K$5)*(Unit!AG725/100)*1000","v":0},{"$f":"(DmYear!$O$35*(Unit!G$626/100)/DB!L$5)*(Unit!AH725/100)*1000","v":0},{"$f":"(DmYear!$O$35*(Unit!H$626/100)/DB!M$5)*(Unit!AI725/100)*1000","v":0},{"$f":"(DmYear!$O$35*(Unit!I$626/100)/DB!N$5)*(Unit!AJ725/100)*1000","v":0},{"$f":"(DmYear!$O$35*(Unit!J$626/100)/DB!O$5)*(Unit!AK725/100)*1000","v":0},{"$f":"(DmYear!$O$35*(Unit!K$626/100)/DB!P$5)*(Unit!AL725/100)*1000","v":0},{"$f":"(DmYear!$O$35*(Unit!L$626/100)/DB!Q$5)*(Unit!AM725/100)*1000","v":0},{"$f":"(DmYear!$O$35*(Unit!M$626/100)/DB!R$5)*(Unit!AN725/100)*1000","v":0},{"$f":"(DmYear!$O$35*(Unit!N$626/100)/DB!S$5)*(Unit!AO725/100)*1000","v":0},"-",null,null,2,0,0,0,0,0,0,0,0,0,0,0,0,null,null,2,0,0,0,0,0,0,0,0,0,0,0,0,null,null,2,0,0,0,0,0,0,0,0,0,0,0,0]
[null,3,{"$f":"(DmYear!$O$8*(Unit!C$624/100)/DB!H$3)*(Unit!B726/100)*1000","v":0},{"$f":"(DmYear!$O$8*(Unit!D$624/100)/DB!I$3)*(Unit!C726/100)*1000","v":0},{"$f":"(DmYear!$O$8*(Unit!E$624/100)/DB!J$3)*(Unit!D726/100)*1000","v":0},{"$f":"(DmYear!$O$8*(Unit!F$624/100)/DB!K$3)*(Unit!E726/100)*1000","v":0},{"$f":"(DmYear!$O$8*(Unit!G$624/100)/DB!L$3)*(Unit!F726/100)*1000","v":0},{"$f":"(DmYear!$O$8*(Unit!H$624/100)/DB!M$3)*(Unit!G726/100)*1000","v":0},{"$f":"(DmYear!$O$8*(Unit!I$624/100)/DB!N$3)*(Unit!H726/100)*1000","v":0},{"$f":"(DmYear!$O$8*(Unit!J$624/100)/DB!O$3)*(Unit!I726/100)*1000","v":0},{"$f":"(DmYear!$O$8*(Unit!K$624/100)/DB!P$3)*(Unit!J726/100)*1000","v":0},{"$f":"(DmYear!$O$8*(Unit!L$624/100)/DB!Q$3)*(Unit!K726/100)*1000","v":0},{"$f":"(DmYear!$O$8*(Unit!M$624/100)/DB!R$3)*(Unit!L726/100)*1000","v":0},{"$f":"(DmYear!$O$8*(Unit!N$624/100)/DB!S$3)*(Unit!M726/100)*1000","v":0},"-",null,3,{"$f":"(DmYear!$O$8*(Unit!C$625/100)/DB!H$4)*(Unit!P726/100)*1000","v":0},{"$f":"(DmYear!$O$8*(Unit!D$625/100)/DB!I$4)*(Unit!Q726/100)*1000","v":0},{"$f":"(DmYear!$O$8*(Unit!E$625/100)/DB!J$4)*(Unit!R726/100)*1000","v":0},{"$f":"(DmYear!$O$8*(Unit!F$625/100)/DB!K$4)*(Unit!S726/100)*1000","v":0},{"$f":"(DmYear!$O$8*(Unit!G$625/100)/DB!L$4)*(Unit!T726/100)*1000","v":0},{"$f":"(DmYear!$O$8*(Unit!H$625/100)/DB!M$4)*(Unit!U726/100)*1000","v":0},{"$f":"(DmYear!$O$8*(Unit!I$625/100)/DB!N$4)*(Unit!V726/100)*1000","v":0},{"$f":"(DmYear!$O$8*(Unit!J$625/100)/DB!O$4)*(Unit!W726/100)*1000","v":0},{"$f":"(DmYear!$O$8*(Unit!K$625/100)/DB!P$4)*(Unit!X726/100)*1000","v":0},{"$f":"(DmYear!$O$8*(Unit!L$625/100)/DB!Q$4)*(Unit!Y726/100)*1000","v":0},{"$f":"(DmYear!$O$8*(Unit!M$625/100)/DB!R$4)*(Unit!Z726/100)*1000","v":0},{"$f":"(DmYear!$O$8*(Unit!N$625/100)/DB!S$4)*(Unit!AA726/100)*1000","v":0},"-",null,3,{"$f":"(DmYear!$O$8*(Unit!C$626/100)/DB!H$5)*(Unit!AD726/100)*1000","v":0},{"$f":"(DmYear!$O$8*(Unit!D$626/100)/DB!I$5)*(Unit!AE726/100)*1000","v":0},{"$f":"(DmYear!$O$8*(Unit!E$626/100)/DB!J$5)*(Unit!AF726/100)*1000","v":0},{"$f":"(DmYear!$O$8*(Unit!F$626/100)/DB!K$5)*(Unit!AG726/100)*1000","v":0},{"$f":"(DmYear!$O$8*(Unit!G$626/100)/DB!L$5)*(Unit!AH726/100)*1000","v":0},{"$f":"(DmYear!$O$8*(Unit!H$626/100)/DB!M$5)*(Unit!AI726/100)*1000","v":0},{"$f":"(DmYear!$O$8*(Unit!I$626/100)/DB!N$5)*(Unit!AJ726/100)*1000","v":0},{"$f":"(DmYear!$O$8*(Unit!J$626/100)/DB!O$5)*(Unit!AK726/100)*1000","v":0},{"$f":"(DmYear!$O$8*(Unit!K$626/100)/DB!P$5)*(Unit!AL726/100)*1000","v":0},{"$f":"(DmYear!$O$8*(Unit!L$626/100)/DB!Q$5)*(Unit!AM726/100)*1000","v":0},{"$f":"(DmYear!$O$8*(Unit!M$626/100)/DB!R$5)*(Unit!AN726/100)*1000","v":0},{"$f":"(DmYear!$O$8*(Unit!N$626/100)/DB!S$5)*(Unit!AO726/100)*1000","v":0},"-",null,null,3,0,0,0,0,0,0,0,0,0,0,0,0,null,null,3,0,0,0,0,0,0,0,0,0,0,0,0,null,null,3,0,0,0,0,0,0,0,0,0,0,0,0,null,null,null,null,3,{"$f":"(DmYear!$O$35*(Unit!C$624/100)/DB!H$3)*(Unit!B726/100)*1000","v":0},{"$f":"(DmYear!$O$35*(Unit!D$624/100)/DB!I$3)*(Unit!C726/100)*1000","v":0},{"$f":"(DmYear!$O$35*(Unit!E$624/100)/DB!J$3)*(Unit!D726/100)*1000","v":0},{"$f":"(DmYear!$O$35*(Unit!F$624/100)/DB!K$3)*(Unit!E726/100)*1000","v":0},{"$f":"(DmYear!$O$35*(Unit!G$624/100)/DB!L$3)*(Unit!F726/100)*1000","v":0},{"$f":"(DmYear!$O$35*(Unit!H$624/100)/DB!M$3)*(Unit!G726/100)*1000","v":0},{"$f":"(DmYear!$O$35*(Unit!I$624/100)/DB!N$3)*(Unit!H726/100)*1000","v":0},{"$f":"(DmYear!$O$35*(Unit!J$624/100)/DB!O$3)*(Unit!I726/100)*1000","v":0},{"$f":"(DmYear!$O$35*(Unit!K$624/100)/DB!P$3)*(Unit!J726/100)*1000","v":0},{"$f":"(DmYear!$O$35*(Unit!L$624/100)/DB!Q$3)*(Unit!K726/100)*1000","v":0},{"$f":"(DmYear!$O$35*(Unit!M$624/100)/DB!R$3)*(Unit!L726/100)*1000","v":0},{"$f":"(DmYear!$O$35*(Unit!N$624/100)/DB!S$3)*(Unit!M726/100)*1000","v":0},"-",null,3,{"$f":"(DmYear!$O$35*(Unit!C$625/100)/DB!H$4)*(Unit!P726/100)*1000","v":0},{"$f":"(DmYear!$O$35*(Unit!D$625/100)/DB!I$4)*(Unit!Q726/100)*1000","v":0},{"$f":"(DmYear!$O$35*(Unit!E$625/100)/DB!J$4)*(Unit!R726/100)*1000","v":0},{"$f":"(DmYear!$O$35*(Unit!F$625/100)/DB!K$4)*(Unit!S726/100)*1000","v":0},{"$f":"(DmYear!$O$35*(Unit!G$625/100)/DB!L$4)*(Unit!T726/100)*1000","v":0},{"$f":"(DmYear!$O$35*(Unit!H$625/100)/DB!M$4)*(Unit!U726/100)*1000","v":0},{"$f":"(DmYear!$O$35*(Unit!I$625/100)/DB!N$4)*(Unit!V726/100)*1000","v":0},{"$f":"(DmYear!$O$35*(Unit!J$625/100)/DB!O$4)*(Unit!W726/100)*1000","v":0},{"$f":"(DmYear!$O$35*(Unit!K$625/100)/DB!P$4)*(Unit!X726/100)*1000","v":0},{"$f":"(DmYear!$O$35*(Unit!L$625/100)/DB!Q$4)*(Unit!Y726/100)*1000","v":0},{"$f":"(DmYear!$O$35*(Unit!M$625/100)/DB!R$4)*(Unit!Z726/100)*1000","v":0},{"$f":"(DmYear!$O$35*(Unit!N$625/100)/DB!S$4)*(Unit!AA726/100)*1000","v":0},"-",null,3,{"$f":"(DmYear!$O$35*(Unit!C$626/100)/DB!H$5)*(Unit!AD726/100)*1000","v":0},{"$f":"(DmYear!$O$35*(Unit!D$626/100)/DB!I$5)*(Unit!AE726/100)*1000","v":0},{"$f":"(DmYear!$O$35*(Unit!E$626/100)/DB!J$5)*(Unit!AF726/100)*1000","v":0},{"$f":"(DmYear!$O$35*(Unit!F$626/100)/DB!K$5)*(Unit!AG726/100)*1000","v":0},{"$f":"(DmYear!$O$35*(Unit!G$626/100)/DB!L$5)*(Unit!AH726/100)*1000","v":0},{"$f":"(DmYear!$O$35*(Unit!H$626/100)/DB!M$5)*(Unit!AI726/100)*1000","v":0},{"$f":"(DmYear!$O$35*(Unit!I$626/100)/DB!N$5)*(Unit!AJ726/100)*1000","v":0},{"$f":"(DmYear!$O$35*(Unit!J$626/100)/DB!O$5)*(Unit!AK726/100)*1000","v":0},{"$f":"(DmYear!$O$35*(Unit!K$626/100)/DB!P$5)*(Unit!AL726/100)*1000","v":0},{"$f":"(DmYear!$O$35*(Unit!L$626/100)/DB!Q$5)*(Unit!AM726/100)*1000","v":0},{"$f":"(DmYear!$O$35*(Unit!M$626/100)/DB!R$5)*(Unit!AN726/100)*1000","v":0},{"$f":"(DmYear!$O$35*(Unit!N$626/100)/DB!S$5)*(Unit!AO726/100)*1000","v":0},"-",null,null,3,0,0,0,0,0,0,0,0,0,0,0,0,null,null,3,0,0,0,0,0,0,0,0,0,0,0,0,null,null,3,0,0,0,0,0,0,0,0,0,0,0,0]
[null,7,{"$f":"(DmYear!$O$8*(Unit!C$624/100)/DB!H$3)*(Unit!B730/100)*1000","v":0},{"$f":"(DmYear!$O$8*(Unit!D$624/100)/DB!I$3)*(Unit!C730/100)*1000","v":0},{"$f":"(DmYear!$O$8*(Unit!E$624/100)/DB!J$3)*(Unit!D730/100)*1000","v":0},{"$f":"(DmYear!$O$8*(Unit!F$624/100)/DB!K$3)*(Unit!E730/100)*1000","v":0},{"$f":"(DmYear!$O$8*(Unit!G$624/100)/DB!L$3)*(Unit!F730/100)*1000","v":0},{"$f":"(DmYear!$O$8*(Unit!H$624/100)/DB!M$3)*(Unit!G730/100)*1000","v":0},{"$f":"(DmYear!$O$8*(Unit!I$624/100)/DB!N$3)*(Unit!H730/100)*1000","v":0},{"$f":"(DmYear!$O$8*(Unit!J$624/100)/DB!O$3)*(Unit!I730/100)*1000","v":0},{"$f":"(DmYear!$O$8*(Unit!K$624/100)/DB!P$3)*(Unit!J730/100)*1000","v":0},{"$f":"(DmYear!$O$8*(Unit!L$624/100)/DB!Q$3)*(Unit!K730/100)*1000","v":0},{"$f":"(DmYear!$O$8*(Unit!M$624/100)/DB!R$3)*(Unit!L730/100)*1000","v":0},{"$f":"(DmYear!$O$8*(Unit!N$624/100)/DB!S$3)*(Unit!M730/100)*1000","v":0},"-",null,7,{"$f":"(DmYear!$O$8*(Unit!C$625/100)/DB!H$4)*(Unit!P730/100)*1000","v":0},{"$f":"(DmYear!$O$8*(Unit!D$625/100)/DB!I$4)*(Unit!Q730/100)*1000","v":0},{"$f":"(DmYear!$O$8*(Unit!E$625/100)/DB!J$4)*(Unit!R730/100)*1000","v":0},{"$f":"(DmYear!$O$8*(Unit!F$625/100)/DB!K$4)*(Unit!S730/100)*1000","v":0},{"$f":"(DmYear!$O$8*(Unit!G$625/100)/DB!L$4)*(Unit!T730/100)*1000","v":0},{"$f":"(DmYear!$O$8*(Unit!H$625/100)/DB!M$4)*(Unit!U730/100)*1000","v":0},{"$f":"(DmYear!$O$8*(Unit!I$625/100)/DB!N$4)*(Unit!V730/100)*1000","v":0},{"$f":"(DmYear!$O$8*(Unit!J$625/100)/DB!O$4)*(Unit!W730/100)*1000","v":0},{"$f":"(DmYear!$O$8*(Unit!K$625/100)/DB!P$4)*(Unit!X730/100)*1000","v":0},{"$f":"(DmYear!$O$8*(Unit!L$625/100)/DB!Q$4)*(Unit!Y730/100)*1000","v":0},{"$f":"(DmYear!$O$8*(Unit!M$625/100)/DB!R$4)*(Unit!Z730/100)*1000","v":0},{"$f":"(DmYear!$O$8*(Unit!N$625/100)/DB!S$4)*(Unit!AA730/100)*1000","v":0},"-",null,7,{"$f":"(DmYear!$O$8*(Unit!C$626/100)/DB!H$5)*(Unit!AD730/100)*1000","v":0},{"$f":"(DmYear!$O$8*(Unit!D$626/100)/DB!I$5)*(Unit!AE730/100)*1000","v":0},{"$f":"(DmYear!$O$8*(Unit!E$626/100)/DB!J$5)*(Unit!AF730/100)*1000","v":0},{"$f":"(DmYear!$O$8*(Unit!F$626/100)/DB!K$5)*(Unit!AG730/100)*1000","v":0},{"$f":"(DmYear!$O$8*(Unit!G$626/100)/DB!L$5)*(Unit!AH730/100)*1000","v":0},{"$f":"(DmYear!$O$8*(Unit!H$626/100)/DB!M$5)*(Unit!AI730/100)*1000","v":0},{"$f":"(DmYear!$O$8*(Unit!I$626/100)/DB!N$5)*(Unit!AJ730/100)*1000","v":0},{"$f":"(DmYear!$O$8*(Unit!J$626/100)/DB!O$5)*(Unit!AK730/100)*1000","v":0},{"$f":"(DmYear!$O$8*(Unit!K$626/100)/DB!P$5)*(Unit!AL730/100)*1000","v":0},{"$f":"(DmYear!$O$8*(Unit!L$626/100)/DB!Q$5)*(Unit!AM730/100)*1000","v":0},{"$f":"(DmYear!$O$8*(Unit!M$626/100)/DB!R$5)*(Unit!AN730/100)*1000","v":0},{"$f":"(DmYear!$O$8*(Unit!N$626/100)/DB!S$5)*(Unit!AO730/100)*1000","v":0},"-",null,null,7,0,0,0,0,0,0,0,0,0,0,0,0,null,null,7,0,0,0,0,0,0,0,0,0,0,0,0,null,null,7,0,0,0,0,0,0,0,0,0,0,0,0,null,null,null,null,7,{"$f":"(DmYear!$O$35*(Unit!C$624/100)/DB!H$3)*(Unit!B730/100)*1000","v":0},{"$f":"(DmYear!$O$35*(Unit!D$624/100)/DB!I$3)*(Unit!C730/100)*1000","v":0},{"$f":"(DmYear!$O$35*(Unit!E$624/100)/DB!J$3)*(Unit!D730/100)*1000","v":0},{"$f":"(DmYear!$O$35*(Unit!F$624/100)/DB!K$3)*(Unit!E730/100)*1000","v":0},{"$f":"(DmYear!$O$35*(Unit!G$624/100)/DB!L$3)*(Unit!F730/100)*1000","v":0},{"$f":"(DmYear!$O$35*(Unit!H$624/100)/DB!M$3)*(Unit!G730/100)*1000","v":0},{"$f":"(DmYear!$O$35*(Unit!I$624/100)/DB!N$3)*(Unit!H730/100)*1000","v":0},{"$f":"(DmYear!$O$35*(Unit!J$624/100)/DB!O$3)*(Unit!I730/100)*1000","v":0},{"$f":"(DmYear!$O$35*(Unit!K$624/100)/DB!P$3)*(Unit!J730/100)*1000","v":0},{"$f":"(DmYear!$O$35*(Unit!L$624/100)/DB!Q$3)*(Unit!K730/100)*1000","v":0},{"$f":"(DmYear!$O$35*(Unit!M$624/100)/DB!R$3)*(Unit!L730/100)*1000","v":0},{"$f":"(DmYear!$O$35*(Unit!N$624/100)/DB!S$3)*(Unit!M730/100)*1000","v":0},"-",null,7,{"$f":"(DmYear!$O$35*(Unit!C$625/100)/DB!H$4)*(Unit!P730/100)*1000","v":0},{"$f":"(DmYear!$O$35*(Unit!D$625/100)/DB!I$4)*(Unit!Q730/100)*1000","v":0},{"$f":"(DmYear!$O$35*(Unit!E$625/100)/DB!J$4)*(Unit!R730/100)*1000","v":0},{"$f":"(DmYear!$O$35*(Unit!F$625/100)/DB!K$4)*(Unit!S730/100)*1000","v":0},{"$f":"(DmYear!$O$35*(Unit!G$625/100)/DB!L$4)*(Unit!T730/100)*1000","v":0},{"$f":"(DmYear!$O$35*(Unit!H$625/100)/DB!M$4)*(Unit!U730/100)*1000","v":0},{"$f":"(DmYear!$O$35*(Unit!I$625/100)/DB!N$4)*(Unit!V730/100)*1000","v":0},{"$f":"(DmYear!$O$35*(Unit!J$625/100)/DB!O$4)*(Unit!W730/100)*1000","v":0},{"$f":"(DmYear!$O$35*(Unit!K$625/100)/DB!P$4)*(Unit!X730/100)*1000","v":0},{"$f":"(DmYear!$O$35*(Unit!L$625/100)/DB!Q$4)*(Unit!Y730/100)*1000","v":0},{"$f":"(DmYear!$O$35*(Unit!M$625/100)/DB!R$4)*(Unit!Z730/100)*1000","v":0},{"$f":"(DmYear!$O$35*(Unit!N$625/100)/DB!S$4)*(Unit!AA730/100)*1000","v":0},"-",null,7,{"$f":"(DmYear!$O$35*(Unit!C$626/100)/DB!H$5)*(Unit!AD730/100)*1000","v":0},{"$f":"(DmYear!$O$35*(Unit!D$626/100)/DB!I$5)*(Unit!AE730/100)*1000","v":0},{"$f":"(DmYear!$O$35*(Unit!E$626/100)/DB!J$5)*(Unit!AF730/100)*1000","v":0},{"$f":"(DmYear!$O$35*(Unit!F$626/100)/DB!K$5)*(Unit!AG730/100)*1000","v":0},{"$f":"(DmYear!$O$35*(Unit!G$626/100)/DB!L$5)*(Unit!AH730/100)*1000","v":0},{"$f":"(DmYear!$O$35*(Unit!H$626/100)/DB!M$5)*(Unit!AI730/100)*1000","v":0},{"$f":"(DmYear!$O$35*(Unit!I$626/100)/DB!N$5)*(Unit!AJ730/100)*1000","v":0},{"$f":"(DmYear!$O$35*(Unit!J$626/100)/DB!O$5)*(Unit!AK730/100)*1000","v":0},{"$f":"(DmYear!$O$35*(Unit!K$626/100)/DB!P$5)*(Unit!AL730/100)*1000","v":0},{"$f":"(DmYear!$O$35*(Unit!L$626/100)/DB!Q$5)*(Unit!AM730/100)*1000","v":0},{"$f":"(DmYear!$O$35*(Unit!M$626/100)/DB!R$5)*(Unit!AN730/100)*1000","v":0},{"$f":"(DmYear!$O$35*(Unit!N$626/100)/DB!S$5)*(Unit!AO730/100)*1000","v":0},"-",null,null,7,0,0,0,0,0,0,0,0,0,0,0,0,null,null,7,0,0,0,0,0,0,0,0,0,0,0,0,null,null,7,0,0,0,0,0,0,0,0,0,0,0,0]
[null,8,{"$f":"(DmYear!$O$8*(Unit!C$624/100)/DB!H$3)*(Unit!B731/100)*1000","v":0},{"$f":"(DmYear!$O$8*(Unit!D$624/100)/DB!I$3)*(Unit!C731/100)*1000","v":0},{"$f":"(DmYear!$O$8*(Unit!E$624/100)/DB!J$3)*(Unit!D731/100)*1000","v":0},{"$f":"(DmYear!$O$8*(Unit!F$624/100)/DB!K$3)*(Unit!E731/100)*1000","v":0},{"$f":"(DmYear!$O$8*(Unit!G$624/100)/DB!L$3)*(Unit!F731/100)*1000","v":0},{"$f":"(DmYear!$O$8*(Unit!H$624/100)/DB!M$3)*(Unit!G731/100)*1000","v":0},{"$f":"(DmYear!$O$8*(Unit!I$624/100)/DB!N$3)*(Unit!H731/100)*1000","v":0},{"$f":"(DmYear!$O$8*(Unit!J$624/100)/DB!O$3)*(Unit!I731/100)*1000","v":0},{"$f":"(DmYear!$O$8*(Unit!K$624/100)/DB!P$3)*(Unit!J731/100)*1000","v":0},{"$f":"(DmYear!$O$8*(Unit!L$624/100)/DB!Q$3)*(Unit!K731/100)*1000","v":0},{"$f":"(DmYear!$O$8*(Unit!M$624/100)/DB!R$3)*(Unit!L731/100)*1000","v":0},{"$f":"(DmYear!$O$8*(Unit!N$624/100)/DB!S$3)*(Unit!M731/100)*1000","v":0},"-",null,8,{"$f":"(DmYear!$O$8*(Unit!C$625/100)/DB!H$4)*(Unit!P731/100)*1000","v":0},{"$f":"(DmYear!$O$8*(Unit!D$625/100)/DB!I$4)*(Unit!Q731/100)*1000","v":0},{"$f":"(DmYear!$O$8*(Unit!E$625/100)/DB!J$4)*(Unit!R731/100)*1000","v":0},{"$f":"(DmYear!$O$8*(Unit!F$625/100)/DB!K$4)*(Unit!S731/100)*1000","v":0},{"$f":"(DmYear!$O$8*(Unit!G$625/100)/DB!L$4)*(Unit!T731/100)*1000","v":0},{"$f":"(DmYear!$O$8*(Unit!H$625/100)/DB!M$4)*(Unit!U731/100)*1000","v":0},{"$f":"(DmYear!$O$8*(Unit!I$625/100)/DB!N$4)*(Unit!V731/100)*1000","v":0},{"$f":"(DmYear!$O$8*(Unit!J$625/100)/DB!O$4)*(Unit!W731/100)*1000","v":0},{"$f":"(DmYear!$O$8*(Unit!K$625/100)/DB!P$4)*(Unit!X731/100)*1000","v":0},{"$f":"(DmYear!$O$8*(Unit!L$625/100)/DB!Q$4)*(Unit!Y731/100)*1000","v":0},{"$f":"(DmYear!$O$8*(Unit!M$625/100)/DB!R$4)*(Unit!Z731/100)*1000","v":0},{"$f":"(DmYear!$O$8*(Unit!N$625/100)/DB!S$4)*(Unit!AA731/100)*1000","v":0},"-",null,8,{"$f":"(DmYear!$O$8*(Unit!C$626/100)/DB!H$5)*(Unit!AD731/100)*1000","v":0},{"$f":"(DmYear!$O$8*(Unit!D$626/100)/DB!I$5)*(Unit!AE731/100)*1000","v":0},{"$f":"(DmYear!$O$8*(Unit!E$626/100)/DB!J$5)*(Unit!AF731/100)*1000","v":0},{"$f":"(DmYear!$O$8*(Unit!F$626/100)/DB!K$5)*(Unit!AG731/100)*1000","v":0},{"$f":"(DmYear!$O$8*(Unit!G$626/100)/DB!L$5)*(Unit!AH731/100)*1000","v":0},{"$f":"(DmYear!$O$8*(Unit!H$626/100)/DB!M$5)*(Unit!AI731/100)*1000","v":0},{"$f":"(DmYear!$O$8*(Unit!I$626/100)/DB!N$5)*(Unit!AJ731/100)*1000","v":0},{"$f":"(DmYear!$O$8*(Unit!J$626/100)/DB!O$5)*(Unit!AK731/100)*1000","v":0},{"$f":"(DmYear!$O$8*(Unit!K$626/100)/DB!P$5)*(Unit!AL731/100)*1000","v":0},{"$f":"(DmYear!$O$8*(Unit!L$626/100)/DB!Q$5)*(Unit!AM731/100)*1000","v":0},{"$f":"(DmYear!$O$8*(Unit!M$626/100)/DB!R$5)*(Unit!AN731/100)*1000","v":0},{"$f":"(DmYear!$O$8*(Unit!N$626/100)/DB!S$5)*(Unit!AO731/100)*1000","v":0},"-",null,null,8,0,0,0,0,0,0,0,0,0,0,0,0,null,null,8,0,0,0,0,0,0,0,0,0,0,0,0,null,null,8,0,0,0,0,0,0,0,0,0,0,0,0,null,null,null,null,8,{"$f":"(DmYear!$O$35*(Unit!C$624/100)/DB!H$3)*(Unit!B731/100)*1000","v":0},{"$f":"(DmYear!$O$35*(Unit!D$624/100)/DB!I$3)*(Unit!C731/100)*1000","v":0},{"$f":"(DmYear!$O$35*(Unit!E$624/100)/DB!J$3)*(Unit!D731/100)*1000","v":0},{"$f":"(DmYear!$O$35*(Unit!F$624/100)/DB!K$3)*(Unit!E731/100)*1000","v":0},{"$f":"(DmYear!$O$35*(Unit!G$624/100)/DB!L$3)*(Unit!F731/100)*1000","v":0},{"$f":"(DmYear!$O$35*(Unit!H$624/100)/DB!M$3)*(Unit!G731/100)*1000","v":0},{"$f":"(DmYear!$O$35*(Unit!I$624/100)/DB!N$3)*(Unit!H731/100)*1000","v":0},{"$f":"(DmYear!$O$35*(Unit!J$624/100)/DB!O$3)*(Unit!I731/100)*1000","v":0},{"$f":"(DmYear!$O$35*(Unit!K$624/100)/DB!P$3)*(Unit!J731/100)*1000","v":0},{"$f":"(DmYear!$O$35*(Unit!L$624/100)/DB!Q$3)*(Unit!K731/100)*1000","v":0},{"$f":"(DmYear!$O$35*(Unit!M$624/100)/DB!R$3)*(Unit!L731/100)*1000","v":0},{"$f":"(DmYear!$O$35*(Unit!N$624/100)/DB!S$3)*(Unit!M731/100)*1000","v":0},"-",null,8,{"$f":"(DmYear!$O$35*(Unit!C$625/100)/DB!H$4)*(Unit!P731/100)*1000","v":0},{"$f":"(DmYear!$O$35*(Unit!D$625/100)/DB!I$4)*(Unit!Q731/100)*1000","v":0},{"$f":"(DmYear!$O$35*(Unit!E$625/100)/DB!J$4)*(Unit!R731/100)*1000","v":0},{"$f":"(DmYear!$O$35*(Unit!F$625/100)/DB!K$4)*(Unit!S731/100)*1000","v":0},{"$f":"(DmYear!$O$35*(Unit!G$625/100)/DB!L$4)*(Unit!T731/100)*1000","v":0},{"$f":"(DmYear!$O$35*(Unit!H$625/100)/DB!M$4)*(Unit!U731/100)*1000","v":0},{"$f":"(DmYear!$O$35*(Unit!I$625/100)/DB!N$4)*(Unit!V731/100)*1000","v":0},{"$f":"(DmYear!$O$35*(Unit!J$625/100)/DB!O$4)*(Unit!W731/100)*1000","v":0},{"$f":"(DmYear!$O$35*(Unit!K$625/100)/DB!P$4)*(Unit!X731/100)*1000","v":0},{"$f":"(DmYear!$O$35*(Unit!L$625/100)/DB!Q$4)*(Unit!Y731/100)*1000","v":0},{"$f":"(DmYear!$O$35*(Unit!M$625/100)/DB!R$4)*(Unit!Z731/100)*1000","v":0},{"$f":"(DmYear!$O$35*(Unit!N$625/100)/DB!S$4)*(Unit!AA731/100)*1000","v":0},"-",null,8,{"$f":"(DmYear!$O$35*(Unit!C$626/100)/DB!H$5)*(Unit!AD731/100)*1000","v":0},{"$f":"(DmYear!$O$35*(Unit!D$626/100)/DB!I$5)*(Unit!AE731/100)*1000","v":0},{"$f":"(DmYear!$O$35*(Unit!E$626/100)/DB!J$5)*(Unit!AF731/100)*1000","v":0},{"$f":"(DmYear!$O$35*(Unit!F$626/100)/DB!K$5)*(Unit!AG731/100)*1000","v":0},{"$f":"(DmYear!$O$35*(Unit!G$626/100)/DB!L$5)*(Unit!AH731/100)*1000","v":0},{"$f":"(DmYear!$O$35*(Unit!H$626/100)/DB!M$5)*(Unit!AI731/100)*1000","v":0},{"$f":"(DmYear!$O$35*(Unit!I$626/100)/DB!N$5)*(Unit!AJ731/100)*1000","v":0},{"$f":"(DmYear!$O$35*(Unit!J$626/100)/DB!O$5)*(Unit!AK731/100)*1000","v":0},{"$f":"(DmYear!$O$35*(Unit!K$626/100)/DB!P$5)*(Unit!AL731/100)*1000","v":0},{"$f":"(DmYear!$O$35*(Unit!L$626/100)/DB!Q$5)*(Unit!AM731/100)*1000","v":0},{"$f":"(DmYear!$O$35*(Unit!M$626/100)/DB!R$5)*(Unit!AN731/100)*1000","v":0},{"$f":"(DmYear!$O$35*(Unit!N$626/100)/DB!S$5)*(Unit!AO731/100)*1000","v":0},"-",null,null,8,0,0,0,0,0,0,0,0,0,0,0,0,null,null,8,0,0,0,0,0,0,0,0,0,0,0,0,null,null,8,0,0,0,0,0,0,0,0,0,0,0,0]
[null,11,{"$f":"(DmYear!$O$8*(Unit!C$624/100)/DB!H$3)*(Unit!B734/100)*1000","v":0},{"$f":"(DmYear!$O$8*(Unit!D$624/100)/DB!I$3)*(Unit!C734/100)*1000","v":0},{"$f":"(DmYear!$O$8*(Unit!E$624/100)/DB!J$3)*(Unit!D734/100)*1000","v":0},{"$f":"(DmYear!$O$8*(Unit!F$624/100)/DB!K$3)*(Unit!E734/100)*1000","v":0},{"$f":"(DmYear!$O$8*(Unit!G$624/100)/DB!L$3)*(Unit!F734/100)*1000","v":0},{"$f":"(DmYear!$O$8*(Unit!H$624/100)/DB!M$3)*(Unit!G734/100)*1000","v":0},{"$f":"(DmYear!$O$8*(Unit!I$624/100)/DB!N$3)*(Unit!H734/100)*1000","v":0},{"$f":"(DmYear!$O$8*(Unit!J$624/100)/DB!O$3)*(Unit!I734/100)*1000","v":0},{"$f":"(DmYear!$O$8*(Unit!K$624/100)/DB!P$3)*(Unit!J734/100)*1000","v":0},{"$f":"(DmYear!$O$8*(Unit!L$624/100)/DB!Q$3)*(Unit!K734/100)*1000","v":0},{"$f":"(DmYear!$O$8*(Unit!M$624/100)/DB!R$3)*(Unit!L734/100)*1000","v":0},{"$f":"(DmYear!$O$8*(Unit!N$624/100)/DB!S$3)*(Unit!M734/100)*1000","v":0},"-",null,11,{"$f":"(DmYear!$O$8*(Unit!C$625/100)/DB!H$4)*(Unit!P734/100)*1000","v":0},{"$f":"(DmYear!$O$8*(Unit!D$625/100)/DB!I$4)*(Unit!Q734/100)*1000","v":0},{"$f":"(DmYear!$O$8*(Unit!E$625/100)/DB!J$4)*(Unit!R734/100)*1000","v":0},{"$f":"(DmYear!$O$8*(Unit!F$625/100)/DB!K$4)*(Unit!S734/100)*1000","v":0},{"$f":"(DmYear!$O$8*(Unit!G$625/100)/DB!L$4)*(Unit!T734/100)*1000","v":0},{"$f":"(DmYear!$O$8*(Unit!H$625/100)/DB!M$4)*(Unit!U734/100)*1000","v":0},{"$f":"(DmYear!$O$8*(Unit!I$625/100)/DB!N$4)*(Unit!V734/100)*1000","v":0},{"$f":"(DmYear!$O$8*(Unit!J$625/100)/DB!O$4)*(Unit!W734/100)*1000","v":0},{"$f":"(DmYear!$O$8*(Unit!K$625/100)/DB!P$4)*(Unit!X734/100)*1000","v":0},{"$f":"(DmYear!$O$8*(Unit!L$625/100)/DB!Q$4)*(Unit!Y734/100)*1000","v":0},{"$f":"(DmYear!$O$8*(Unit!M$625/100)/DB!R$4)*(Unit!Z734/100)*1000","v":0},{"$f":"(DmYear!$O$8*(Unit!N$625/100)/DB!S$4)*(Unit!AA734/100)*1000","v":0},"-",null,11,{"$f":"(DmYear!$O$8*(Unit!C$626/100)/DB!H$5)*(Unit!AD734/100)*1000","v":0},{"$f":"(DmYear!$O$8*(Unit!D$626/100)/DB!I$5)*(Unit!AE734/100)*1000","v":0},{"$f":"(DmYear!$O$8*(Unit!E$626/100)/DB!J$5)*(Unit!AF734/100)*1000","v":0},{"$f":"(DmYear!$O$8*(Unit!F$626/100)/DB!K$5)*(Unit!AG734/100)*1000","v":0},{"$f":"(DmYear!$O$8*(Unit!G$626/100)/DB!L$5)*(Unit!AH734/100)*1000","v":0},{"$f":"(DmYear!$O$8*(Unit!H$626/100)/DB!M$5)*(Unit!AI734/100)*1000","v":0},{"$f":"(DmYear!$O$8*(Unit!I$626/100)/DB!N$5)*(Unit!AJ734/100)*1000","v":0},{"$f":"(DmYear!$O$8*(Unit!J$626/100)/DB!O$5)*(Unit!AK734/100)*1000","v":0},{"$f":"(DmYear!$O$8*(Unit!K$626/100)/DB!P$5)*(Unit!AL734/100)*1000","v":0},{"$f":"(DmYear!$O$8*(Unit!L$626/100)/DB!Q$5)*(Unit!AM734/100)*1000","v":0},{"$f":"(DmYear!$O$8*(Unit!M$626/100)/DB!R$5)*(Unit!AN734/100)*1000","v":0},{"$f":"(DmYear!$O$8*(Unit!N$626/100)/DB!S$5)*(Unit!AO734/100)*1000","v":0},"-",null,null,11,0,0,0,0,0,0,0,0,0,0,0,0,null,null,11,0,0,0,0,0,0,0,0,0,0,0,0,null,null,11,0,0,0,0,0,0,0,0,0,0,0,0,null,null,null,null,11,{"$f":"(DmYear!$O$35*(Unit!C$624/100)/DB!H$3)*(Unit!B734/100)*1000","v":0},{"$f":"(DmYear!$O$35*(Unit!D$624/100)/DB!I$3)*(Unit!C734/100)*1000","v":0},{"$f":"(DmYear!$O$35*(Unit!E$624/100)/DB!J$3)*(Unit!D734/100)*1000","v":0},{"$f":"(DmYear!$O$35*(Unit!F$624/100)/DB!K$3)*(Unit!E734/100)*1000","v":0},{"$f":"(DmYear!$O$35*(Unit!G$624/100)/DB!L$3)*(Unit!F734/100)*1000","v":0},{"$f":"(DmYear!$O$35*(Unit!H$624/100)/DB!M$3)*(Unit!G734/100)*1000","v":0},{"$f":"(DmYear!$O$35*(Unit!I$624/100)/DB!N$3)*(Unit!H734/100)*1000","v":0},{"$f":"(DmYear!$O$35*(Unit!J$624/100)/DB!O$3)*(Unit!I734/100)*1000","v":0},{"$f":"(DmYear!$O$35*(Unit!K$624/100)/DB!P$3)*(Unit!J734/100)*1000","v":0},{"$f":"(DmYear!$O$35*(Unit!L$624/100)/DB!Q$3)*(Unit!K734/100)*1000","v":0},{"$f":"(DmYear!$O$35*(Unit!M$624/100)/DB!R$3)*(Unit!L734/100)*1000","v":0},{"$f":"(DmYear!$O$35*(Unit!N$624/100)/DB!S$3)*(Unit!M734/100)*1000","v":0},"-",null,11,{"$f":"(DmYear!$O$35*(Unit!C$625/100)/DB!H$4)*(Unit!P734/100)*1000","v":0},{"$f":"(DmYear!$O$35*(Unit!D$625/100)/DB!I$4)*(Unit!Q734/100)*1000","v":0},{"$f":"(DmYear!$O$35*(Unit!E$625/100)/DB!J$4)*(Unit!R734/100)*1000","v":0},{"$f":"(DmYear!$O$35*(Unit!F$625/100)/DB!K$4)*(Unit!S734/100)*1000","v":0},{"$f":"(DmYear!$O$35*(Unit!G$625/100)/DB!L$4)*(Unit!T734/100)*1000","v":0},{"$f":"(DmYear!$O$35*(Unit!H$625/100)/DB!M$4)*(Unit!U734/100)*1000","v":0},{"$f":"(DmYear!$O$35*(Unit!I$625/100)/DB!N$4)*(Unit!V734/100)*1000","v":0},{"$f":"(DmYear!$O$35*(Unit!J$625/100)/DB!O$4)*(Unit!W734/100)*1000","v":0},{"$f":"(DmYear!$O$35*(Unit!K$625/100)/DB!P$4)*(Unit!X734/100)*1000","v":0},{"$f":"(DmYear!$O$35*(Unit!L$625/100)/DB!Q$4)*(Unit!Y734/100)*1000","v":0},{"$f":"(DmYear!$O$35*(Unit!M$625/100)/DB!R$4)*(Unit!Z734/100)*1000","v":0},{"$f":"(DmYear!$O$35*(Unit!N$625/100)/DB!S$4)*(Unit!AA734/100)*1000","v":0},"-",null,11,{"$f":"(DmYear!$O$35*(Unit!C$626/100)/DB!H$5)*(Unit!AD734/100)*1000","v":0},{"$f":"(DmYear!$O$35*(Unit!D$626/100)/DB!I$5)*(Unit!AE734/100)*1000","v":0},{"$f":"(DmYear!$O$35*(Unit!E$626/100)/DB!J$5)*(Unit!AF734/100)*1000","v":0},{"$f":"(DmYear!$O$35*(Unit!F$626/100)/DB!K$5)*(Unit!AG734/100)*1000","v":0},{"$f":"(DmYear!$O$35*(Unit!G$626/100)/DB!L$5)*(Unit!AH734/100)*1000","v":0},{"$f":"(DmYear!$O$35*(Unit!H$626/100)/DB!M$5)*(Unit!AI734/100)*1000","v":0},{"$f":"(DmYear!$O$35*(Unit!I$626/100)/DB!N$5)*(Unit!AJ734/100)*1000","v":0},{"$f":"(DmYear!$O$35*(Unit!J$626/100)/DB!O$5)*(Unit!AK734/100)*1000","v":0},{"$f":"(DmYear!$O$35*(Unit!K$626/100)/DB!P$5)*(Unit!AL734/100)*1000","v":0},{"$f":"(DmYear!$O$35*(Unit!L$626/100)/DB!Q$5)*(Unit!AM734/100)*1000","v":0},{"$f":"(DmYear!$O$35*(Unit!M$626/100)/DB!R$5)*(Unit!AN734/100)*1000","v":0},{"$f":"(DmYear!$O$35*(Unit!N$626/100)/DB!S$5)*(Unit!AO734/100)*1000","v":0},"-",null,null,11,0,0,0,0,0,0,0,0,0,0,0,0,null,null,11,0,0,0,0,0,0,0,0,0,0,0,0,null,null,11,0,0,0,0,0,0,0,0,0,0,0,0]
[null,13,{"$f":"(DmYear!$O$8*(Unit!C$624/100)/DB!H$3)*(Unit!B736/100)*1000","v":0},{"$f":"(DmYear!$O$8*(Unit!D$624/100)/DB!I$3)*(Unit!C736/100)*1000","v":0},{"$f":"(DmYear!$O$8*(Unit!E$624/100)/DB!J$3)*(Unit!D736/100)*1000","v":0},{"$f":"(DmYear!$O$8*(Unit!F$624/100)/DB!K$3)*(Unit!E736/100)*1000","v":0},{"$f":"(DmYear!$O$8*(Unit!G$624/100)/DB!L$3)*(Unit!F736/100)*1000","v":0},{"$f":"(DmYear!$O$8*(Unit!H$624/100)/DB!M$3)*(Unit!G736/100)*1000","v":0},{"$f":"(DmYear!$O$8*(Unit!I$624/100)/DB!N$3)*(Unit!H736/100)*1000","v":0},{"$f":"(DmYear!$O$8*(Unit!J$624/100)/DB!O$3)*(Unit!I736/100)*1000","v":0},{"$f":"(DmYear!$O$8*(Unit!K$624/100)/DB!P$3)*(Unit!J736/100)*1000","v":0},{"$f":"(DmYear!$O$8*(Unit!L$624/100)/DB!Q$3)*(Unit!K736/100)*1000","v":0},{"$f":"(DmYear!$O$8*(Unit!M$624/100)/DB!R$3)*(Unit!L736/100)*1000","v":0},{"$f":"(DmYear!$O$8*(Unit!N$624/100)/DB!S$3)*(Unit!M736/100)*1000","v":0},"-",null,13,{"$f":"(DmYear!$O$8*(Unit!C$625/100)/DB!H$4)*(Unit!P736/100)*1000","v":0},{"$f":"(DmYear!$O$8*(Unit!D$625/100)/DB!I$4)*(Unit!Q736/100)*1000","v":0},{"$f":"(DmYear!$O$8*(Unit!E$625/100)/DB!J$4)*(Unit!R736/100)*1000","v":0},{"$f":"(DmYear!$O$8*(Unit!F$625/100)/DB!K$4)*(Unit!S736/100)*1000","v":0},{"$f":"(DmYear!$O$8*(Unit!G$625/100)/DB!L$4)*(Unit!T736/100)*1000","v":0},{"$f":"(DmYear!$O$8*(Unit!H$625/100)/DB!M$4)*(Unit!U736/100)*1000","v":0},{"$f":"(DmYear!$O$8*(Unit!I$625/100)/DB!N$4)*(Unit!V736/100)*1000","v":0},{"$f":"(DmYear!$O$8*(Unit!J$625/100)/DB!O$4)*(Unit!W736/100)*1000","v":0},{"$f":"(DmYear!$O$8*(Unit!K$625/100)/DB!P$4)*(Unit!X736/100)*1000","v":0},{"$f":"(DmYear!$O$8*(Unit!L$625/100)/DB!Q$4)*(Unit!Y736/100)*1000","v":0},{"$f":"(DmYear!$O$8*(Unit!M$625/100)/DB!R$4)*(Unit!Z736/100)*1000","v":0},{"$f":"(DmYear!$O$8*(Unit!N$625/100)/DB!S$4)*(Unit!AA736/100)*1000","v":0},"-",null,13,{"$f":"(DmYear!$O$8*(Unit!C$626/100)/DB!H$5)*(Unit!AD736/100)*1000","v":0},{"$f":"(DmYear!$O$8*(Unit!D$626/100)/DB!I$5)*(Unit!AE736/100)*1000","v":0},{"$f":"(DmYear!$O$8*(Unit!E$626/100)/DB!J$5)*(Unit!AF736/100)*1000","v":0},{"$f":"(DmYear!$O$8*(Unit!F$626/100)/DB!K$5)*(Unit!AG736/100)*1000","v":0},{"$f":"(DmYear!$O$8*(Unit!G$626/100)/DB!L$5)*(Unit!AH736/100)*1000","v":0},{"$f":"(DmYear!$O$8*(Unit!H$626/100)/DB!M$5)*(Unit!AI736/100)*1000","v":0},{"$f":"(DmYear!$O$8*(Unit!I$626/100)/DB!N$5)*(Unit!AJ736/100)*1000","v":0},{"$f":"(DmYear!$O$8*(Unit!J$626/100)/DB!O$5)*(Unit!AK736/100)*1000","v":0},{"$f":"(DmYear!$O$8*(Unit!K$626/100)/DB!P$5)*(Unit!AL736/100)*1000","v":0},{"$f":"(DmYear!$O$8*(Unit!L$626/100)/DB!Q$5)*(Unit!AM736/100)*1000","v":0},{"$f":"(DmYear!$O$8*(Unit!M$626/100)/DB!R$5)*(Unit!AN736/100)*1000","v":0},{"$f":"(DmYear!$O$8*(Unit!N$626/100)/DB!S$5)*(Unit!AO736/100)*1000","v":0},"-",null,null,13,0,0,0,0,0,0,0,0,0,0,0,0,null,null,13,0,0,0,0,0,0,0,0,0,0,0,0,null,null,13,0,0,0,0,0,0,0,0,0,0,0,0,null,null,null,null,13,{"$f":"(DmYear!$O$35*(Unit!C$624/100)/DB!H$3)*(Unit!B736/100)*1000","v":0},{"$f":"(DmYear!$O$35*(Unit!D$624/100)/DB!I$3)*(Unit!C736/100)*1000","v":0},{"$f":"(DmYear!$O$35*(Unit!E$624/100)/DB!J$3)*(Unit!D736/100)*1000","v":0},{"$f":"(DmYear!$O$35*(Unit!F$624/100)/DB!K$3)*(Unit!E736/100)*1000","v":0},{"$f":"(DmYear!$O$35*(Unit!G$624/100)/DB!L$3)*(Unit!F736/100)*1000","v":0},{"$f":"(DmYear!$O$35*(Unit!H$624/100)/DB!M$3)*(Unit!G736/100)*1000","v":0},{"$f":"(DmYear!$O$35*(Unit!I$624/100)/DB!N$3)*(Unit!H736/100)*1000","v":0},{"$f":"(DmYear!$O$35*(Unit!J$624/100)/DB!O$3)*(Unit!I736/100)*1000","v":0},{"$f":"(DmYear!$O$35*(Unit!K$624/100)/DB!P$3)*(Unit!J736/100)*1000","v":0},{"$f":"(DmYear!$O$35*(Unit!L$624/100)/DB!Q$3)*(Unit!K736/100)*1000","v":0},{"$f":"(DmYear!$O$35*(Unit!M$624/100)/DB!R$3)*(Unit!L736/100)*1000","v":0},{"$f":"(DmYear!$O$35*(Unit!N$624/100)/DB!S$3)*(Unit!M736/100)*1000","v":0},"-",null,13,{"$f":"(DmYear!$O$35*(Unit!C$625/100)/DB!H$4)*(Unit!P736/100)*1000","v":0},{"$f":"(DmYear!$O$35*(Unit!D$625/100)/DB!I$4)*(Unit!Q736/100)*1000","v":0},{"$f":"(DmYear!$O$35*(Unit!E$625/100)/DB!J$4)*(Unit!R736/100)*1000","v":0},{"$f":"(DmYear!$O$35*(Unit!F$625/100)/DB!K$4)*(Unit!S736/100)*1000","v":0},{"$f":"(DmYear!$O$35*(Unit!G$625/100)/DB!L$4)*(Unit!T736/100)*1000","v":0},{"$f":"(DmYear!$O$35*(Unit!H$625/100)/DB!M$4)*(Unit!U736/100)*1000","v":0},{"$f":"(DmYear!$O$35*(Unit!I$625/100)/DB!N$4)*(Unit!V736/100)*1000","v":0},{"$f":"(DmYear!$O$35*(Unit!J$625/100)/DB!O$4)*(Unit!W736/100)*1000","v":0},{"$f":"(DmYear!$O$35*(Unit!K$625/100)/DB!P$4)*(Unit!X736/100)*1000","v":0},{"$f":"(DmYear!$O$35*(Unit!L$625/100)/DB!Q$4)*(Unit!Y736/100)*1000","v":0},{"$f":"(DmYear!$O$35*(Unit!M$625/100)/DB!R$4)*(Unit!Z736/100)*1000","v":0},{"$f":"(DmYear!$O$35*(Unit!N$625/100)/DB!S$4)*(Unit!AA736/100)*1000","v":0},"-",null,13,{"$f":"(DmYear!$O$35*(Unit!C$626/100)/DB!H$5)*(Unit!AD736/100)*1000","v":0},{"$f":"(DmYear!$O$35*(Unit!D$626/100)/DB!I$5)*(Unit!AE736/100)*1000","v":0},{"$f":"(DmYear!$O$35*(Unit!E$626/100)/DB!J$5)*(Unit!AF736/100)*1000","v":0},{"$f":"(DmYear!$O$35*(Unit!F$626/100)/DB!K$5)*(Unit!AG736/100)*1000","v":0},{"$f":"(DmYear!$O$35*(Unit!G$626/100)/DB!L$5)*(Unit!AH736/100)*1000","v":0},{"$f":"(DmYear!$O$35*(Unit!H$626/100)/DB!M$5)*(Unit!AI736/100)*1000","v":0},{"$f":"(DmYear!$O$35*(Unit!I$626/100)/DB!N$5)*(Unit!AJ736/100)*1000","v":0},{"$f":"(DmYear!$O$35*(Unit!J$626/100)/DB!O$5)*(Unit!AK736/100)*1000","v":0},{"$f":"(DmYear!$O$35*(Unit!K$626/100)/DB!P$5)*(Unit!AL736/100)*1000","v":0},{"$f":"(DmYear!$O$35*(Unit!L$626/100)/DB!Q$5)*(Unit!AM736/100)*1000","v":0},{"$f":"(DmYear!$O$35*(Unit!M$626/100)/DB!R$5)*(Unit!AN736/100)*1000","v":0},{"$f":"(DmYear!$O$35*(Unit!N$626/100)/DB!S$5)*(Unit!AO736/100)*1000","v":0},"-",null,null,13,0,0,0,0,0,0,0,0,0,0,0,0,null,null,13,0,0,0,0,0,0,0,0,0,0,0,0,null,null,13,0,0,0,0,0,0,0,0,0,0,0,0]
[null,16,{"$f":"(DmYear!$O$8*(Unit!C$624/100)/DB!H$3)*(Unit!B739/100)*1000","v":0},{"$f":"(DmYear!$O$8*(Unit!D$624/100)/DB!I$3)*(Unit!C739/100)*1000","v":0},{"$f":"(DmYear!$O$8*(Unit!E$624/100)/DB!J$3)*(Unit!D739/100)*1000","v":0},{"$f":"(DmYear!$O$8*(Unit!F$624/100)/DB!K$3)*(Unit!E739/100)*1000","v":0},{"$f":"(DmYear!$O$8*(Unit!G$624/100)/DB!L$3)*(Unit!F739/100)*1000","v":0},{"$f":"(DmYear!$O$8*(Unit!H$624/100)/DB!M$3)*(Unit!G739/100)*1000","v":0},{"$f":"(DmYear!$O$8*(Unit!I$624/100)/DB!N$3)*(Unit!H739/100)*1000","v":0},{"$f":"(DmYear!$O$8*(Unit!J$624/100)/DB!O$3)*(Unit!I739/100)*1000","v":0},{"$f":"(DmYear!$O$8*(Unit!K$624/100)/DB!P$3)*(Unit!J739/100)*1000","v":0},{"$f":"(DmYear!$O$8*(Unit!L$624/100)/DB!Q$3)*(Unit!K739/100)*1000","v":0},{"$f":"(DmYear!$O$8*(Unit!M$624/100)/DB!R$3)*(Unit!L739/100)*1000","v":0},{"$f":"(DmYear!$O$8*(Unit!N$624/100)/DB!S$3)*(Unit!M739/100)*1000","v":0},"-",null,16,{"$f":"(DmYear!$O$8*(Unit!C$625/100)/DB!H$4)*(Unit!P739/100)*1000","v":0},{"$f":"(DmYear!$O$8*(Unit!D$625/100)/DB!I$4)*(Unit!Q739/100)*1000","v":0},{"$f":"(DmYear!$O$8*(Unit!E$625/100)/DB!J$4)*(Unit!R739/100)*1000","v":0},{"$f":"(DmYear!$O$8*(Unit!F$625/100)/DB!K$4)*(Unit!S739/100)*1000","v":0},{"$f":"(DmYear!$O$8*(Unit!G$625/100)/DB!L$4)*(Unit!T739/100)*1000","v":0},{"$f":"(DmYear!$O$8*(Unit!H$625/100)/DB!M$4)*(Unit!U739/100)*1000","v":0},{"$f":"(DmYear!$O$8*(Unit!I$625/100)/DB!N$4)*(Unit!V739/100)*1000","v":0},{"$f":"(DmYear!$O$8*(Unit!J$625/100)/DB!O$4)*(Unit!W739/100)*1000","v":0},{"$f":"(DmYear!$O$8*(Unit!K$625/100)/DB!P$4)*(Unit!X739/100)*1000","v":0},{"$f":"(DmYear!$O$8*(Unit!L$625/100)/DB!Q$4)*(Unit!Y739/100)*1000","v":0},{"$f":"(DmYear!$O$8*(Unit!M$625/100)/DB!R$4)*(Unit!Z739/100)*1000","v":0},{"$f":"(DmYear!$O$8*(Unit!N$625/100)/DB!S$4)*(Unit!AA739/100)*1000","v":0},"-",null,16,{"$f":"(DmYear!$O$8*(Unit!C$626/100)/DB!H$5)*(Unit!AD739/100)*1000","v":0},{"$f":"(DmYear!$O$8*(Unit!D$626/100)/DB!I$5)*(Unit!AE739/100)*1000","v":0},{"$f":"(DmYear!$O$8*(Unit!E$626/100)/DB!J$5)*(Unit!AF739/100)*1000","v":0},{"$f":"(DmYear!$O$8*(Unit!F$626/100)/DB!K$5)*(Unit!AG739/100)*1000","v":0},{"$f":"(DmYear!$O$8*(Unit!G$626/100)/DB!L$5)*(Unit!AH739/100)*1000","v":0},{"$f":"(DmYear!$O$8*(Unit!H$626/100)/DB!M$5)*(Unit!AI739/100)*1000","v":0},{"$f":"(DmYear!$O$8*(Unit!I$626/100)/DB!N$5)*(Unit!AJ739/100)*1000","v":0},{"$f":"(DmYear!$O$8*(Unit!J$626/100)/DB!O$5)*(Unit!AK739/100)*1000","v":0},{"$f":"(DmYear!$O$8*(Unit!K$626/100)/DB!P$5)*(Unit!AL739/100)*1000","v":0},{"$f":"(DmYear!$O$8*(Unit!L$626/100)/DB!Q$5)*(Unit!AM739/100)*1000","v":0},{"$f":"(DmYear!$O$8*(Unit!M$626/100)/DB!R$5)*(Unit!AN739/100)*1000","v":0},{"$f":"(DmYear!$O$8*(Unit!N$626/100)/DB!S$5)*(Unit!AO739/100)*1000","v":0},"-",null,null,16,0,0,0,0,0,0,0,0,0,0,0,0,null,null,16,0,0,0,0,0,0,0,0,0,0,0,0,null,null,16,0,0,0,0,0,0,0,0,0,0,0,0,null,null,null,null,16,{"$f":"(DmYear!$O$35*(Unit!C$624/100)/DB!H$3)*(Unit!B739/100)*1000","v":0},{"$f":"(DmYear!$O$35*(Unit!D$624/100)/DB!I$3)*(Unit!C739/100)*1000","v":0},{"$f":"(DmYear!$O$35*(Unit!E$624/100)/DB!J$3)*(Unit!D739/100)*1000","v":0},{"$f":"(DmYear!$O$35*(Unit!F$624/100)/DB!K$3)*(Unit!E739/100)*1000","v":0},{"$f":"(DmYear!$O$35*(Unit!G$624/100)/DB!L$3)*(Unit!F739/100)*1000","v":0},{"$f":"(DmYear!$O$35*(Unit!H$624/100)/DB!M$3)*(Unit!G739/100)*1000","v":0},{"$f":"(DmYear!$O$35*(Unit!I$624/100)/DB!N$3)*(Unit!H739/100)*1000","v":0},{"$f":"(DmYear!$O$35*(Unit!J$624/100)/DB!O$3)*(Unit!I739/100)*1000","v":0},{"$f":"(DmYear!$O$35*(Unit!K$624/100)/DB!P$3)*(Unit!J739/100)*1000","v":0},{"$f":"(DmYear!$O$35*(Unit!L$624/100)/DB!Q$3)*(Unit!K739/100)*1000","v":0},{"$f":"(DmYear!$O$35*(Unit!M$624/100)/DB!R$3)*(Unit!L739/100)*1000","v":0},{"$f":"(DmYear!$O$35*(Unit!N$624/100)/DB!S$3)*(Unit!M739/100)*1000","v":0},"-",null,16,{"$f":"(DmYear!$O$35*(Unit!C$625/100)/DB!H$4)*(Unit!P739/100)*1000","v":0},{"$f":"(DmYear!$O$35*(Unit!D$625/100)/DB!I$4)*(Unit!Q739/100)*1000","v":0},{"$f":"(DmYear!$O$35*(Unit!E$625/100)/DB!J$4)*(Unit!R739/100)*1000","v":0},{"$f":"(DmYear!$O$35*(Unit!F$625/100)/DB!K$4)*(Unit!S739/100)*1000","v":0},{"$f":"(DmYear!$O$35*(Unit!G$625/100)/DB!L$4)*(Unit!T739/100)*1000","v":0},{"$f":"(DmYear!$O$35*(Unit!H$625/100)/DB!M$4)*(Unit!U739/100)*1000","v":0},{"$f":"(DmYear!$O$35*(Unit!I$625/100)/DB!N$4)*(Unit!V739/100)*1000","v":0},{"$f":"(DmYear!$O$35*(Unit!J$625/100)/DB!O$4)*(Unit!W739/100)*1000","v":0},{"$f":"(DmYear!$O$35*(Unit!K$625/100)/DB!P$4)*(Unit!X739/100)*1000","v":0},{"$f":"(DmYear!$O$35*(Unit!L$625/100)/DB!Q$4)*(Unit!Y739/100)*1000","v":0},{"$f":"(DmYear!$O$35*(Unit!M$625/100)/DB!R$4)*(Unit!Z739/100)*1000","v":0},{"$f":"(DmYear!$O$35*(Unit!N$625/100)/DB!S$4)*(Unit!AA739/100)*1000","v":0},"-",null,16,{"$f":"(DmYear!$O$35*(Unit!C$626/100)/DB!H$5)*(Unit!AD739/100)*1000","v":0},{"$f":"(DmYear!$O$35*(Unit!D$626/100)/DB!I$5)*(Unit!AE739/100)*1000","v":0},{"$f":"(DmYear!$O$35*(Unit!E$626/100)/DB!J$5)*(Unit!AF739/100)*1000","v":0},{"$f":"(DmYear!$O$35*(Unit!F$626/100)/DB!K$5)*(Unit!AG739/100)*1000","v":0},{"$f":"(DmYear!$O$35*(Unit!G$626/100)/DB!L$5)*(Unit!AH739/100)*1000","v":0},{"$f":"(DmYear!$O$35*(Unit!H$626/100)/DB!M$5)*(Unit!AI739/100)*1000","v":0},{"$f":"(DmYear!$O$35*(Unit!I$626/100)/DB!N$5)*(Unit!AJ739/100)*1000","v":0},{"$f":"(DmYear!$O$35*(Unit!J$626/100)/DB!O$5)*(Unit!AK739/100)*1000","v":0},{"$f":"(DmYear!$O$35*(Unit!K$626/100)/DB!P$5)*(Unit!AL739/100)*1000","v":0},{"$f":"(DmYear!$O$35*(Unit!L$626/100)/DB!Q$5)*(Unit!AM739/100)*1000","v":0},{"$f":"(DmYear!$O$35*(Unit!M$626/100)/DB!R$5)*(Unit!AN739/100)*1000","v":0},{"$f":"(DmYear!$O$35*(Unit!N$626/100)/DB!S$5)*(Unit!AO739/100)*1000","v":0},"-",null,null,16,0,0,0,0,0,0,0,0,0,0,0,0,null,null,16,0,0,0,0,0,0,0,0,0,0,0,0,null,null,16,0,0,0,0,0,0,0,0,0,0,0,0]
[null,19,{"$f":"(DmYear!$O$8*(Unit!C$624/100)/DB!H$3)*(Unit!B742/100)*1000","v":0},{"$f":"(DmYear!$O$8*(Unit!D$624/100)/DB!I$3)*(Unit!C742/100)*1000","v":0},{"$f":"(DmYear!$O$8*(Unit!E$624/100)/DB!J$3)*(Unit!D742/100)*1000","v":0},{"$f":"(DmYear!$O$8*(Unit!F$624/100)/DB!K$3)*(Unit!E742/100)*1000","v":0},{"$f":"(DmYear!$O$8*(Unit!G$624/100)/DB!L$3)*(Unit!F742/100)*1000","v":0},{"$f":"(DmYear!$O$8*(Unit!H$624/100)/DB!M$3)*(Unit!G742/100)*1000","v":0},{"$f":"(DmYear!$O$8*(Unit!I$624/100)/DB!N$3)*(Unit!H742/100)*1000","v":0},{"$f":"(DmYear!$O$8*(Unit!J$624/100)/DB!O$3)*(Unit!I742/100)*1000","v":0},{"$f":"(DmYear!$O$8*(Unit!K$624/100)/DB!P$3)*(Unit!J742/100)*1000","v":0},{"$f":"(DmYear!$O$8*(Unit!L$624/100)/DB!Q$3)*(Unit!K742/100)*1000","v":0},{"$f":"(DmYear!$O$8*(Unit!M$624/100)/DB!R$3)*(Unit!L742/100)*1000","v":0},{"$f":"(DmYear!$O$8*(Unit!N$624/100)/DB!S$3)*(Unit!M742/100)*1000","v":0},"-",null,19,{"$f":"(DmYear!$O$8*(Unit!C$625/100)/DB!H$4)*(Unit!P742/100)*1000","v":0},{"$f":"(DmYear!$O$8*(Unit!D$625/100)/DB!I$4)*(Unit!Q742/100)*1000","v":0},{"$f":"(DmYear!$O$8*(Unit!E$625/100)/DB!J$4)*(Unit!R742/100)*1000","v":0},{"$f":"(DmYear!$O$8*(Unit!F$625/100)/DB!K$4)*(Unit!S742/100)*1000","v":0},{"$f":"(DmYear!$O$8*(Unit!G$625/100)/DB!L$4)*(Unit!T742/100)*1000","v":0},{"$f":"(DmYear!$O$8*(Unit!H$625/100)/DB!M$4)*(Unit!U742/100)*1000","v":0},{"$f":"(DmYear!$O$8*(Unit!I$625/100)/DB!N$4)*(Unit!V742/100)*1000","v":0},{"$f":"(DmYear!$O$8*(Unit!J$625/100)/DB!O$4)*(Unit!W742/100)*1000","v":0},{"$f":"(DmYear!$O$8*(Unit!K$625/100)/DB!P$4)*(Unit!X742/100)*1000","v":0},{"$f":"(DmYear!$O$8*(Unit!L$625/100)/DB!Q$4)*(Unit!Y742/100)*1000","v":0},{"$f":"(DmYear!$O$8*(Unit!M$625/100)/DB!R$4)*(Unit!Z742/100)*1000","v":0},{"$f":"(DmYear!$O$8*(Unit!N$625/100)/DB!S$4)*(Unit!AA742/100)*1000","v":0},"-",null,19,{"$f":"(DmYear!$O$8*(Unit!C$626/100)/DB!H$5)*(Unit!AD742/100)*1000","v":0},{"$f":"(DmYear!$O$8*(Unit!D$626/100)/DB!I$5)*(Unit!AE742/100)*1000","v":0},{"$f":"(DmYear!$O$8*(Unit!E$626/100)/DB!J$5)*(Unit!AF742/100)*1000","v":0},{"$f":"(DmYear!$O$8*(Unit!F$626/100)/DB!K$5)*(Unit!AG742/100)*1000","v":0},{"$f":"(DmYear!$O$8*(Unit!G$626/100)/DB!L$5)*(Unit!AH742/100)*1000","v":0},{"$f":"(DmYear!$O$8*(Unit!H$626/100)/DB!M$5)*(Unit!AI742/100)*1000","v":0},{"$f":"(DmYear!$O$8*(Unit!I$626/100)/DB!N$5)*(Unit!AJ742/100)*1000","v":0},{"$f":"(DmYear!$O$8*(Unit!J$626/100)/DB!O$5)*(Unit!AK742/100)*1000","v":0},{"$f":"(DmYear!$O$8*(Unit!K$626/100)/DB!P$5)*(Unit!AL742/100)*1000","v":0},{"$f":"(DmYear!$O$8*(Unit!L$626/100)/DB!Q$5)*(Unit!AM742/100)*1000","v":0},{"$f":"(DmYear!$O$8*(Unit!M$626/100)/DB!R$5)*(Unit!AN742/100)*1000","v":0},{"$f":"(DmYear!$O$8*(Unit!N$626/100)/DB!S$5)*(Unit!AO742/100)*1000","v":0},"-",null,null,19,0,0,0,0,0,0,0,0,0,0,0,0,null,null,19,0,0,0,0,0,0,0,0,0,0,0,0,null,null,19,0,0,0,0,0,0,0,0,0,0,0,0,null,null,null,null,19,{"$f":"(DmYear!$O$35*(Unit!C$624/100)/DB!H$3)*(Unit!B742/100)*1000","v":0},{"$f":"(DmYear!$O$35*(Unit!D$624/100)/DB!I$3)*(Unit!C742/100)*1000","v":0},{"$f":"(DmYear!$O$35*(Unit!E$624/100)/DB!J$3)*(Unit!D742/100)*1000","v":0},{"$f":"(DmYear!$O$35*(Unit!F$624/100)/DB!K$3)*(Unit!E742/100)*1000","v":0},{"$f":"(DmYear!$O$35*(Unit!G$624/100)/DB!L$3)*(Unit!F742/100)*1000","v":0},{"$f":"(DmYear!$O$35*(Unit!H$624/100)/DB!M$3)*(Unit!G742/100)*1000","v":0},{"$f":"(DmYear!$O$35*(Unit!I$624/100)/DB!N$3)*(Unit!H742/100)*1000","v":0},{"$f":"(DmYear!$O$35*(Unit!J$624/100)/DB!O$3)*(Unit!I742/100)*1000","v":0},{"$f":"(DmYear!$O$35*(Unit!K$624/100)/DB!P$3)*(Unit!J742/100)*1000","v":0},{"$f":"(DmYear!$O$35*(Unit!L$624/100)/DB!Q$3)*(Unit!K742/100)*1000","v":0},{"$f":"(DmYear!$O$35*(Unit!M$624/100)/DB!R$3)*(Unit!L742/100)*1000","v":0},{"$f":"(DmYear!$O$35*(Unit!N$624/100)/DB!S$3)*(Unit!M742/100)*1000","v":0},"-",null,19,{"$f":"(DmYear!$O$35*(Unit!C$625/100)/DB!H$4)*(Unit!P742/100)*1000","v":0},{"$f":"(DmYear!$O$35*(Unit!D$625/100)/DB!I$4)*(Unit!Q742/100)*1000","v":0},{"$f":"(DmYear!$O$35*(Unit!E$625/100)/DB!J$4)*(Unit!R742/100)*1000","v":0},{"$f":"(DmYear!$O$35*(Unit!F$625/100)/DB!K$4)*(Unit!S742/100)*1000","v":0},{"$f":"(DmYear!$O$35*(Unit!G$625/100)/DB!L$4)*(Unit!T742/100)*1000","v":0},{"$f":"(DmYear!$O$35*(Unit!H$625/100)/DB!M$4)*(Unit!U742/100)*1000","v":0},{"$f":"(DmYear!$O$35*(Unit!I$625/100)/DB!N$4)*(Unit!V742/100)*1000","v":0},{"$f":"(DmYear!$O$35*(Unit!J$625/100)/DB!O$4)*(Unit!W742/100)*1000","v":0},{"$f":"(DmYear!$O$35*(Unit!K$625/100)/DB!P$4)*(Unit!X742/100)*1000","v":0},{"$f":"(DmYear!$O$35*(Unit!L$625/100)/DB!Q$4)*(Unit!Y742/100)*1000","v":0},{"$f":"(DmYear!$O$35*(Unit!M$625/100)/DB!R$4)*(Unit!Z742/100)*1000","v":0},{"$f":"(DmYear!$O$35*(Unit!N$625/100)/DB!S$4)*(Unit!AA742/100)*1000","v":0},"-",null,19,{"$f":"(DmYear!$O$35*(Unit!C$626/100)/DB!H$5)*(Unit!AD742/100)*1000","v":0},{"$f":"(DmYear!$O$35*(Unit!D$626/100)/DB!I$5)*(Unit!AE742/100)*1000","v":0},{"$f":"(DmYear!$O$35*(Unit!E$626/100)/DB!J$5)*(Unit!AF742/100)*1000","v":0},{"$f":"(DmYear!$O$35*(Unit!F$626/100)/DB!K$5)*(Unit!AG742/100)*1000","v":0},{"$f":"(DmYear!$O$35*(Unit!G$626/100)/DB!L$5)*(Unit!AH742/100)*1000","v":0},{"$f":"(DmYear!$O$35*(Unit!H$626/100)/DB!M$5)*(Unit!AI742/100)*1000","v":0},{"$f":"(DmYear!$O$35*(Unit!I$626/100)/DB!N$5)*(Unit!AJ742/100)*1000","v":0},{"$f":"(DmYear!$O$35*(Unit!J$626/100)/DB!O$5)*(Unit!AK742/100)*1000","v":0},{"$f":"(DmYear!$O$35*(Unit!K$626/100)/DB!P$5)*(Unit!AL742/100)*1000","v":0},{"$f":"(DmYear!$O$35*(Unit!L$626/100)/DB!Q$5)*(Unit!AM742/100)*1000","v":0},{"$f":"(DmYear!$O$35*(Unit!M$626/100)/DB!R$5)*(Unit!AN742/100)*1000","v":0},{"$f":"(DmYear!$O$35*(Unit!N$626/100)/DB!S$5)*(Unit!AO742/100)*1000","v":0},"-",null,null,19,0,0,0,0,0,0,0,0,0,0,0,0,null,null,19,0,0,0,0,0,0,0,0,0,0,0,0,null,null,19,0,0,0,0,0,0,0,0,0,0,0,0]
[null,21,{"$f":"(DmYear!$O$8*(Unit!C$624/100)/DB!H$3)*(Unit!B744/100)*1000","v":0},{"$f":"(DmYear!$O$8*(Unit!D$624/100)/DB!I$3)*(Unit!C744/100)*1000","v":0},{"$f":"(DmYear!$O$8*(Unit!E$624/100)/DB!J$3)*(Unit!D744/100)*1000","v":0},{"$f":"(DmYear!$O$8*(Unit!F$624/100)/DB!K$3)*(Unit!E744/100)*1000","v":0},{"$f":"(DmYear!$O$8*(Unit!G$624/100)/DB!L$3)*(Unit!F744/100)*1000","v":0},{"$f":"(DmYear!$O$8*(Unit!H$624/100)/DB!M$3)*(Unit!G744/100)*1000","v":0},{"$f":"(DmYear!$O$8*(Unit!I$624/100)/DB!N$3)*(Unit!H744/100)*1000","v":0},{"$f":"(DmYear!$O$8*(Unit!J$624/100)/DB!O$3)*(Unit!I744/100)*1000","v":0},{"$f":"(DmYear!$O$8*(Unit!K$624/100)/DB!P$3)*(Unit!J744/100)*1000","v":0},{"$f":"(DmYear!$O$8*(Unit!L$624/100)/DB!Q$3)*(Unit!K744/100)*1000","v":0},{"$f":"(DmYear!$O$8*(Unit!M$624/100)/DB!R$3)*(Unit!L744/100)*1000","v":0},{"$f":"(DmYear!$O$8*(Unit!N$624/100)/DB!S$3)*(Unit!M744/100)*1000","v":0},"-",null,21,{"$f":"(DmYear!$O$8*(Unit!C$625/100)/DB!H$4)*(Unit!P744/100)*1000","v":0},{"$f":"(DmYear!$O$8*(Unit!D$625/100)/DB!I$4)*(Unit!Q744/100)*1000","v":0},{"$f":"(DmYear!$O$8*(Unit!E$625/100)/DB!J$4)*(Unit!R744/100)*1000","v":0},{"$f":"(DmYear!$O$8*(Unit!F$625/100)/DB!K$4)*(Unit!S744/100)*1000","v":0},{"$f":"(DmYear!$O$8*(Unit!G$625/100)/DB!L$4)*(Unit!T744/100)*1000","v":0},{"$f":"(DmYear!$O$8*(Unit!H$625/100)/DB!M$4)*(Unit!U744/100)*1000","v":0},{"$f":"(DmYear!$O$8*(Unit!I$625/100)/DB!N$4)*(Unit!V744/100)*1000","v":0},{"$f":"(DmYear!$O$8*(Unit!J$625/100)/DB!O$4)*(Unit!W744/100)*1000","v":0},{"$f":"(DmYear!$O$8*(Unit!K$625/100)/DB!P$4)*(Unit!X744/100)*1000","v":0},{"$f":"(DmYear!$O$8*(Unit!L$625/100)/DB!Q$4)*(Unit!Y744/100)*1000","v":0},{"$f":"(DmYear!$O$8*(Unit!M$625/100)/DB!R$4)*(Unit!Z744/100)*1000","v":0},{"$f":"(DmYear!$O$8*(Unit!N$625/100)/DB!S$4)*(Unit!AA744/100)*1000","v":0},"-",null,21,{"$f":"(DmYear!$O$8*(Unit!C$626/100)/DB!H$5)*(Unit!AD744/100)*1000","v":0},{"$f":"(DmYear!$O$8*(Unit!D$626/100)/DB!I$5)*(Unit!AE744/100)*1000","v":0},{"$f":"(DmYear!$O$8*(Unit!E$626/100)/DB!J$5)*(Unit!AF744/100)*1000","v":0},{"$f":"(DmYear!$O$8*(Unit!F$626/100)/DB!K$5)*(Unit!AG744/100)*1000","v":0},{"$f":"(DmYear!$O$8*(Unit!G$626/100)/DB!L$5)*(Unit!AH744/100)*1000","v":0},{"$f":"(DmYear!$O$8*(Unit!H$626/100)/DB!M$5)*(Unit!AI744/100)*1000","v":0},{"$f":"(DmYear!$O$8*(Unit!I$626/100)/DB!N$5)*(Unit!AJ744/100)*1000","v":0},{"$f":"(DmYear!$O$8*(Unit!J$626/100)/DB!O$5)*(Unit!AK744/100)*1000","v":0},{"$f":"(DmYear!$O$8*(Unit!K$626/100)/DB!P$5)*(Unit!AL744/100)*1000","v":0},{"$f":"(DmYear!$O$8*(Unit!L$626/100)/DB!Q$5)*(Unit!AM744/100)*1000","v":0},{"$f":"(DmYear!$O$8*(Unit!M$626/100)/DB!R$5)*(Unit!AN744/100)*1000","v":0},{"$f":"(DmYear!$O$8*(Unit!N$626/100)/DB!S$5)*(Unit!AO744/100)*1000","v":0},"-",null,null,21,0,0,0,0,0,0,0,0,0,0,0,0,null,null,21,0,0,0,0,0,0,0,0,0,0,0,0,null,null,21,0,0,0,0,0,0,0,0,0,0,0,0,null,null,null,null,21,{"$f":"(DmYear!$O$35*(Unit!C$624/100)/DB!H$3)*(Unit!B744/100)*1000","v":0},{"$f":"(DmYear!$O$35*(Unit!D$624/100)/DB!I$3)*(Unit!C744/100)*1000","v":0},{"$f":"(DmYear!$O$35*(Unit!E$624/100)/DB!J$3)*(Unit!D744/100)*1000","v":0},{"$f":"(DmYear!$O$35*(Unit!F$624/100)/DB!K$3)*(Unit!E744/100)*1000","v":0},{"$f":"(DmYear!$O$35*(Unit!G$624/100)/DB!L$3)*(Unit!F744/100)*1000","v":0},{"$f":"(DmYear!$O$35*(Unit!H$624/100)/DB!M$3)*(Unit!G744/100)*1000","v":0},{"$f":"(DmYear!$O$35*(Unit!I$624/100)/DB!N$3)*(Unit!H744/100)*1000","v":0},{"$f":"(DmYear!$O$35*(Unit!J$624/100)/DB!O$3)*(Unit!I744/100)*1000","v":0},{"$f":"(DmYear!$O$35*(Unit!K$624/100)/DB!P$3)*(Unit!J744/100)*1000","v":0},{"$f":"(DmYear!$O$35*(Unit!L$624/100)/DB!Q$3)*(Unit!K744/100)*1000","v":0},{"$f":"(DmYear!$O$35*(Unit!M$624/100)/DB!R$3)*(Unit!L744/100)*1000","v":0},{"$f":"(DmYear!$O$35*(Unit!N$624/100)/DB!S$3)*(Unit!M744/100)*1000","v":0},"-",null,21,{"$f":"(DmYear!$O$35*(Unit!C$625/100)/DB!H$4)*(Unit!P744/100)*1000","v":0},{"$f":"(DmYear!$O$35*(Unit!D$625/100)/DB!I$4)*(Unit!Q744/100)*1000","v":0},{"$f":"(DmYear!$O$35*(Unit!E$625/100)/DB!J$4)*(Unit!R744/100)*1000","v":0},{"$f":"(DmYear!$O$35*(Unit!F$625/100)/DB!K$4)*(Unit!S744/100)*1000","v":0},{"$f":"(DmYear!$O$35*(Unit!G$625/100)/DB!L$4)*(Unit!T744/100)*1000","v":0},{"$f":"(DmYear!$O$35*(Unit!H$625/100)/DB!M$4)*(Unit!U744/100)*1000","v":0},{"$f":"(DmYear!$O$35*(Unit!I$625/100)/DB!N$4)*(Unit!V744/100)*1000","v":0},{"$f":"(DmYear!$O$35*(Unit!J$625/100)/DB!O$4)*(Unit!W744/100)*1000","v":0},{"$f":"(DmYear!$O$35*(Unit!K$625/100)/DB!P$4)*(Unit!X744/100)*1000","v":0},{"$f":"(DmYear!$O$35*(Unit!L$625/100)/DB!Q$4)*(Unit!Y744/100)*1000","v":0},{"$f":"(DmYear!$O$35*(Unit!M$625/100)/DB!R$4)*(Unit!Z744/100)*1000","v":0},{"$f":"(DmYear!$O$35*(Unit!N$625/100)/DB!S$4)*(Unit!AA744/100)*1000","v":0},"-",null,21,{"$f":"(DmYear!$O$35*(Unit!C$626/100)/DB!H$5)*(Unit!AD744/100)*1000","v":0},{"$f":"(DmYear!$O$35*(Unit!D$626/100)/DB!I$5)*(Unit!AE744/100)*1000","v":0},{"$f":"(DmYear!$O$35*(Unit!E$626/100)/DB!J$5)*(Unit!AF744/100)*1000","v":0},{"$f":"(DmYear!$O$35*(Unit!F$626/100)/DB!K$5)*(Unit!AG744/100)*1000","v":0},{"$f":"(DmYear!$O$35*(Unit!G$626/100)/DB!L$5)*(Unit!AH744/100)*1000","v":0},{"$f":"(DmYear!$O$35*(Unit!H$626/100)/DB!M$5)*(Unit!AI744/100)*1000","v":0},{"$f":"(DmYear!$O$35*(Unit!I$626/100)/DB!N$5)*(Unit!AJ744/100)*1000","v":0},{"$f":"(DmYear!$O$35*(Unit!J$626/100)/DB!O$5)*(Unit!AK744/100)*1000","v":0},{"$f":"(DmYear!$O$35*(Unit!K$626/100)/DB!P$5)*(Unit!AL744/100)*1000","v":0},{"$f":"(DmYear!$O$35*(Unit!L$626/100)/DB!Q$5)*(Unit!AM744/100)*1000","v":0},{"$f":"(DmYear!$O$35*(Unit!M$626/100)/DB!R$5)*(Unit!AN744/100)*1000","v":0},{"$f":"(DmYear!$O$35*(Unit!N$626/100)/DB!S$5)*(Unit!AO744/100)*1000","v":0},"-",null,null,21,0,0,0,0,0,0,0,0,0,0,0,0,null,null,21,0,0,0,0,0,0,0,0,0,0,0,0,null,null,21,0,0,0,0,0,0,0,0,0,0,0,0]
[null,22,{"$f":"(DmYear!$O$8*(Unit!C$624/100)/DB!H$3)*(Unit!B745/100)*1000","v":0},{"$f":"(DmYear!$O$8*(Unit!D$624/100)/DB!I$3)*(Unit!C745/100)*1000","v":0},{"$f":"(DmYear!$O$8*(Unit!E$624/100)/DB!J$3)*(Unit!D745/100)*1000","v":0},{"$f":"(DmYear!$O$8*(Unit!F$624/100)/DB!K$3)*(Unit!E745/100)*1000","v":0},{"$f":"(DmYear!$O$8*(Unit!G$624/100)/DB!L$3)*(Unit!F745/100)*1000","v":0},{"$f":"(DmYear!$O$8*(Unit!H$624/100)/DB!M$3)*(Unit!G745/100)*1000","v":0},{"$f":"(DmYear!$O$8*(Unit!I$624/100)/DB!N$3)*(Unit!H745/100)*1000","v":0},{"$f":"(DmYear!$O$8*(Unit!J$624/100)/DB!O$3)*(Unit!I745/100)*1000","v":0},{"$f":"(DmYear!$O$8*(Unit!K$624/100)/DB!P$3)*(Unit!J745/100)*1000","v":0},{"$f":"(DmYear!$O$8*(Unit!L$624/100)/DB!Q$3)*(Unit!K745/100)*1000","v":0},{"$f":"(DmYear!$O$8*(Unit!M$624/100)/DB!R$3)*(Unit!L745/100)*1000","v":0},{"$f":"(DmYear!$O$8*(Unit!N$624/100)/DB!S$3)*(Unit!M745/100)*1000","v":0},"-",null,22,{"$f":"(DmYear!$O$8*(Unit!C$625/100)/DB!H$4)*(Unit!P745/100)*1000","v":0},{"$f":"(DmYear!$O$8*(Unit!D$625/100)/DB!I$4)*(Unit!Q745/100)*1000","v":0},{"$f":"(DmYear!$O$8*(Unit!E$625/100)/DB!J$4)*(Unit!R745/100)*1000","v":0},{"$f":"(DmYear!$O$8*(Unit!F$625/100)/DB!K$4)*(Unit!S745/100)*1000","v":0},{"$f":"(DmYear!$O$8*(Unit!G$625/100)/DB!L$4)*(Unit!T745/100)*1000","v":0},{"$f":"(DmYear!$O$8*(Unit!H$625/100)/DB!M$4)*(Unit!U745/100)*1000","v":0},{"$f":"(DmYear!$O$8*(Unit!I$625/100)/DB!N$4)*(Unit!V745/100)*1000","v":0},{"$f":"(DmYear!$O$8*(Unit!J$625/100)/DB!O$4)*(Unit!W745/100)*1000","v":0},{"$f":"(DmYear!$O$8*(Unit!K$625/100)/DB!P$4)*(Unit!X745/100)*1000","v":0},{"$f":"(DmYear!$O$8*(Unit!L$625/100)/DB!Q$4)*(Unit!Y745/100)*1000","v":0},{"$f":"(DmYear!$O$8*(Unit!M$625/100)/DB!R$4)*(Unit!Z745/100)*1000","v":0},{"$f":"(DmYear!$O$8*(Unit!N$625/100)/DB!S$4)*(Unit!AA745/100)*1000","v":0},"-",null,22,{"$f":"(DmYear!$O$8*(Unit!C$626/100)/DB!H$5)*(Unit!AD745/100)*1000","v":0},{"$f":"(DmYear!$O$8*(Unit!D$626/100)/DB!I$5)*(Unit!AE745/100)*1000","v":0},{"$f":"(DmYear!$O$8*(Unit!E$626/100)/DB!J$5)*(Unit!AF745/100)*1000","v":0},{"$f":"(DmYear!$O$8*(Unit!F$626/100)/DB!K$5)*(Unit!AG745/100)*1000","v":0},{"$f":"(DmYear!$O$8*(Unit!G$626/100)/DB!L$5)*(Unit!AH745/100)*1000","v":0},{"$f":"(DmYear!$O$8*(Unit!H$626/100)/DB!M$5)*(Unit!AI745/100)*1000","v":0},{"$f":"(DmYear!$O$8*(Unit!I$626/100)/DB!N$5)*(Unit!AJ745/100)*1000","v":0},{"$f":"(DmYear!$O$8*(Unit!J$626/100)/DB!O$5)*(Unit!AK745/100)*1000","v":0},{"$f":"(DmYear!$O$8*(Unit!K$626/100)/DB!P$5)*(Unit!AL745/100)*1000","v":0},{"$f":"(DmYear!$O$8*(Unit!L$626/100)/DB!Q$5)*(Unit!AM745/100)*1000","v":0},{"$f":"(DmYear!$O$8*(Unit!M$626/100)/DB!R$5)*(Unit!AN745/100)*1000","v":0},{"$f":"(DmYear!$O$8*(Unit!N$626/100)/DB!S$5)*(Unit!AO745/100)*1000","v":0},"-",null,null,22,0,0,0,0,0,0,0,0,0,0,0,0,null,null,22,0,0,0,0,0,0,0,0,0,0,0,0,null,null,22,0,0,0,0,0,0,0,0,0,0,0,0,null,null,null,null,22,{"$f":"(DmYear!$O$35*(Unit!C$624/100)/DB!H$3)*(Unit!B745/100)*1000","v":0},{"$f":"(DmYear!$O$35*(Unit!D$624/100)/DB!I$3)*(Unit!C745/100)*1000","v":0},{"$f":"(DmYear!$O$35*(Unit!E$624/100)/DB!J$3)*(Unit!D745/100)*1000","v":0},{"$f":"(DmYear!$O$35*(Unit!F$624/100)/DB!K$3)*(Unit!E745/100)*1000","v":0},{"$f":"(DmYear!$O$35*(Unit!G$624/100)/DB!L$3)*(Unit!F745/100)*1000","v":0},{"$f":"(DmYear!$O$35*(Unit!H$624/100)/DB!M$3)*(Unit!G745/100)*1000","v":0},{"$f":"(DmYear!$O$35*(Unit!I$624/100)/DB!N$3)*(Unit!H745/100)*1000","v":0},{"$f":"(DmYear!$O$35*(Unit!J$624/100)/DB!O$3)*(Unit!I745/100)*1000","v":0},{"$f":"(DmYear!$O$35*(Unit!K$624/100)/DB!P$3)*(Unit!J745/100)*1000","v":0},{"$f":"(DmYear!$O$35*(Unit!L$624/100)/DB!Q$3)*(Unit!K745/100)*1000","v":0},{"$f":"(DmYear!$O$35*(Unit!M$624/100)/DB!R$3)*(Unit!L745/100)*1000","v":0},{"$f":"(DmYear!$O$35*(Unit!N$624/100)/DB!S$3)*(Unit!M745/100)*1000","v":0},"-",null,22,{"$f":"(DmYear!$O$35*(Unit!C$625/100)/DB!H$4)*(Unit!P745/100)*1000","v":0},{"$f":"(DmYear!$O$35*(Unit!D$625/100)/DB!I$4)*(Unit!Q745/100)*1000","v":0},{"$f":"(DmYear!$O$35*(Unit!E$625/100)/DB!J$4)*(Unit!R745/100)*1000","v":0},{"$f":"(DmYear!$O$35*(Unit!F$625/100)/DB!K$4)*(Unit!S745/100)*1000","v":0},{"$f":"(DmYear!$O$35*(Unit!G$625/100)/DB!L$4)*(Unit!T745/100)*1000","v":0},{"$f":"(DmYear!$O$35*(Unit!H$625/100)/DB!M$4)*(Unit!U745/100)*1000","v":0},{"$f":"(DmYear!$O$35*(Unit!I$625/100)/DB!N$4)*(Unit!V745/100)*1000","v":0},{"$f":"(DmYear!$O$35*(Unit!J$625/100)/DB!O$4)*(Unit!W745/100)*1000","v":0},{"$f":"(DmYear!$O$35*(Unit!K$625/100)/DB!P$4)*(Unit!X745/100)*1000","v":0},{"$f":"(DmYear!$O$35*(Unit!L$625/100)/DB!Q$4)*(Unit!Y745/100)*1000","v":0},{"$f":"(DmYear!$O$35*(Unit!M$625/100)/DB!R$4)*(Unit!Z745/100)*1000","v":0},{"$f":"(DmYear!$O$35*(Unit!N$625/100)/DB!S$4)*(Unit!AA745/100)*1000","v":0},"-",null,22,{"$f":"(DmYear!$O$35*(Unit!C$626/100)/DB!H$5)*(Unit!AD745/100)*1000","v":0},{"$f":"(DmYear!$O$35*(Unit!D$626/100)/DB!I$5)*(Unit!AE745/100)*1000","v":0},{"$f":"(DmYear!$O$35*(Unit!E$626/100)/DB!J$5)*(Unit!AF745/100)*1000","v":0},{"$f":"(DmYear!$O$35*(Unit!F$626/100)/DB!K$5)*(Unit!AG745/100)*1000","v":0},{"$f":"(DmYear!$O$35*(Unit!G$626/100)/DB!L$5)*(Unit!AH745/100)*1000","v":0},{"$f":"(DmYear!$O$35*(Unit!H$626/100)/DB!M$5)*(Unit!AI745/100)*1000","v":0},{"$f":"(DmYear!$O$35*(Unit!I$626/100)/DB!N$5)*(Unit!AJ745/100)*1000","v":0},{"$f":"(DmYear!$O$35*(Unit!J$626/100)/DB!O$5)*(Unit!AK745/100)*1000","v":0},{"$f":"(DmYear!$O$35*(Unit!K$626/100)/DB!P$5)*(Unit!AL745/100)*1000","v":0},{"$f":"(DmYear!$O$35*(Unit!L$626/100)/DB!Q$5)*(Unit!AM745/100)*1000","v":0},{"$f":"(DmYear!$O$35*(Unit!M$626/100)/DB!R$5)*(Unit!AN745/100)*1000","v":0},{"$f":"(DmYear!$O$35*(Unit!N$626/100)/DB!S$5)*(Unit!AO745/100)*1000","v":0},"-",null,null,22,0,0,0,0,0,0,0,0,0,0,0,0,null,null,22,0,0,0,0,0,0,0,0,0,0,0,0,null,null,22,0,0,0,0,0,0,0,0,0,0,0,0]
[null,"MJ/日",{"$f":"DmYear!$O$8*(Unit!C$624/100)/DB!H$3*1000","v":0},{"$f":"DmYear!$O$8*(Unit!D$624/100)/DB!I$3*1000","v":0},{"$f":"DmYear!$O$8*(Unit!E$624/100)/DB!J$3*1000","v":0},{"$f":"DmYear!$O$8*(Unit!F$624/100)/DB!K$3*1000","v":0},{"$f":"DmYear!$O$8*(Unit!G$624/100)/DB!L$3*1000","v":0},{"$f":"DmYear!$O$8*(Unit!H$624/100)/DB!M$3*1000","v":0},{"$f":"DmYear!$O$8*(Unit!I$624/100)/DB!N$3*1000","v":0},{"$f":"DmYear!$O$8*(Unit!J$624/100)/DB!O$3*1000","v":0},{"$f":"DmYear!$O$8*(Unit!K$624/100)/DB!P$3*1000","v":0},{"$f":"DmYear!$O$8*(Unit!L$624/100)/DB!Q$3*1000","v":0},{"$f":"DmYear!$O$8*(Unit!M$624/100)/DB!R$3*1000","v":0},{"$f":"DmYear!$O$8*(Unit!N$624/100)/DB!S$3*1000","v":0},"-",null,"MJ/日",{"$f":"DmYear!$O$8*(Unit!C$625/100)/DB!H$4*1000","v":0},{"$f":"DmYear!$O$8*(Unit!D$625/100)/DB!I$4*1000","v":0},{"$f":"DmYear!$O$8*(Unit!E$625/100)/DB!J$4*1000","v":0},{"$f":"DmYear!$O$8*(Unit!F$625/100)/DB!K$4*1000","v":0},{"$f":"DmYear!$O$8*(Unit!G$625/100)/DB!L$4*1000","v":0},{"$f":"DmYear!$O$8*(Unit!H$625/100)/DB!M$4*1000","v":0},{"$f":"DmYear!$O$8*(Unit!I$625/100)/DB!N$4*1000","v":0},{"$f":"DmYear!$O$8*(Unit!J$625/100)/DB!O$4*1000","v":0},{"$f":"DmYear!$O$8*(Unit!K$625/100)/DB!P$4*1000","v":0},{"$f":"DmYear!$O$8*(Unit!L$625/100)/DB!Q$4*1000","v":0},{"$f":"DmYear!$O$8*(Unit!M$625/100)/DB!R$4*1000","v":0},{"$f":"DmYear!$O$8*(Unit!N$625/100)/DB!S$4*1000","v":0},"-",null,"MJ/日",{"$f":"DmYear!$O$8*(Unit!C$476/100)/DB!H$5*1000","v":0},{"$f":"DmYear!$O$8*(Unit!D$476/100)/DB!I$5*1000","v":0},{"$f":"DmYear!$O$8*(Unit!E$476/100)/DB!J$5*1000","v":0},{"$f":"DmYear!$O$8*(Unit!F$476/100)/DB!K$5*1000","v":0},{"$f":"DmYear!$O$8*(Unit!G$476/100)/DB!L$5*1000","v":0},{"$f":"DmYear!$O$8*(Unit!H$476/100)/DB!M$5*1000","v":0},{"$f":"DmYear!$O$8*(Unit!I$476/100)/DB!N$5*1000","v":0},{"$f":"DmYear!$O$8*(Unit!J$476/100)/DB!O$5*1000","v":0},{"$f":"DmYear!$O$8*(Unit!K$476/100)/DB!P$5*1000","v":0},{"$f":"DmYear!$O$8*(Unit!L$476/100)/DB!Q$5*1000","v":0},{"$f":"DmYear!$O$8*(Unit!M$476/100)/DB!R$5*1000","v":0},{"$f":"DmYear!$O$8*(Unit!N$476/100)/DB!S$5*1000","v":0},"-",null,null,"MJ/日",{"$f":"SUM(AW723:AW746)","v":0},{"$f":"SUM(AX723:AX746)","v":0},0,0,0,0,0,0,0,0,0,0,null,null,"MJ/日",{"$f":"SUM(BL723:BL746)","v":0},{"$f":"SUM(BM723:BM746)","v":0},0,0,0,0,0,0,0,0,0,0,null,null,"MJ/日",{"$f":"SUM(CA723:CA746)","v":0},{"$f":"SUM(CB723:CB746)","v":0},0,0,0,0,0,0,0,0,0,0,null,null,null,null,"MJ/日",{"$f":"DmYear!$O$35*(Unit!C$624/100)/DB!H$3*1000","v":0},{"$f":"DmYear!$O$35*(Unit!D$624/100)/DB!I$3*1000","v":0},{"$f":"DmYear!$O$35*(Unit!E$624/100)/DB!J$3*1000","v":0},{"$f":"DmYear!$O$35*(Unit!F$624/100)/DB!K$3*1000","v":0},{"$f":"DmYear!$O$35*(Unit!G$624/100)/DB!L$3*1000","v":0},{"$f":"DmYear!$O$35*(Unit!H$624/100)/DB!M$3*1000","v":0},{"$f":"DmYear!$O$35*(Unit!I$624/100)/DB!N$3*1000","v":0},{"$f":"DmYear!$O$35*(Unit!J$624/100)/DB!O$3*1000","v":0},{"$f":"DmYear!$O$35*(Unit!K$624/100)/DB!P$3*1000","v":0},{"$f":"DmYear!$O$35*(Unit!L$624/100)/DB!Q$3*1000","v":0},{"$f":"DmYear!$O$35*(Unit!M$624/100)/DB!R$3*1000","v":0},{"$f":"DmYear!$O$35*(Unit!N$624/100)/DB!S$3*1000","v":0},"-",null,"MJ/日",{"$f":"DmYear!$O$35*(Unit!C$625/100)/DB!H$4*1000","v":0},{"$f":"DmYear!$O$35*(Unit!D$625/100)/DB!I$4*1000","v":0},{"$f":"DmYear!$O$35*(Unit!E$625/100)/DB!J$4*1000","v":0},{"$f":"DmYear!$O$35*(Unit!F$625/100)/DB!K$4*1000","v":0},{"$f":"DmYear!$O$35*(Unit!G$625/100)/DB!L$4*1000","v":0},{"$f":"DmYear!$O$35*(Unit!H$625/100)/DB!M$4*1000","v":0},{"$f":"DmYear!$O$35*(Unit!I$625/100)/DB!N$4*1000","v":0},{"$f":"DmYear!$O$35*(Unit!J$625/100)/DB!O$4*1000","v":0},{"$f":"DmYear!$O$35*(Unit!K$625/100)/DB!P$4*1000","v":0},{"$f":"DmYear!$O$35*(Unit!L$625/100)/DB!Q$4*1000","v":0},{"$f":"DmYear!$O$35*(Unit!M$625/100)/DB!R$4*1000","v":0},{"$f":"DmYear!$O$35*(Unit!N$625/100)/DB!S$4*1000","v":0},"-",null,"MJ/日",{"$f":"DmYear!$O$35*(Unit!C$626/100)/DB!H$5*1000","v":0},{"$f":"DmYear!$O$35*(Unit!D$626/100)/DB!I$5*1000","v":0},{"$f":"DmYear!$O$35*(Unit!E$626/100)/DB!J$5*1000","v":0},{"$f":"DmYear!$O$35*(Unit!F$626/100)/DB!K$5*1000","v":0},{"$f":"DmYear!$O$35*(Unit!G$626/100)/DB!L$5*1000","v":0},{"$f":"DmYear!$O$35*(Unit!H$626/100)/DB!M$5*1000","v":0},{"$f":"DmYear!$O$35*(Unit!I$626/100)/DB!N$5*1000","v":0},{"$f":"DmYear!$O$35*(Unit!J$626/100)/DB!O$5*1000","v":0},{"$f":"DmYear!$O$35*(Unit!K$626/100)/DB!P$5*1000","v":0},{"$f":"DmYear!$O$35*(Unit!L$626/100)/DB!Q$5*1000","v":0},{"$f":"DmYear!$O$35*(Unit!M$626/100)/DB!R$5*1000","v":0},{"$f":"DmYear!$O$35*(Unit!N$626/100)/DB!S$5*1000","v":0},"-",null,null,"MJ/日",{"$f":"SUM(EL723:EL746)","v":0},{"$f":"SUM(EM723:EM746)","v":0},0,0,0,0,0,0,0,0,0,0,null,null,"MJ/日",{"$f":"SUM(FA723:FA746)","v":0},{"$f":"SUM(FB723:FB746)","v":0},0,0,0,0,0,0,0,0,0,0,null,null,"MJ/日",{"$f":"SUM(FP723:FP746)","v":0},{"$f":"SUM(FQ723:FQ746)","v":0},0,0,0,0,0,0,0,0,0,0]
[]
[]
[]
[]
[]
[]
[]
[]
[]
[]
[]
[null,"平日",null,null,null,null,null,null,null,null,null,null,null,null,null,null,"土曜",null,null,null,null,null,null,null,null,null,null,null,null,null,null,"休日",null,null,null,null,null,null,null,null,null,null,null,null,null,null,null,"ピーク需要（平日）",null,null,null,null,null,null,null,null,null,null,null,null,null,null,"ピーク需要（土曜）",null,null,null,null,null,null,null,null,null,null,null,null,null,null,"ピーク需要（休日）",null,null,null,null,null,null,null,null,null,null,null,null,null,null,null,null,"平日",null,null,null,null,null,null,null,null,null,null,null,null,null,null,"土曜",null,null,null,null,null,null,null,null,null,null,null,null,null,null,"休日",null,null,null,null,null,null,null,null,null,null,null,null,null,null,null,"ピーク需要（平日）",null,null,null,null,null,null,null,null,null,null,null,null,null,null,"ピーク需要（土曜）",null,null,null,null,null,null,null,null,null,null,null,null,null,null,"ピーク需要（休日）",null,null,null,null,null,null,null,null,null,null,null,null,null,null,null,null,null,"平日",null,null,null,null,null,null,null,null,null,null,null,null,null,null,"土曜",null,null,null,null,null,null,null,null,null,null,null,null,null,null,"休日",null,null,null,null,null,null,null,null,null,null,null,null,null,null,null,"ピーク需要（平日）",null,null,null,null,null,null,null,null,null,null,null,null,null,null,"ピーク需要（土曜）",null,null,null,null,null,null,null,null,null,null,null,null,null,null,"ピーク需要（休日）"]
[]
[null,"新設建物（電力・熱融通エリア）・電力・平日　＜平均＞",null,null,null,null,null,null,null,null,null,null,null,null,null,null,"新設建物（電力・熱融通エリア）・電力・土曜　＜平均＞",null,null,null,null,null,null,null,null,null,null,null,null,null,null,"新設建物（電力・熱融通エリア）・電力・休日　＜平均＞",null,null,null,null,null,null,null,null,null,null,null,null,null,null,null,"新設建物（電力・熱融通エリア）・電力・平日　＜ピーク＞",null,null,null,null,null,null,null,null,null,null,null,null,null,null,"新設建物（電力・熱融通エリア）・電力・土曜　＜ピーク＞",null,null,null,null,null,null,null,null,null,null,null,null,null,null,"新設建物（電力・熱融通エリア）・電力・休日　＜ピーク＞",null,null,null,null,null,null,null,null,null,null,null,null,null,null,null,null,"既設建物（熱融通エリア）・電力・平日　＜平均＞",null,null,null,null,null,null,null,null,null,null,null,null,null,null,"既設建物（熱融通エリア）・電力・土曜　＜平均＞",null,null,null,null,null,null,null,null,null,null,null,null,null,null,"既設建物（熱融通エリア）・電力・休日　＜平均＞",null,null,null,null,null,null,null,null,null,null,null,null,null,null,null,"既設建物（熱融通エリア）・電力・平日　＜ピーク＞",null,null,null,null,null,null,null,null,null,null,null,null,null,null,"既設建物（熱融通エリア）・電力・土曜　＜ピーク＞",null,null,null,null,null,null,null,null,null,null,null,null,null,null,"既設建物（熱融通エリア）・電力・休日　＜ピーク＞",null,null,null,null,null,null,null,null,null,null,null,null,null,null,null,null,null,"エリア全体・電力・平日　＜平均＞",null,null,null,null,null,null,null,null,null,null,null,null,null,null,"エリア全体・電力・土曜　＜平均＞",null,null,null,null,null,null,null,null,null,null,null,null,null,null,"エリア全体・電力・休日　＜平均＞",null,null,null,null,null,null,null,null,null,null,null,null,null,null,null,"エリア全体・電力・平日　＜ピーク＞",null,null,null,null,null,null,null,null,null,null,null,null,null,null,"エリア全体・電力・土曜　＜ピーク＞",null,null,null,null,null,null,null,null,null,null,null,null,null,null,"エリア全体・電力・休日　＜ピーク＞"]
[null,1,{"$f":"SUM(C34,C184,C334,C484,C634)","v":0},0,0,0,0,0,0,0,0,0,0,0,"-",null,1,{"$f":"SUM(R34,R184,R334,R484,R634)","v":0},0,0,0,0,0,0,0,0,0,0,0,"-",null,1,{"$f":"SUM(AG34,AG184,AG334,AG484,AG634)","v":0},0,0,0,0,0,0,0,0,0,0,0,"-",null,null,1,{"$f":"SUM(AW34,AW184,AW334,AW484,AW634)","v":0},0,0,0,0,0,0,0,0,0,0,0,null,null,1,{"$f":"SUM(BL34,BL184,BL334,BL484,BL634)","v":0},0,0,0,0,0,0,0,0,0,0,0,null,null,1,{"$f":"SUM(CA34,CA184,CA334,CA484,CA634)","v":0},0,0,0,0,0,0,0,0,0,0,0,null,null,null,null,1,{"$f":"SUM(CR34,CR184,CR334,CR484,CR634)","v":0},0,0,0,0,0,0,0,0,0,0,0,"-",null,1,{"$f":"SUM(DG34,DG184,DG334,DG484,DG634)","v":0},0,0,0,0,0,0,0,0,0,0,0,"-",null,1,{"$f":"SUM(DV34,DV184,DV334,DV484,DV634)","v":0},0,0,0,0,0,0,0,0,0,0,0,"-",null,null,1,{"$f":"SUM(EL34,EL184,EL334,EL484,EL634)","v":0},0,0,0,0,0,0,0,0,0,0,0,null,null,1,{"$f":"SUM(FA34,FA184,FA334,FA484,FA634)","v":0},0,0,0,0,0,0,0,0,0,0,0,null,null,1,{"$f":"SUM(FP34,FP184,FP334,FP484,FP634)","v":0},0,0,0,0,0,0,0,0,0,0,0,null,null,null,null,null,1,{"$f":"SUM(C783,CR783)","v":0},{"$f":"SUM(D783,CS783)","v":0},{"$f":"SUM(E783,CT783)","v":0},{"$f":"SUM(F783,CU783)","v":0},{"$f":"SUM(G783,CV783)","v":0},{"$f":"SUM(H783,CW783)","v":0},{"$f":"SUM(I783,CX783)","v":0},{"$f":"SUM(J783,CY783)","v":0},{"$f":"SUM(K783,CZ783)","v":0},{"$f":"SUM(L783,DA783)","v":0},{"$f":"SUM(M783,DB783)","v":0},{"$f":"SUM(N783,DC783)","v":0},"-",null,1,{"$f":"SUM(R783,DG783)","v":0},{"$f":"SUM(S783,DH783)","v":0},{"$f":"SUM(T783,DI783)","v":0},{"$f":"SUM(U783,DJ783)","v":0},{"$f":"SUM(V783,DK783)","v":0},{"$f":"SUM(W783,DL783)","v":0},{"$f":"SUM(X783,DM783)","v":0},{"$f":"SUM(Y783,DN783)","v":0},{"$f":"SUM(Z783,DO783)","v":0},{"$f":"SUM(AA783,DP783)","v":0},{"$f":"SUM(AB783,DQ783)","v":0},{"$f":"SUM(AC783,DR783)","v":0},"-",null,1,{"$f":"SUM(AG783,DV783)","v":0},{"$f":"SUM(AH783,DW783)","v":0},{"$f":"SUM(AI783,DX783)","v":0},{"$f":"SUM(AJ783,DY783)","v":0},{"$f":"SUM(AK783,DZ783)","v":0},{"$f":"SUM(AL783,EA783)","v":0},{"$f":"SUM(AM783,EB783)","v":0},{"$f":"SUM(AN783,EC783)","v":0},{"$f":"SUM(AO783,ED783)","v":0},{"$f":"SUM(AP783,EE783)","v":0},{"$f":"SUM(AQ783,EF783)","v":0},{"$f":"SUM(AR783,EG783)","v":0},"-",null,null,1,{"$f":"SUM(AW783,EL783)","v":0},{"$f":"SUM(AX783,EM783)","v":0},{"$f":"SUM(AY783,EN783)","v":0},{"$f":"SUM(AZ783,EO783)","v":0},{"$f":"SUM(BA783,EP783)","v":0},{"$f":"SUM(BB783,EQ783)","v":0},{"$f":"SUM(BC783,ER783)","v":0},{"$f":"SUM(BD783,ES783)","v":0},{"$f":"SUM(BE783,ET783)","v":0},{"$f":"SUM(BF783,EU783)","v":0},{"$f":"SUM(BG783,EV783)","v":0},{"$f":"SUM(BH783,EW783)","v":0},null,null,1,{"$f":"SUM(BL783,FA783)","v":0},{"$f":"SUM(BM783,FB783)","v":0},{"$f":"SUM(BN783,FC783)","v":0},{"$f":"SUM(BO783,FD783)","v":0},{"$f":"SUM(BP783,FE783)","v":0},{"$f":"SUM(BQ783,FF783)","v":0},{"$f":"SUM(BR783,FG783)","v":0},{"$f":"SUM(BS783,FH783)","v":0},{"$f":"SUM(BT783,FI783)","v":0},{"$f":"SUM(BU783,FJ783)","v":0},{"$f":"SUM(BV783,FK783)","v":0},{"$f":"SUM(BW783,FL783)","v":0},null,null,1,{"$f":"SUM(CA783,FP783)","v":0},{"$f":"SUM(CB783,FQ783)","v":0},{"$f":"SUM(CC783,FR783)","v":0},{"$f":"SUM(CD783,FS783)","v":0},{"$f":"SUM(CE783,FT783)","v":0},{"$f":"SUM(CF783,FU783)","v":0},{"$f":"SUM(CG783,FV783)","v":0},{"$f":"SUM(CH783,FW783)","v":0},{"$f":"SUM(CI783,FX783)","v":0},{"$f":"SUM(CJ783,FY783)","v":0},{"$f":"SUM(CK783,FZ783)","v":0},{"$f":"SUM(CL783,GA783)","v":0}]
[null,4,{"$f":"SUM(C37,C187,C337,C487,C637)","v":0},0,0,0,0,0,0,0,0,0,0,0,"-",null,4,{"$f":"SUM(R37,R187,R337,R487,R637)","v":0},0,0,0,0,0,0,0,0,0,0,0,"-",null,4,{"$f":"SUM(AG37,AG187,AG337,AG487,AG637)","v":0},0,0,0,0,0,0,0,0,0,0,0,"-",null,null,4,{"$f":"SUM(AW37,AW187,AW337,AW487,AW637)","v":0},0,0,0,0,0,0,0,0,0,0,0,null,null,4,{"$f":"SUM(BL37,BL187,BL337,BL487,BL637)","v":0},0,0,0,0,0,0,0,0,0,0,0,null,null,4,{"$f":"SUM(CA37,CA187,CA337,CA487,CA637)","v":0},0,0,0,0,0,0,0,0,0,0,0,null,null,null,null,4,{"$f":"SUM(CR37,CR187,CR337,CR487,CR637)","v":0},0,0,0,0,0,0,0,0,0,0,0,"-",null,4,{"$f":"SUM(DG37,DG187,DG337,DG487,DG637)","v":0},0,0,0,0,0,0,0,0,0,0,0,"-",null,4,{"$f":"SUM(DV37,DV187,DV337,DV487,DV637)","v":0},0,0,0,0,0,0,0,0,0,0,0,"-",null,null,4,{"$f":"SUM(EL37,EL187,EL337,EL487,EL637)","v":0},0,0,0,0,0,0,0,0,0,0,0,null,null,4,{"$f":"SUM(FA37,FA187,FA337,FA487,FA637)","v":0},0,0,0,0,0,0,0,0,0,0,0,null,null,4,{"$f":"SUM(FP37,FP187,FP337,FP487,FP637)","v":0},0,0,0,0,0,0,0,0,0,0,0,null,null,null,null,null,4,0,0,0,0,0,0,0,0,0,0,0,0,"-",null,4,0,0,0,0,0,0,0,0,0,0,0,0,"-",null,4,0,0,0,0,0,0,0,0,0,0,0,0,"-",null,null,4,0,0,0,0,0,0,0,0,0,0,0,0,null,null,4,0,0,0,0,0,0,0,0,0,0,0,0,null,null,4,0,0,0,0,0,0,0,0,0,0,0,0]
[null,6,{"$f":"SUM(C39,C189,C339,C489,C639)","v":0},0,0,0,0,0,0,0,0,0,0,0,"-",null,6,{"$f":"SUM(R39,R189,R339,R489,R639)","v":0},0,0,0,0,0,0,0,0,0,0,0,"-",null,6,{"$f":"SUM(AG39,AG189,AG339,AG489,AG639)","v":0},0,0,0,0,0,0,0,0,0,0,0,"-",null,null,6,{"$f":"SUM(AW39,AW189,AW339,AW489,AW639)","v":0},0,0,0,0,0,0,0,0,0,0,0,null,null,6,{"$f":"SUM(BL39,BL189,BL339,BL489,BL639)","v":0},0,0,0,0,0,0,0,0,0,0,0,null,null,6,{"$f":"SUM(CA39,CA189,CA339,CA489,CA639)","v":0},0,0,0,0,0,0,0,0,0,0,0,null,null,null,null,6,{"$f":"SUM(CR39,CR189,CR339,CR489,CR639)","v":0},0,0,0,0,0,0,0,0,0,0,0,"-",null,6,{"$f":"SUM(DG39,DG189,DG339,DG489,DG639)","v":0},0,0,0,0,0,0,0,0,0,0,0,"-",null,6,{"$f":"SUM(DV39,DV189,DV339,DV489,DV639)","v":0},0,0,0,0,0,0,0,0,0,0,0,"-",null,null,6,{"$f":"SUM(EL39,EL189,EL339,EL489,EL639)","v":0},0,0,0,0,0,0,0,0,0,0,0,null,null,6,{"$f":"SUM(FA39,FA189,FA339,FA489,FA639)","v":0},0,0,0,0,0,0,0,0,0,0,0,null,null,6,{"$f":"SUM(FP39,FP189,FP339,FP489,FP639)","v":0},0,0,0,0,0,0,0,0,0,0,0,null,null,null,null,null,6,0,0,0,0,0,0,0,0,0,0,0,0,"-",null,6,0,0,0,0,0,0,0,0,0,0,0,0,"-",null,6,0,0,0,0,0,0,0,0,0,0,0,0,"-",null,null,6,0,0,0,0,0,0,0,0,0,0,0,0,null,null,6,0,0,0,0,0,0,0,0,0,0,0,0,null,null,6,0,0,0,0,0,0,0,0,0,0,0,0]
[null,9,{"$f":"SUM(C42,C192,C342,C492,C642)","v":0},0,0,0,0,0,0,0,0,0,0,0,"-",null,9,{"$f":"SUM(R42,R192,R342,R492,R642)","v":0},0,0,0,0,0,0,0,0,0,0,0,"-",null,9,{"$f":"SUM(AG42,AG192,AG342,AG492,AG642)","v":0},0,0,0,0,0,0,0,0,0,0,0,"-",null,null,9,{"$f":"SUM(AW42,AW192,AW342,AW492,AW642)","v":0},0,0,0,0,0,0,0,0,0,0,0,null,null,9,{"$f":"SUM(BL42,BL192,BL342,BL492,BL642)","v":0},0,0,0,0,0,0,0,0,0,0,0,null,null,9,{"$f":"SUM(CA42,CA192,CA342,CA492,CA642)","v":0},0,0,0,0,0,0,0,0,0,0,0,null,null,null,null,9,{"$f":"SUM(CR42,CR192,CR342,CR492,CR642)","v":0},0,0,0,0,0,0,0,0,0,0,0,"-",null,9,{"$f":"SUM(DG42,DG192,DG342,DG492,DG642)","v":0},0,0,0,0,0,0,0,0,0,0,0,"-",null,9,{"$f":"SUM(DV42,DV192,DV342,DV492,DV642)","v":0},0,0,0,0,0,0,0,0,0,0,0,"-",null,null,9,{"$f":"SUM(EL42,EL192,EL342,EL492,EL642)","v":0},0,0,0,0,0,0,0,0,0,0,0,null,null,9,{"$f":"SUM(FA42,FA192,FA342,FA492,FA642)","v":0},0,0,0,0,0,0,0,0,0,0,0,null,null,9,{"$f":"SUM(FP42,FP192,FP342,FP492,FP642)","v":0},0,0,0,0,0,0,0,0,0,0,0,null,null,null,null,null,9,0,0,0,0,0,0,0,0,0,0,0,0,"-",null,9,0,0,0,0,0,0,0,0,0,0,0,0,"-",null,9,0,0,0,0,0,0,0,0,0,0,0,0,"-",null,null,9,0,0,0,0,0,0,0,0,0,0,0,0,null,null,9,0,0,0,0,0,0,0,0,0,0,0,0,null,null,9,0,0,0,0,0,0,0,0,0,0,0,0]
[null,10,{"$f":"SUM(C43,C193,C343,C493,C643)","v":0},0,0,0,0,0,0,0,0,0,0,0,"-",null,10,{"$f":"SUM(R43,R193,R343,R493,R643)","v":0},0,0,0,0,0,0,0,0,0,0,0,"-",null,10,{"$f":"SUM(AG43,AG193,AG343,AG493,AG643)","v":0},0,0,0,0,0,0,0,0,0,0,0,"-",null,null,10,{"$f":"SUM(AW43,AW193,AW343,AW493,AW643)","v":0},0,0,0,0,0,0,0,0,0,0,0,null,null,10,{"$f":"SUM(BL43,BL193,BL343,BL493,BL643)","v":0},0,0,0,0,0,0,0,0,0,0,0,null,null,10,{"$f":"SUM(CA43,CA193,CA343,CA493,CA643)","v":0},0,0,0,0,0,0,0,0,0,0,0,null,null,null,null,10,{"$f":"SUM(CR43,CR193,CR343,CR493,CR643)","v":0},0,0,0,0,0,0,0,0,0,0,0,"-",null,10,{"$f":"SUM(DG43,DG193,DG343,DG493,DG643)","v":0},0,0,0,0,0,0,0,0,0,0,0,"-",null,10,{"$f":"SUM(DV43,DV193,DV343,DV493,DV643)","v":0},0,0,0,0,0,0,0,0,0,0,0,"-",null,null,10,{"$f":"SUM(EL43,EL193,EL343,EL493,EL643)","v":0},0,0,0,0,0,0,0,0,0,0,0,null,null,10,{"$f":"SUM(FA43,FA193,FA343,FA493,FA643)","v":0},0,0,0,0,0,0,0,0,0,0,0,null,null,10,{"$f":"SUM(FP43,FP193,FP343,FP493,FP643)","v":0},0,0,0,0,0,0,0,0,0,0,0,null,null,null,null,null,10,0,0,0,0,0,0,0,0,0,0,0,0,"-",null,10,0,0,0,0,0,0,0,0,0,0,0,0,"-",null,10,0,0,0,0,0,0,0,0,0,0,0,0,"-",null,null,10,0,0,0,0,0,0,0,0,0,0,0,0,null,null,10,0,0,0,0,0,0,0,0,0,0,0,0,null,null,10,0,0,0,0,0,0,0,0,0,0,0,0]
[null,14,{"$f":"SUM(C47,C197,C347,C497,C647)","v":0},0,0,0,0,0,0,0,0,0,0,0,"-",null,14,{"$f":"SUM(R47,R197,R347,R497,R647)","v":0},0,0,0,0,0,0,0,0,0,0,0,"-",null,14,{"$f":"SUM(AG47,AG197,AG347,AG497,AG647)","v":0},0,0,0,0,0,0,0,0,0,0,0,"-",null,null,14,{"$f":"SUM(AW47,AW197,AW347,AW497,AW647)","v":0},0,0,0,0,0,0,0,0,0,0,0,null,null,14,{"$f":"SUM(BL47,BL197,BL347,BL497,BL647)","v":0},0,0,0,0,0,0,0,0,0,0,0,null,null,14,{"$f":"SUM(CA47,CA197,CA347,CA497,CA647)","v":0},0,0,0,0,0,0,0,0,0,0,0,null,null,null,null,14,{"$f":"SUM(CR47,CR197,CR347,CR497,CR647)","v":0},0,0,0,0,0,0,0,0,0,0,0,"-",null,14,{"$f":"SUM(DG47,DG197,DG347,DG497,DG647)","v":0},0,0,0,0,0,0,0,0,0,0,0,"-",null,14,{"$f":"SUM(DV47,DV197,DV347,DV497,DV647)","v":0},0,0,0,0,0,0,0,0,0,0,0,"-",null,null,14,{"$f":"SUM(EL47,EL197,EL347,EL497,EL647)","v":0},0,0,0,0,0,0,0,0,0,0,0,null,null,14,{"$f":"SUM(FA47,FA197,FA347,FA497,FA647)","v":0},0,0,0,0,0,0,0,0,0,0,0,null,null,14,{"$f":"SUM(FP47,FP197,FP347,FP497,FP647)","v":0},0,0,0,0,0,0,0,0,0,0,0,null,null,null,null,null,14,0,0,0,0,0,0,0,0,0,0,0,0,"-",null,14,0,0,0,0,0,0,0,0,0,0,0,0,"-",null,14,0,0,0,0,0,0,0,0,0,0,0,0,"-",null,null,14,0,0,0,0,0,0,0,0,0,0,0,0,null,null,14,0,0,0,0,0,0,0,0,0,0,0,0,null,null,14,0,0,0,0,0,0,0,0,0,0,0,0]
[null,15,{"$f":"SUM(C48,C198,C348,C498,C648)","v":0},0,0,0,0,0,0,0,0,0,0,0,"-",null,15,{"$f":"SUM(R48,R198,R348,R498,R648)","v":0},0,0,0,0,0,0,0,0,0,0,0,"-",null,15,{"$f":"SUM(AG48,AG198,AG348,AG498,AG648)","v":0},0,0,0,0,0,0,0,0,0,0,0,"-",null,null,15,{"$f":"SUM(AW48,AW198,AW348,AW498,AW648)","v":0},0,0,0,0,0,0,0,0,0,0,0,null,null,15,{"$f":"SUM(BL48,BL198,BL348,BL498,BL648)","v":0},0,0,0,0,0,0,0,0,0,0,0,null,null,15,{"$f":"SUM(CA48,CA198,CA348,CA498,CA648)","v":0},0,0,0,0,0,0,0,0,0,0,0,null,null,null,null,15,{"$f":"SUM(CR48,CR198,CR348,CR498,CR648)","v":0},0,0,0,0,0,0,0,0,0,0,0,"-",null,15,{"$f":"SUM(DG48,DG198,DG348,DG498,DG648)","v":0},0,0,0,0,0,0,0,0,0,0,0,"-",null,15,{"$f":"SUM(DV48,DV198,DV348,DV498,DV648)","v":0},0,0,0,0,0,0,0,0,0,0,0,"-",null,null,15,{"$f":"SUM(EL48,EL198,EL348,EL498,EL648)","v":0},0,0,0,0,0,0,0,0,0,0,0,null,null,15,{"$f":"SUM(FA48,FA198,FA348,FA498,FA648)","v":0},0,0,0,0,0,0,0,0,0,0,0,null,null,15,{"$f":"SUM(FP48,FP198,FP348,FP498,FP648)","v":0},0,0,0,0,0,0,0,0,0,0,0,null,null,null,null,null,15,0,0,0,0,0,0,0,0,0,0,0,0,"-",null,15,0,0,0,0,0,0,0,0,0,0,0,0,"-",null,15,0,0,0,0,0,0,0,0,0,0,0,0,"-",null,null,15,0,0,0,0,0,0,0,0,0,0,0,0,null,null,15,0,0,0,0,0,0,0,0,0,0,0,0,null,null,15,0,0,0,0,0,0,0,0,0,0,0,0]
[null,18,{"$f":"SUM(C51,C201,C351,C501,C651)","v":0},0,0,0,0,0,0,0,0,0,0,0,"-",null,18,{"$f":"SUM(R51,R201,R351,R501,R651)","v":0},0,0,0,0,0,0,0,0,0,0,0,"-",null,18,{"$f":"SUM(AG51,AG201,AG351,AG501,AG651)","v":0},0,0,0,0,0,0,0,0,0,0,0,"-",null,null,18,{"$f":"SUM(AW51,AW201,AW351,AW501,AW651)","v":0},0,0,0,0,0,0,0,0,0,0,0,null,null,18,{"$f":"SUM(BL51,BL201,BL351,BL501,BL651)","v":0},0,0,0,0,0,0,0,0,0,0,0,null,null,18,{"$f":"SUM(CA51,CA201,CA351,CA501,CA651)","v":0},0,0,0,0,0,0,0,0,0,0,0,null,null,null,null,18,{"$f":"SUM(CR51,CR201,CR351,CR501,CR651)","v":0},0,0,0,0,0,0,0,0,0,0,0,"-",null,18,{"$f":"SUM(DG51,DG201,DG351,DG501,DG651)","v":0},0,0,0,0,0,0,0,0,0,0,0,"-",null,18,{"$f":"SUM(DV51,DV201,DV351,DV501,DV651)","v":0},0,0,0,0,0,0,0,0,0,0,0,"-",null,null,18,{"$f":"SUM(EL51,EL201,EL351,EL501,EL651)","v":0},0,0,0,0,0,0,0,0,0,0,0,null,null,18,{"$f":"SUM(FA51,FA201,FA351,FA501,FA651)","v":0},0,0,0,0,0,0,0,0,0,0,0,null,null,18,{"$f":"SUM(FP51,FP201,FP351,FP501,FP651)","v":0},0,0,0,0,0,0,0,0,0,0,0,null,null,null,null,null,18,0,0,0,0,0,0,0,0,0,0,0,0,"-",null,18,0,0,0,0,0,0,0,0,0,0,0,0,"-",null,18,0,0,0,0,0,0,0,0,0,0,0,0,"-",null,null,18,0,0,0,0,0,0,0,0,0,0,0,0,null,null,18,0,0,0,0,0,0,0,0,0,0,0,0,null,null,18,0,0,0,0,0,0,0,0,0,0,0,0]
[null,19,{"$f":"SUM(C52,C202,C352,C502,C652)","v":0},0,0,0,0,0,0,0,0,0,0,0,"-",null,19,{"$f":"SUM(R52,R202,R352,R502,R652)","v":0},0,0,0,0,0,0,0,0,0,0,0,"-",null,19,{"$f":"SUM(AG52,AG202,AG352,AG502,AG652)","v":0},0,0,0,0,0,0,0,0,0,0,0,"-",null,null,19,{"$f":"SUM(AW52,AW202,AW352,AW502,AW652)","v":0},0,0,0,0,0,0,0,0,0,0,0,null,null,19,{"$f":"SUM(BL52,BL202,BL352,BL502,BL652)","v":0},0,0,0,0,0,0,0,0,0,0,0,null,null,19,{"$f":"SUM(CA52,CA202,CA352,CA502,CA652)","v":0},0,0,0,0,0,0,0,0,0,0,0,null,null,null,null,19,{"$f":"SUM(CR52,CR202,CR352,CR502,CR652)","v":0},0,0,0,0,0,0,0,0,0,0,0,"-",null,19,{"$f":"SUM(DG52,DG202,DG352,DG502,DG652)","v":0},0,0,0,0,0,0,0,0,0,0,0,"-",null,19,{"$f":"SUM(DV52,DV202,DV352,DV502,DV652)","v":0},0,0,0,0,0,0,0,0,0,0,0,"-",null,null,19,{"$f":"SUM(EL52,EL202,EL352,EL502,EL652)","v":0},0,0,0,0,0,0,0,0,0,0,0,null,null,19,{"$f":"SUM(FA52,FA202,FA352,FA502,FA652)","v":0},0,0,0,0,0,0,0,0,0,0,0,null,null,19,{"$f":"SUM(FP52,FP202,FP352,FP502,FP652)","v":0},0,0,0,0,0,0,0,0,0,0,0,null,null,null,null,null,19,0,0,0,0,0,0,0,0,0,0,0,0,"-",null,19,0,0,0,0,0,0,0,0,0,0,0,0,"-",null,19,0,0,0,0,0,0,0,0,0,0,0,0,"-",null,null,19,0,0,0,0,0,0,0,0,0,0,0,0,null,null,19,0,0,0,0,0,0,0,0,0,0,0,0,null,null,19,0,0,0,0,0,0,0,0,0,0,0,0]
[null,23,{"$f":"SUM(C56,C206,C356,C506,C656)","v":0},0,0,0,0,0,0,0,0,0,0,0,"-",null,23,{"$f":"SUM(R56,R206,R356,R506,R656)","v":0},0,0,0,0,0,0,0,0,0,0,0,"-",null,23,{"$f":"SUM(AG56,AG206,AG356,AG506,AG656)","v":0},0,0,0,0,0,0,0,0,0,0,0,"-",null,null,23,{"$f":"SUM(AW56,AW206,AW356,AW506,AW656)","v":0},0,0,0,0,0,0,0,0,0,0,0,null,null,23,{"$f":"SUM(BL56,BL206,BL356,BL506,BL656)","v":0},0,0,0,0,0,0,0,0,0,0,0,null,null,23,{"$f":"SUM(CA56,CA206,CA356,CA506,CA656)","v":0},0,0,0,0,0,0,0,0,0,0,0,null,null,null,null,23,{"$f":"SUM(CR56,CR206,CR356,CR506,CR656)","v":0},0,0,0,0,0,0,0,0,0,0,0,"-",null,23,{"$f":"SUM(DG56,DG206,DG356,DG506,DG656)","v":0},0,0,0,0,0,0,0,0,0,0,0,"-",null,23,{"$f":"SUM(DV56,DV206,DV356,DV506,DV656)","v":0},0,0,0,0,0,0,0,0,0,0,0,"-",null,null,23,{"$f":"SUM(EL56,EL206,EL356,EL506,EL656)","v":0},0,0,0,0,0,0,0,0,0,0,0,null,null,23,{"$f":"SUM(FA56,FA206,FA356,FA506,FA656)","v":0},0,0,0,0,0,0,0,0,0,0,0,null,null,23,{"$f":"SUM(FP56,FP206,FP356,FP506,FP656)","v":0},0,0,0,0,0,0,0,0,0,0,0,null,null,null,null,null,23,0,0,0,0,0,0,0,0,0,0,0,0,"-",null,23,0,0,0,0,0,0,0,0,0,0,0,0,"-",null,23,0,0,0,0,0,0,0,0,0,0,0,0,"-",null,null,23,0,0,0,0,0,0,0,0,0,0,0,0,null,null,23,0,0,0,0,0,0,0,0,0,0,0,0,null,null,23,0,0,0,0,0,0,0,0,0,0,0,0]
[null,"kWh/日",{"$f":"SUM(C782:C805)","v":0},{"$f":"SUM(D782:D805)","v":0},0,0,0,0,0,0,0,0,0,0,"-",null,"kWh/日",{"$f":"SUM(R782:R805)","v":0},{"$f":"SUM(S782:S805)","v":0},{"$f":"SUM(T782:T805)","v":0},{"$f":"SUM(U782:U805)","v":0},{"$f":"SUM(V782:V805)","v":0},{"$f":"SUM(W782:W805)","v":0},{"$f":"SUM(X782:X805)","v":0},{"$f":"SUM(Y782:Y805)","v":0},{"$f":"SUM(Z782:Z805)","v":0},{"$f":"SUM(AA782:AA805)","v":0},{"$f":"SUM(AB782:AB805)","v":0},{"$f":"SUM(AC782:AC805)","v":0},"-",null,"kWh/日",{"$f":"SUM(AG782:AG805)","v":0},{"$f":"SUM(AH782:AH805)","v":0},{"$f":"SUM(AI782:AI805)","v":0},{"$f":"SUM(AJ782:AJ805)","v":0},{"$f":"SUM(AK782:AK805)","v":0},{"$f":"SUM(AL782:AL805)","v":0},{"$f":"SUM(AM782:AM805)","v":0},{"$f":"SUM(AN782:AN805)","v":0},{"$f":"SUM(AO782:AO805)","v":0},{"$f":"SUM(AP782:AP805)","v":0},{"$f":"SUM(AQ782:AQ805)","v":0},{"$f":"SUM(AR782:AR805)","v":0},"-",null,null,"kWh/日",{"$f":"SUM(AW782:AW805)","v":0},{"$f":"SUM(AX782:AX805)","v":0},{"$f":"SUM(AY782:AY805)","v":0},{"$f":"SUM(AZ782:AZ805)","v":0},{"$f":"SUM(BA782:BA805)","v":0},{"$f":"SUM(BB782:BB805)","v":0},{"$f":"SUM(BC782:BC805)","v":0},{"$f":"SUM(BD782:BD805)","v":0},{"$f":"SUM(BE782:BE805)","v":0},{"$f":"SUM(BF782:BF805)","v":0},{"$f":"SUM(BG782:BG805)","v":0},{"$f":"SUM(BH782:BH805)","v":0},null,null,"kWh/日",{"$f":"SUM(BL782:BL805)","v":0},{"$f":"SUM(BM782:BM805)","v":0},{"$f":"SUM(BN782:BN805)","v":0},{"$f":"SUM(BO782:BO805)","v":0},{"$f":"SUM(BP782:BP805)","v":0},{"$f":"SUM(BQ782:BQ805)","v":0},{"$f":"SUM(BR782:BR805)","v":0},{"$f":"SUM(BS782:BS805)","v":0},{"$f":"SUM(BT782:BT805)","v":0},{"$f":"SUM(BU782:BU805)","v":0},{"$f":"SUM(BV782:BV805)","v":0},{"$f":"SUM(BW782:BW805)","v":0},null,null,"kWh/日",{"$f":"SUM(CA782:CA805)","v":0},{"$f":"SUM(CB782:CB805)","v":0},{"$f":"SUM(CC782:CC805)","v":0},{"$f":"SUM(CD782:CD805)","v":0},{"$f":"SUM(CE782:CE805)","v":0},{"$f":"SUM(CF782:CF805)","v":0},{"$f":"SUM(CG782:CG805)","v":0},{"$f":"SUM(CH782:CH805)","v":0},{"$f":"SUM(CI782:CI805)","v":0},{"$f":"SUM(CJ782:CJ805)","v":0},{"$f":"SUM(CK782:CK805)","v":0},{"$f":"SUM(CL782:CL805)","v":0},null,null,null,null,"kWh/日",{"$f":"SUM(CR782:CR805)","v":0},{"$f":"SUM(CS782:CS805)","v":0},{"$f":"SUM(CT782:CT805)","v":0},{"$f":"SUM(CU782:CU805)","v":0},{"$f":"SUM(CV782:CV805)","v":0},{"$f":"SUM(CW782:CW805)","v":0},{"$f":"SUM(CX782:CX805)","v":0},{"$f":"SUM(CY782:CY805)","v":0},{"$f":"SUM(CZ782:CZ805)","v":0},{"$f":"SUM(DA782:DA805)","v":0},{"$f":"SUM(DB782:DB805)","v":0},{"$f":"SUM(DC782:DC805)","v":0},"-",null,"kWh/日",{"$f":"SUM(DG782:DG805)","v":0},{"$f":"SUM(DH782:DH805)","v":0},{"$f":"SUM(DI782:DI805)","v":0},{"$f":"SUM(DJ782:DJ805)","v":0},{"$f":"SUM(DK782:DK805)","v":0},{"$f":"SUM(DL782:DL805)","v":0},{"$f":"SUM(DM782:DM805)","v":0},{"$f":"SUM(DN782:DN805)","v":0},{"$f":"SUM(DO782:DO805)","v":0},{"$f":"SUM(DP782:DP805)","v":0},{"$f":"SUM(DQ782:DQ805)","v":0},{"$f":"SUM(DR782:DR805)","v":0},"-",null,"kWh/日",{"$f":"SUM(DV782:DV805)","v":0},{"$f":"SUM(DW782:DW805)","v":0},{"$f":"SUM(DX782:DX805)","v":0},{"$f":"SUM(DY782:DY805)","v":0},{"$f":"SUM(DZ782:DZ805)","v":0},{"$f":"SUM(EA782:EA805)","v":0},{"$f":"SUM(EB782:EB805)","v":0},{"$f":"SUM(EC782:EC805)","v":0},{"$f":"SUM(ED782:ED805)","v":0},{"$f":"SUM(EE782:EE805)","v":0},{"$f":"SUM(EF782:EF805)","v":0},{"$f":"SUM(EG782:EG805)","v":0},"-",null,null,"kWh/日",{"$f":"SUM(EL782:EL805)","v":0},{"$f":"SUM(EM782:EM805)","v":0},{"$f":"SUM(EN782:EN805)","v":0},{"$f":"SUM(EO782:EO805)","v":0},{"$f":"SUM(EP782:EP805)","v":0},{"$f":"SUM(EQ782:EQ805)","v":0},{"$f":"SUM(ER782:ER805)","v":0},{"$f":"SUM(ES782:ES805)","v":0},{"$f":"SUM(ET782:ET805)","v":0},{"$f":"SUM(EU782:EU805)","v":0},{"$f":"SUM(EV782:EV805)","v":0},{"$f":"SUM(EW782:EW805)","v":0},null,null,"kWh/日",{"$f":"SUM(FA782:FA805)","v":0},{"$f":"SUM(FB782:FB805)","v":0},{"$f":"SUM(FC782:FC805)","v":0},{"$f":"SUM(FD782:FD805)","v":0},{"$f":"SUM(FE782:FE805)","v":0},{"$f":"SUM(FF782:FF805)","v":0},{"$f":"SUM(FG782:FG805)","v":0},{"$f":"SUM(FH782:FH805)","v":0},{"$f":"SUM(FI782:FI805)","v":0},{"$f":"SUM(FJ782:FJ805)","v":0},{"$f":"SUM(FK782:FK805)","v":0},{"$f":"SUM(FL782:FL805)","v":0},null,null,"kWh/日",{"$f":"SUM(FP782:FP805)","v":0},{"$f":"SUM(FQ782:FQ805)","v":0},{"$f":"SUM(FR782:FR805)","v":0},{"$f":"SUM(FS782:FS805)","v":0},{"$f":"SUM(FT782:FT805)","v":0},{"$f":"SUM(FU782:FU805)","v":0},{"$f":"SUM(FV782:FV805)","v":0},{"$f":"SUM(FW782:FW805)","v":0},{"$f":"SUM(FX782:FX805)","v":0},{"$f":"SUM(FY782:FY805)","v":0},{"$f":"SUM(FZ782:FZ805)","v":0},{"$f":"SUM(GA782:GA805)","v":0},null,null,null,null,null,"kWh/日",{"$f":"SUM(GH782:GH805)","v":0},{"$f":"SUM(GI782:GI805)","v":0},{"$f":"SUM(GJ782:GJ805)","v":0},{"$f":"SUM(GK782:GK805)","v":0},{"$f":"SUM(GL782:GL805)","v":0},{"$f":"SUM(GM782:GM805)","v":0},{"$f":"SUM(GN782:GN805)","v":0},{"$f":"SUM(GO782:GO805)","v":0},{"$f":"SUM(GP782:GP805)","v":0},{"$f":"SUM(GQ782:GQ805)","v":0},{"$f":"SUM(GR782:GR805)","v":0},{"$f":"SUM(GS782:GS805)","v":0},"-",null,"kWh/日",{"$f":"SUM(GW782:GW805)","v":0},{"$f":"SUM(GX782:GX805)","v":0},{"$f":"SUM(GY782:GY805)","v":0},{"$f":"SUM(GZ782:GZ805)","v":0},{"$f":"SUM(HA782:HA805)","v":0},{"$f":"SUM(HB782:HB805)","v":0},{"$f":"SUM(HC782:HC805)","v":0},{"$f":"SUM(HD782:HD805)","v":0},{"$f":"SUM(HE782:HE805)","v":0},{"$f":"SUM(HF782:HF805)","v":0},{"$f":"SUM(HG782:HG805)","v":0},{"$f":"SUM(HH782:HH805)","v":0},"-",null,"kWh/日",{"$f":"SUM(HL782:HL805)","v":0},{"$f":"SUM(HM782:HM805)","v":0},{"$f":"SUM(HN782:HN805)","v":0},{"$f":"SUM(HO782:HO805)","v":0},{"$f":"SUM(HP782:HP805)","v":0},{"$f":"SUM(HQ782:HQ805)","v":0},{"$f":"SUM(HR782:HR805)","v":0},{"$f":"SUM(HS782:HS805)","v":0},{"$f":"SUM(HT782:HT805)","v":0},{"$f":"SUM(HU782:HU805)","v":0},{"$f":"SUM(HV782:HV805)","v":0},{"$f":"SUM(HW782:HW805)","v":0},"-",null,null,"kWh/日",{"$f":"SUM(IB782:IB805)","v":0},{"$f":"SUM(IC782:IC805)","v":0},{"$f":"SUM(ID782:ID805)","v":0},{"$f":"SUM(IE782:IE805)","v":0},{"$f":"SUM(IF782:IF805)","v":0},{"$f":"SUM(IG782:IG805)","v":0},{"$f":"SUM(IH782:IH805)","v":0},{"$f":"SUM(II782:II805)","v":0},{"$f":"SUM(IJ782:IJ805)","v":0},{"$f":"SUM(IK782:IK805)","v":0},{"$f":"SUM(IL782:IL805)","v":0},{"$f":"SUM(IM782:IM805)","v":0},null,null,"kWh/日",{"$f":"SUM(IQ782:IQ805)","v":0},{"$f":"SUM(IR782:IR805)","v":0},{"$f":"SUM(IS782:IS805)","v":0},{"$f":"SUM(IT782:IT805)","v":0},{"$f":"SUM(IU782:IU805)","v":0},{"$f":"SUM(IV782:IV805)","v":0},{"$f":"SUM(IW782:IW805)","v":0},{"$f":"SUM(IX782:IX805)","v":0},{"$f":"SUM(IY782:IY805)","v":0},{"$f":"SUM(IZ782:IZ805)","v":0},{"$f":"SUM(JA782:JA805)","v":0},{"$f":"SUM(JB782:JB805)","v":0},null,null,"kWh/日",{"$f":"SUM(JF782:JF805)","v":0},{"$f":"SUM(JG782:JG805)","v":0},{"$f":"SUM(JH782:JH805)","v":0},{"$f":"SUM(JI782:JI805)","v":0},{"$f":"SUM(JJ782:JJ805)","v":0},{"$f":"SUM(JK782:JK805)","v":0},{"$f":"SUM(JL782:JL805)","v":0},{"$f":"SUM(JM782:JM805)","v":0},{"$f":"SUM(JN782:JN805)","v":0},{"$f":"SUM(JO782:JO805)","v":0},{"$f":"SUM(JP782:JP805)","v":0},{"$f":"SUM(JQ782:JQ805)","v":0}]
[]
[null,"MJ/h","1月","2月","3月","4月","5月","6月","7月","8月","9月","10月","11月","12月","計",null,"MJ/h","1月","2月","3月","4月","5月","6月","7月","8月","9月","10月","11月","12月","計",null,"MJ/h","1月","2月","3月","4月","5月","6月","7月","8月","9月","10月","11月","12月","計",null,null,"MJ/h","1月","2月","3月","4月","5月","6月","7月","8月","9月","10月","11月","12月",null,null,"MJ/h","1月","2月","3月","4月","5月","6月","7月","8月","9月","10月","11月","12月",null,null,"MJ/h","1月","2月","3月","4月","5月","6月","7月","8月","9月","10月","11月","12月",null,null,null,null,"MJ/h","1月","2月","3月","4月","5月","6月","7月","8月","9月","10月","11月","12月","計",null,"MJ/h","1月","2月","3月","4月","5月","6月","7月","8月","9月","10月","11月","12月","計",null,"MJ/h","1月","2月","3月","4月","5月","6月","7月","8月","9月","10月","11月","12月","計",null,null,"MJ/h","1月","2月","3月","4月","5月","6月","7月","8月","9月","10月","11月","12月",null,null,"MJ/h","1月","2月","3月","4月","5月","6月","7月","8月","9月","10月","11月","12月",null,null,"MJ/h","1月","2月","3月","4月","5月","6月","7月","8月","9月","10月","11月","12月",null,null,null,null,null,"MJ/h","1月","2月","3月","4月","5月","6月","7月","8月","9月","10月","11月","12月","計",null,"MJ/h","1月","2月","3月","4月","5月","6月","7月","8月","9月","10月","11月","12月","計",null,"MJ/h","1月","2月","3月","4月","5月","6月","7月","8月","9月","10月","11月","12月","計",null,null,"MJ/h","1月","2月","3月","4月","5月","6月","7月","8月","9月","10月","11月","12月",null,null,"MJ/h","1月","2月","3月","4月","5月","6月","7月","8月","9月","10月","11月","12月",null,null,"MJ/h","1月","2月","3月","4月","5月","6月","7月","8月","9月","10月","11月","12月"]
[null,2,{"$f":"SUM(C65,C215,C365,C515,C665)","v":0},0,0,0,0,0,0,0,0,0,0,0,"-",null,2,{"$f":"SUM(R65,R215,R365,R515,R665)","v":0},0,0,0,0,0,0,0,0,0,0,0,"-",null,2,{"$f":"SUM(AG65,AG215,AG365,AG515,AG665)","v":0},0,0,0,0,0,0,0,0,0,0,0,"-",null,null,2,{"$f":"SUM(AW65,AW215,AW365,AW515,AW665)","v":0},0,0,0,0,0,0,0,0,0,0,0,null,null,2,{"$f":"SUM(BL65,BL215,BL365,BL515,BL665)","v":0},0,0,0,0,0,0,0,0,0,0,0,null,null,2,{"$f":"SUM(CA65,CA215,CA365,CA515,CA665)","v":0},0,0,0,0,0,0,0,0,0,0,0,null,null,null,null,2,{"$f":"SUM(CR65,CR215,CR365,CR515,CR665)","v":0},0,0,0,0,0,0,0,0,0,0,0,"-",null,2,{"$f":"SUM(DG65,DG215,DG365,DG515,DG665)","v":0},0,0,0,0,0,0,0,0,0,0,0,"-",null,2,{"$f":"SUM(DV65,DV215,DV365,DV515,DV665)","v":0},0,0,0,0,0,0,0,0,0,0,0,"-",null,null,2,{"$f":"SUM(EL65,EL215,EL365,EL515,EL665)","v":0},0,0,0,0,0,0,0,0,0,0,0,null,null,2,{"$f":"SUM(FA65,FA215,FA365,FA515,FA665)","v":0},0,0,0,0,0,0,0,0,0,0,0,null,null,2,{"$f":"SUM(FP65,FP215,FP365,FP515,FP665)","v":0},0,0,0,0,0,0,0,0,0,0,0,null,null,null,null,null,2,0,0,0,0,0,0,0,0,0,0,0,0,"-",null,2,0,0,0,0,0,0,0,0,0,0,0,0,"-",null,2,0,0,0,0,0,0,0,0,0,0,0,0,"-",null,null,2,0,0,0,0,0,0,0,0,0,0,0,0,null,null,2,0,0,0,0,0,0,0,0,0,0,0,0,null,null,2,0,0,0,0,0,0,0,0,0,0,0,0]
[null,3,{"$f":"SUM(C66,C216,C366,C516,C666)","v":0},0,0,0,0,0,0,0,0,0,0,0,"-",null,3,{"$f":"SUM(R66,R216,R366,R516,R666)","v":0},0,0,0,0,0,0,0,0,0,0,0,"-",null,3,{"$f":"SUM(AG66,AG216,AG366,AG516,AG666)","v":0},0,0,0,0,0,0,0,0,0,0,0,"-",null,null,3,{"$f":"SUM(AW66,AW216,AW366,AW516,AW666)","v":0},0,0,0,0,0,0,0,0,0,0,0,null,null,3,{"$f":"SUM(BL66,BL216,BL366,BL516,BL666)","v":0},0,0,0,0,0,0,0,0,0,0,0,null,null,3,{"$f":"SUM(CA66,CA216,CA366,CA516,CA666)","v":0},0,0,0,0,0,0,0,0,0,0,0,null,null,null,null,3,{"$f":"SUM(CR66,CR216,CR366,CR516,CR666)","v":0},0,0,0,0,0,0,0,0,0,0,0,"-",null,3,{"$f":"SUM(DG66,DG216,DG366,DG516,DG666)","v":0},0,0,0,0,0,0,0,0,0,0,0,"-",null,3,{"$f":"SUM(DV66,DV216,DV366,DV516,DV666)","v":0},0,0,0,0,0,0,0,0,0,0,0,"-",null,null,3,{"$f":"SUM(EL66,EL216,EL366,EL516,EL666)","v":0},0,0,0,0,0,0,0,0,0,0,0,null,null,3,{"$f":"SUM(FA66,FA216,FA366,FA516,FA666)","v":0},0,0,0,0,0,0,0,0,0,0,0,null,null,3,{"$f":"SUM(FP66,FP216,FP366,FP516,FP666)","v":0},0,0,0,0,0,0,0,0,0,0,0,null,null,null,null,null,3,0,0,0,0,0,0,0,0,0,0,0,0,"-",null,3,0,0,0,0,0,0,0,0,0,0,0,0,"-",null,3,0,0,0,0,0,0,0,0,0,0,0,0,"-",null,null,3,0,0,0,0,0,0,0,0,0,0,0,0,null,null,3,0,0,0,0,0,0,0,0,0,0,0,0,null,null,3,0,0,0,0,0,0,0,0,0,0,0,0]
[null,7,{"$f":"SUM(C70,C220,C370,C520,C670)","v":0},0,0,0,0,0,0,0,0,0,0,0,"-",null,7,{"$f":"SUM(R70,R220,R370,R520,R670)","v":0},0,0,0,0,0,0,0,0,0,0,0,"-",null,7,{"$f":"SUM(AG70,AG220,AG370,AG520,AG670)","v":0},0,0,0,0,0,0,0,0,0,0,0,"-",null,null,7,{"$f":"SUM(AW70,AW220,AW370,AW520,AW670)","v":0},0,0,0,0,0,0,0,0,0,0,0,null,null,7,{"$f":"SUM(BL70,BL220,BL370,BL520,BL670)","v":0},0,0,0,0,0,0,0,0,0,0,0,null,null,7,{"$f":"SUM(CA70,CA220,CA370,CA520,CA670)","v":0},0,0,0,0,0,0,0,0,0,0,0,null,null,null,null,7,{"$f":"SUM(CR70,CR220,CR370,CR520,CR670)","v":0},0,0,0,0,0,0,0,0,0,0,0,"-",null,7,{"$f":"SUM(DG70,DG220,DG370,DG520,DG670)","v":0},0,0,0,0,0,0,0,0,0,0,0,"-",null,7,{"$f":"SUM(DV70,DV220,DV370,DV520,DV670)","v":0},0,0,0,0,0,0,0,0,0,0,0,"-",null,null,7,{"$f":"SUM(EL70,EL220,EL370,EL520,EL670)","v":0},0,0,0,0,0,0,0,0,0,0,0,null,null,7,{"$f":"SUM(FA70,FA220,FA370,FA520,FA670)","v":0},0,0,0,0,0,0,0,0,0,0,0,null,null,7,{"$f":"SUM(FP70,FP220,FP370,FP520,FP670)","v":0},0,0,0,0,0,0,0,0,0,0,0,null,null,null,null,null,7,0,0,0,0,0,0,0,0,0,0,0,0,"-",null,7,0,0,0,0,0,0,0,0,0,0,0,0,"-",null,7,0,0,0,0,0,0,0,0,0,0,0,0,"-",null,null,7,0,0,0,0,0,0,0,0,0,0,0,0,null,null,7,0,0,0,0,0,0,0,0,0,0,0,0,null,null,7,0,0,0,0,0,0,0,0,0,0,0,0]
[null,8,{"$f":"SUM(C71,C221,C371,C521,C671)","v":0},0,0,0,0,0,0,0,0,0,0,0,"-",null,8,{"$f":"SUM(R71,R221,R371,R521,R671)","v":0},0,0,0,0,0,0,0,0,0,0,0,"-",null,8,{"$f":"SUM(AG71,AG221,AG371,AG521,AG671)","v":0},0,0,0,0,0,0,0,0,0,0,0,"-",null,null,8,{"$f":"SUM(AW71,AW221,AW371,AW521,AW671)","v":0},0,0,0,0,0,0,0,0,0,0,0,null,null,8,{"$f":"SUM(BL71,BL221,BL371,BL521,BL671)","v":0},0,0,0,0,0,0,0,0,0,0,0,null,null,8,{"$f":"SUM(CA71,CA221,CA371,CA521,CA671)","v":0},0,0,0,0,0,0,0,0,0,0,0,null,null,null,null,8,{"$f":"SUM(CR71,CR221,CR371,CR521,CR671)","v":0},0,0,0,0,0,0,0,0,0,0,0,"-",null,8,{"$f":"SUM(DG71,DG221,DG371,DG521,DG671)","v":0},0,0,0,0,0,0,0,0,0,0,0,"-",null,8,{"$f":"SUM(DV71,DV221,DV371,DV521,DV671)","v":0},0,0,0,0,0,0,0,0,0,0,0,"-",null,null,8,{"$f":"SUM(EL71,EL221,EL371,EL521,EL671)","v":0},0,0,0,0,0,0,0,0,0,0,0,null,null,8,{"$f":"SUM(FA71,FA221,FA371,FA521,FA671)","v":0},0,0,0,0,0,0,0,0,0,0,0,null,null,8,{"$f":"SUM(FP71,FP221,FP371,FP521,FP671)","v":0},0,0,0,0,0,0,0,0,0,0,0,null,null,null,null,null,8,0,0,0,0,0,0,0,0,0,0,0,0,"-",null,8,0,0,0,0,0,0,0,0,0,0,0,0,"-",null,8,0,0,0,0,0,0,0,0,0,0,0,0,"-",null,null,8,0,0,0,0,0,0,0,0,0,0,0,0,null,null,8,0,0,0,0,0,0,0,0,0,0,0,0,null,null,8,0,0,0,0,0,0,0,0,0,0,0,0]
[null,11,{"$f":"SUM(C74,C224,C374,C524,C674)","v":0},0,0,0,0,0,0,0,0,0,0,0,"-",null,11,{"$f":"SUM(R74,R224,R374,R524,R674)","v":0},0,0,0,0,0,0,0,0,0,0,0,"-",null,11,{"$f":"SUM(AG74,AG224,AG374,AG524,AG674)","v":0},0,0,0,0,0,0,0,0,0,0,0,"-",null,null,11,{"$f":"SUM(AW74,AW224,AW374,AW524,AW674)","v":0},0,0,0,0,0,0,0,0,0,0,0,null,null,11,{"$f":"SUM(BL74,BL224,BL374,BL524,BL674)","v":0},0,0,0,0,0,0,0,0,0,0,0,null,null,11,{"$f":"SUM(CA74,CA224,CA374,CA524,CA674)","v":0},0,0,0,0,0,0,0,0,0,0,0,null,null,null,null,11,{"$f":"SUM(CR74,CR224,CR374,CR524,CR674)","v":0},0,0,0,0,0,0,0,0,0,0,0,"-",null,11,{"$f":"SUM(DG74,DG224,DG374,DG524,DG674)","v":0},0,0,0,0,0,0,0,0,0,0,0,"-",null,11,{"$f":"SUM(DV74,DV224,DV374,DV524,DV674)","v":0},0,0,0,0,0,0,0,0,0,0,0,"-",null,null,11,{"$f":"SUM(EL74,EL224,EL374,EL524,EL674)","v":0},0,0,0,0,0,0,0,0,0,0,0,null,null,11,{"$f":"SUM(FA74,FA224,FA374,FA524,FA674)","v":0},0,0,0,0,0,0,0,0,0,0,0,null,null,11,{"$f":"SUM(FP74,FP224,FP374,FP524,FP674)","v":0},0,0,0,0,0,0,0,0,0,0,0,null,null,null,null,null,11,0,0,0,0,0,0,0,0,0,0,0,0,"-",null,11,0,0,0,0,0,0,0,0,0,0,0,0,"-",null,11,0,0,0,0,0,0,0,0,0,0,0,0,"-",null,null,11,0,0,0,0,0,0,0,0,0,0,0,0,null,null,11,0,0,0,0,0,0,0,0,0,0,0,0,null,null,11,0,0,0,0,0,0,0,0,0,0,0,0]
[null,13,{"$f":"SUM(C76,C226,C376,C526,C676)","v":0},0,0,0,0,0,0,0,0,0,0,0,"-",null,13,{"$f":"SUM(R76,R226,R376,R526,R676)","v":0},0,0,0,0,0,0,0,0,0,0,0,"-",null,13,{"$f":"SUM(AG76,AG226,AG376,AG526,AG676)","v":0},0,0,0,0,0,0,0,0,0,0,0,"-",null,null,13,{"$f":"SUM(AW76,AW226,AW376,AW526,AW676)","v":0},0,0,0,0,0,0,0,0,0,0,0,null,null,13,{"$f":"SUM(BL76,BL226,BL376,BL526,BL676)","v":0},0,0,0,0,0,0,0,0,0,0,0,null,null,13,{"$f":"SUM(CA76,CA226,CA376,CA526,CA676)","v":0},0,0,0,0,0,0,0,0,0,0,0,null,null,null,null,13,{"$f":"SUM(CR76,CR226,CR376,CR526,CR676)","v":0},0,0,0,0,0,0,0,0,0,0,0,"-",null,13,{"$f":"SUM(DG76,DG226,DG376,DG526,DG676)","v":0},0,0,0,0,0,0,0,0,0,0,0,"-",null,13,{"$f":"SUM(DV76,DV226,DV376,DV526,DV676)","v":0},0,0,0,0,0,0,0,0,0,0,0,"-",null,null,13,{"$f":"SUM(EL76,EL226,EL376,EL526,EL676)","v":0},0,0,0,0,0,0,0,0,0,0,0,null,null,13,{"$f":"SUM(FA76,FA226,FA376,FA526,FA676)","v":0},0,0,0,0,0,0,0,0,0,0,0,null,null,13,{"$f":"SUM(FP76,FP226,FP376,FP526,FP676)","v":0},0,0,0,0,0,0,0,0,0,0,0,null,null,null,null,null,13,0,0,0,0,0,0,0,0,0,0,0,0,"-",null,13,0,0,0,0,0,0,0,0,0,0,0,0,"-",null,13,0,0,0,0,0,0,0,0,0,0,0,0,"-",null,null,13,0,0,0,0,0,0,0,0,0,0,0,0,null,null,13,0,0,0,0,0,0,0,0,0,0,0,0,null,null,13,0,0,0,0,0,0,0,0,0,0,0,0]
[null,16,{"$f":"SUM(C79,C229,C379,C529,C679)","v":0},0,0,0,0,0,0,0,0,0,0,0,"-",null,16,{"$f":"SUM(R79,R229,R379,R529,R679)","v":0},0,0,0,0,0,0,0,0,0,0,0,"-",null,16,{"$f":"SUM(AG79,AG229,AG379,AG529,AG679)","v":0},0,0,0,0,0,0,0,0,0,0,0,"-",null,null,16,{"$f":"SUM(AW79,AW229,AW379,AW529,AW679)","v":0},0,0,0,0,0,0,0,0,0,0,0,null,null,16,{"$f":"SUM(BL79,BL229,BL379,BL529,BL679)","v":0},0,0,0,0,0,0,0,0,0,0,0,null,null,16,{"$f":"SUM(CA79,CA229,CA379,CA529,CA679)","v":0},0,0,0,0,0,0,0,0,0,0,0,null,null,null,null,16,{"$f":"SUM(CR79,CR229,CR379,CR529,CR679)","v":0},0,0,0,0,0,0,0,0,0,0,0,"-",null,16,{"$f":"SUM(DG79,DG229,DG379,DG529,DG679)","v":0},0,0,0,0,0,0,0,0,0,0,0,"-",null,16,{"$f":"SUM(DV79,DV229,DV379,DV529,DV679)","v":0},0,0,0,0,0,0,0,0,0,0,0,"-",null,null,16,{"$f":"SUM(EL79,EL229,EL379,EL529,EL679)","v":0},0,0,0,0,0,0,0,0,0,0,0,null,null,16,{"$f":"SUM(FA79,FA229,FA379,FA529,FA679)","v":0},0,0,0,0,0,0,0,0,0,0,0,null,null,16,{"$f":"SUM(FP79,FP229,FP379,FP529,FP679)","v":0},0,0,0,0,0,0,0,0,0,0,0,null,null,null,null,null,16,0,0,0,0,0,0,0,0,0,0,0,0,"-",null,16,0,0,0,0,0,0,0,0,0,0,0,0,"-",null,16,0,0,0,0,0,0,0,0,0,0,0,0,"-",null,null,16,0,0,0,0,0,0,0,0,0,0,0,0,null,null,16,0,0,0,0,0,0,0,0,0,0,0,0,null,null,16,0,0,0,0,0,0,0,0,0,0,0,0]
[null,19,{"$f":"SUM(C82,C232,C382,C532,C682)","v":0},0,0,0,0,0,0,0,0,0,0,0,"-",null,19,{"$f":"SUM(R82,R232,R382,R532,R682)","v":0},0,0,0,0,0,0,0,0,0,0,0,"-",null,19,{"$f":"SUM(AG82,AG232,AG382,AG532,AG682)","v":0},0,0,0,0,0,0,0,0,0,0,0,"-",null,null,19,{"$f":"SUM(AW82,AW232,AW382,AW532,AW682)","v":0},0,0,0,0,0,0,0,0,0,0,0,null,null,19,{"$f":"SUM(BL82,BL232,BL382,BL532,BL682)","v":0},0,0,0,0,0,0,0,0,0,0,0,null,null,19,{"$f":"SUM(CA82,CA232,CA382,CA532,CA682)","v":0},0,0,0,0,0,0,0,0,0,0,0,null,null,null,null,19,{"$f":"SUM(CR82,CR232,CR382,CR532,CR682)","v":0},0,0,0,0,0,0,0,0,0,0,0,"-",null,19,{"$f":"SUM(DG82,DG232,DG382,DG532,DG682)","v":0},0,0,0,0,0,0,0,0,0,0,0,"-",null,19,{"$f":"SUM(DV82,DV232,DV382,DV532,DV682)","v":0},0,0,0,0,0,0,0,0,0,0,0,"-",null,null,19,{"$f":"SUM(EL82,EL232,EL382,EL532,EL682)","v":0},0,0,0,0,0,0,0,0,0,0,0,null,null,19,{"$f":"SUM(FA82,FA232,FA382,FA532,FA682)","v":0},0,0,0,0,0,0,0,0,0,0,0,null,null,19,{"$f":"SUM(FP82,FP232,FP382,FP532,FP682)","v":0},0,0,0,0,0,0,0,0,0,0,0,null,null,null,null,null,19,0,0,0,0,0,0,0,0,0,0,0,0,"-",null,19,0,0,0,0,0,0,0,0,0,0,0,0,"-",null,19,0,0,0,0,0,0,0,0,0,0,0,0,"-",null,null,19,0,0,0,0,0,0,0,0,0,0,0,0,null,null,19,0,0,0,0,0,0,0,0,0,0,0,0,null,null,19,0,0,0,0,0,0,0,0,0,0,0,0]
[null,21,{"$f":"SUM(C84,C234,C384,C534,C684)","v":0},0,0,0,0,0,0,0,0,0,0,0,"-",null,21,{"$f":"SUM(R84,R234,R384,R534,R684)","v":0},0,0,0,0,0,0,0,0,0,0,0,"-",null,21,{"$f":"SUM(AG84,AG234,AG384,AG534,AG684)","v":0},0,0,0,0,0,0,0,0,0,0,0,"-",null,null,21,{"$f":"SUM(AW84,AW234,AW384,AW534,AW684)","v":0},0,0,0,0,0,0,0,0,0,0,0,null,null,21,{"$f":"SUM(BL84,BL234,BL384,BL534,BL684)","v":0},0,0,0,0,0,0,0,0,0,0,0,null,null,21,{"$f":"SUM(CA84,CA234,CA384,CA534,CA684)","v":0},0,0,0,0,0,0,0,0,0,0,0,null,null,null,null,21,{"$f":"SUM(CR84,CR234,CR384,CR534,CR684)","v":0},0,0,0,0,0,0,0,0,0,0,0,"-",null,21,{"$f":"SUM(DG84,DG234,DG384,DG534,DG684)","v":0},0,0,0,0,0,0,0,0,0,0,0,"-",null,21,{"$f":"SUM(DV84,DV234,DV384,DV534,DV684)","v":0},0,0,0,0,0,0,0,0,0,0,0,"-",null,null,21,{"$f":"SUM(EL84,EL234,EL384,EL534,EL684)","v":0},0,0,0,0,0,0,0,0,0,0,0,null,null,21,{"$f":"SUM(FA84,FA234,FA384,FA534,FA684)","v":0},0,0,0,0,0,0,0,0,0,0,0,null,null,21,{"$f":"SUM(FP84,FP234,FP384,FP534,FP684)","v":0},0,0,0,0,0,0,0,0,0,0,0,null,null,null,null,null,21,0,0,0,0,0,0,0,0,0,0,0,0,"-",null,21,0,0,0,0,0,0,0,0,0,0,0,0,"-",null,21,0,0,0,0,0,0,0,0,0,0,0,0,"-",null,null,21,0,0,0,0,0,0,0,0,0,0,0,0,null,null,21,0,0,0,0,0,0,0,0,0,0,0,0,null,null,21,0,0,0,0,0,0,0,0,0,0,0,0]
[null,22,{"$f":"SUM(C85,C235,C385,C535,C685)","v":0},0,0,0,0,0,0,0,0,0,0,0,"-",null,22,{"$f":"SUM(R85,R235,R385,R535,R685)","v":0},0,0,0,0,0,0,0,0,0,0,0,"-",null,22,{"$f":"SUM(AG85,AG235,AG385,AG535,AG685)","v":0},0,0,0,0,0,0,0,0,0,0,0,"-",null,null,22,{"$f":"SUM(AW85,AW235,AW385,AW535,AW685)","v":0},0,0,0,0,0,0,0,0,0,0,0,null,null,22,{"$f":"SUM(BL85,BL235,BL385,BL535,BL685)","v":0},0,0,0,0,0,0,0,0,0,0,0,null,null,22,{"$f":"SUM(CA85,CA235,CA385,CA535,CA685)","v":0},0,0,0,0,0,0,0,0,0,0,0,null,null,null,null,22,{"$f":"SUM(CR85,CR235,CR385,CR535,CR685)","v":0},0,0,0,0,0,0,0,0,0,0,0,"-",null,22,{"$f":"SUM(DG85,DG235,DG385,DG535,DG685)","v":0},0,0,0,0,0,0,0,0,0,0,0,"-",null,22,{"$f":"SUM(DV85,DV235,DV385,DV535,DV685)","v":0},0,0,0,0,0,0,0,0,0,0,0,"-",null,null,22,{"$f":"SUM(EL85,EL235,EL385,EL535,EL685)","v":0},0,0,0,0,0,0,0,0,0,0,0,null,null,22,{"$f":"SUM(FA85,FA235,FA385,FA535,FA685)","v":0},0,0,0,0,0,0,0,0,0,0,0,null,null,22,{"$f":"SUM(FP85,FP235,FP385,FP535,FP685)","v":0},0,0,0,0,0,0,0,0,0,0,0,null,null,null,null,null,22,0,0,0,0,0,0,0,0,0,0,0,0,"-",null,22,0,0,0,0,0,0,0,0,0,0,0,0,"-",null,22,0,0,0,0,0,0,0,0,0,0,0,0,"-",null,null,22,0,0,0,0,0,0,0,0,0,0,0,0,null,null,22,0,0,0,0,0,0,0,0,0,0,0,0,null,null,22,0,0,0,0,0,0,0,0,0,0,0,0]
[null,"日",{"$f":"DB!$H$3","v":20},{"$f":"DB!$I$3","v":20},{"$f":"DB!$J$3","v":22},{"$f":"DB!$K$3","v":20},{"$f":"DB!$L$3","v":20},{"$f":"DB!$M$3","v":22},{"$f":"DB!$N$3","v":20},{"$f":"DB!$O$3","v":23},{"$f":"DB!$P$3","v":20},{"$f":"DB!$Q$3","v":21},{"$f":"DB!$R$3","v":20},{"$f":"DB!$S$3","v":21},{"$f":"SUM(C837:N837)","v":249},null,"日",{"$f":"DB!$H$4","v":4},{"$f":"DB!$I$4","v":3},{"$f":"DB!$J$4","v":4},{"$f":"DB!$K$4","v":4},{"$f":"DB!$L$4","v":4},{"$f":"DB!$M$4","v":4},{"$f":"DB!$N$4","v":5},{"$f":"DB!$O$4","v":4},{"$f":"DB!$P$4","v":4},{"$f":"DB!$Q$4","v":4},{"$f":"DB!$R$4","v":4},{"$f":"DB!$S$4","v":4},{"$f":"SUM(R837:AC837)","v":48},null,"日",{"$f":"DB!$H$5","v":7},{"$f":"DB!$I$5","v":5},{"$f":"DB!$J$5","v":5},{"$f":"DB!$K$5","v":6},{"$f":"DB!$L$5","v":7},{"$f":"DB!$M$5","v":4},{"$f":"DB!$N$5","v":6},{"$f":"DB!$O$5","v":4},{"$f":"DB!$P$5","v":6},{"$f":"DB!$Q$5","v":6},{"$f":"DB!$R$5","v":6},{"$f":"DB!$S$5","v":6},{"$f":"SUM(AG837:AR837)","v":68},null,null,null,null,null,null,null,null,null,null,null,null,null,null,null,null,null,null,null,null,null,null,null,null,null,null,null,null,null,null,null,null,null,null,null,null,null,null,null,null,null,null,null,null,null,null,null,null,null,"日",{"$f":"DB!$H$3","v":20},{"$f":"DB!$I$3","v":20},{"$f":"DB!$J$3","v":22},{"$f":"DB!$K$3","v":20},{"$f":"DB!$L$3","v":20},{"$f":"DB!$M$3","v":22},{"$f":"DB!$N$3","v":20},{"$f":"DB!$O$3","v":23},{"$f":"DB!$P$3","v":20},{"$f":"DB!$Q$3","v":21},{"$f":"DB!$R$3","v":20},{"$f":"DB!$S$3","v":21},{"$f":"SUM(CR837:DC837)","v":249},null,"日",{"$f":"DB!$H$4","v":4},{"$f":"DB!$I$4","v":3},{"$f":"DB!$J$4","v":4},{"$f":"DB!$K$4","v":4},{"$f":"DB!$L$4","v":4},{"$f":"DB!$M$4","v":4},{"$f":"DB!$N$4","v":5},{"$f":"DB!$O$4","v":4},{"$f":"DB!$P$4","v":4},{"$f":"DB!$Q$4","v":4},{"$f":"DB!$R$4","v":4},{"$f":"DB!$S$4","v":4},{"$f":"SUM(DG837:DR837)","v":48},null,"日",{"$f":"DB!$H$5","v":7},{"$f":"DB!$I$5","v":5},{"$f":"DB!$J$5","v":5},{"$f":"DB!$K$5","v":6},{"$f":"DB!$L$5","v":7},{"$f":"DB!$M$5","v":4},{"$f":"DB!$N$5","v":6},{"$f":"DB!$O$5","v":4},{"$f":"DB!$P$5","v":6},{"$f":"DB!$Q$5","v":6},{"$f":"DB!$R$5","v":6},{"$f":"DB!$S$5","v":6},{"$f":"SUM(DV837:EG837)","v":68},null,null,null,null,null,null,null,null,null,null,null,null,null,null,null,null,null,null,null,null,null,null,null,null,null,null,null,null,null,null,null,null,null,null,null,null,null,null,null,null,null,null,null,null,null,null,null,null,null,null,"日",{"$f":"DB!$H$3","v":20},{"$f":"DB!$I$3","v":20},{"$f":"DB!$J$3","v":22},{"$f":"DB!$K$3","v":20},{"$f":"DB!$L$3","v":20},{"$f":"DB!$M$3","v":22},{"$f":"DB!$N$3","v":20},{"$f":"DB!$O$3","v":23},{"$f":"DB!$P$3","v":20},{"$f":"DB!$Q$3","v":21},{"$f":"DB!$R$3","v":20},{"$f":"DB!$S$3","v":21},{"$f":"SUM(GH837:GS837)","v":249},null,"日",{"$f":"DB!$H$4","v":4},{"$f":"DB!$I$4","v":3},{"$f":"DB!$J$4","v":4},{"$f":"DB!$K$4","v":4},{"$f":"DB!$L$4","v":4},{"$f":"DB!$M$4","v":4},{"$f":"DB!$N$4","v":5},{"$f":"DB!$O$4","v":4},{"$f":"DB!$P$4","v":4},{"$f":"DB!$Q$4","v":4},{"$f":"DB!$R$4","v":4},{"$f":"DB!$S$4","v":4},{"$f":"SUM(GW837:HH837)","v":48},null,"日",{"$f":"DB!$H$5","v":7},{"$f":"DB!$I$5","v":5},{"$f":"DB!$J$5","v":5},{"$f":"DB!$K$5","v":6},{"$f":"DB!$L$5","v":7},{"$f":"DB!$M$5","v":4},{"$f":"DB!$N$5","v":6},{"$f":"DB!$O$5","v":4},{"$f":"DB!$P$5","v":6},{"$f":"DB!$Q$5","v":6},{"$f":"DB!$R$5","v":6},{"$f":"DB!$S$5","v":6},{"$f":"SUM(HL837:HW837)","v":68}]
[null,"GJ/月",{"$f":"C836*C837","v":0},{"$f":"D836*D837","v":0},0,0,0,0,0,0,0,0,0,0,{"$f":"SUM(C838:N838)","v":0},null,"GJ/月",{"$f":"R836*R837","v":0},{"$f":"S836*S837","v":0},0,0,0,0,0,0,0,0,0,0,{"$f":"SUM(R838:AC838)","v":0},null,"GJ/月",{"$f":"AG836*AG837","v":0},{"$f":"AH836*AH837","v":0},0,0,0,0,0,0,0,0,0,0,{"$f":"SUM(AG838:AR838)","v":0},null,null,null,null,null,null,null,null,null,null,null,null,null,null,null,null,null,null,null,null,null,null,null,null,null,null,null,null,null,null,null,null,null,null,null,null,null,null,null,null,null,null,null,null,null,null,null,null,null,"GJ/月",{"$f":"CR836*CR837","v":0},{"$f":"CS836*CS837","v":0},0,0,0,0,0,0,0,0,0,0,{"$f":"SUM(CR838:DC838)","v":0},null,"GJ/月",{"$f":"DG836*DG837","v":0},{"$f":"DH836*DH837","v":0},0,0,0,0,0,0,0,0,0,0,{"$f":"SUM(DG838:DR838)","v":0},null,"GJ/月",{"$f":"DV836*DV837","v":0},{"$f":"DW836*DW837","v":0},0,0,0,0,0,0,0,0,0,0,{"$f":"SUM(DV838:EG838)","v":0},null,null,null,null,null,null,null,null,null,null,null,null,null,null,null,null,null,null,null,null,null,null,null,null,null,null,null,null,null,null,null,null,null,null,null,null,null,null,null,null,null,null,null,null,null,null,null,null,null,null,"GJ/月",{"$f":"GH836*GH837","v":0},{"$f":"GI836*GI837","v":0},0,0,0,0,0,0,0,0,0,0,{"$f":"SUM(GH838:GS838)","v":0},null,"GJ/月",{"$f":"GW836*GW837","v":0},{"$f":"GX836*GX837","v":0},0,0,0,0,0,0,0,0,0,0,{"$f":"SUM(GW838:HH838)","v":0},null,"GJ/月",{"$f":"HL836*HL837","v":0},{"$f":"HM836*HM837","v":0},0,0,0,0,0,0,0,0,0,0,{"$f":"SUM(HL838:HW838)","v":0}]
[]
[null,"新設建物（電力・熱融通エリア）・暖房・平日　＜平均＞",null,null,null,null,null,null,null,null,null,null,null,null,null,null,"新設建物（電力・熱融通エリア）・暖房・土曜　＜平均＞",null,null,null,null,null,null,null,null,null,null,null,null,null,null,"新設建物（電力・熱融通エリア）・暖房・休日　＜平均＞",null,null,null,null,null,null,null,null,null,null,null,null,null,null,null,"新設建物（電力・熱融通エリア）・暖房・平日　＜ピーク＞",null,null,null,null,null,null,null,null,null,null,null,null,null,null,"新設建物（電力・熱融通エリア）・暖房・土曜　＜ピーク＞",null,null,null,null,null,null,null,null,null,null,null,null,null,null,"新設建物（電力・熱融通エリア）・暖房・休日　＜ピーク＞",null,null,null,null,null,null,null,null,null,null,null,null,null,null,null,null,"既設建物（熱融通エリア）・暖房・平日　＜平均＞",null,null,null,null,null,null,null,null,null,null,null,null,null,null,"既設建物（熱融通エリア）・暖房・土曜　＜平均＞",null,null,null,null,null,null,null,null,null,null,null,null,null,null,"既設建物（熱融通エリア）・暖房・休日　＜平均＞",null,null,null,null,null,null,null,null,null,null,null,null,null,null,null,"既設建物（熱融通エリア）・暖房・平日　＜ピーク＞",null,null,null,null,null,null,null,null,null,null,null,null,null,null,"既設建物（熱融通エリア）・暖房・土曜　＜ピーク＞",null,null,null,null,null,null,null,null,null,null,null,null,null,null,"既設建物（熱融通エリア）・暖房・休日　＜ピーク＞",null,null,null,null,null,null,null,null,null,null,null,null,null,null,null,null,null,"エリア全体・暖房・平日　＜平均＞",null,null,null,null,null,null,null,null,null,null,null,null,null,null,"エリア全体・暖房・土曜　＜平均＞",null,null,null,null,null,null,null,null,null,null,null,null,null,null,"エリア全体・暖房・休日　＜平均＞",null,null,null,null,null,null,null,null,null,null,null,null,null,null,null,"エリア全体・暖房・平日　＜ピーク＞",null,null,null,null,null,null,null,null,null,null,null,null,null,null,"エリア全体・暖房・土曜　＜ピーク＞",null,null,null,null,null,null,null,null,null,null,null,null,null,null,"エリア全体・暖房・休日　＜ピーク＞"]
[null,"MJ/h","1月","2月","3月","4月","5月","6月","7月","8月","9月","10月","11月","12月","計",null,"MJ/h","1月","2月","3月","4月","5月","6月","7月","8月","9月","10月","11月","12月","計",null,"MJ/h","1月","2月","3月","4月","5月","6月","7月","8月","9月","10月","11月","12月","計",null,null,"MJ/h","1月","2月","3月","4月","5月","6月","7月","8月","9月","10月","11月","12月",null,null,"MJ/h","1月","2月","3月","4月","5月","6月","7月","8月","9月","10月","11月","12月",null,null,"MJ/h","1月","2月","3月","4月","5月","6月","7月","8月","9月","10月","11月","12月",null,null,null,null,"MJ/h","1月","2月","3月","4月","5月","6月","7月","8月","9月","10月","11月","12月","計",null,"MJ/h","1月","2月","3月","4月","5月","6月","7月","8月","9月","10月","11月","12月","計",null,"MJ/h","1月","2月","3月","4月","5月","6月","7月","8月","9月","10月","11月","12月","計",null,null,"MJ/h","1月","2月","3月","4月","5月","6月","7月","8月","9月","10月","11月","12月",null,null,"MJ/h","1月","2月","3月","4月","5月","6月","7月","8月","9月","10月","11月","12月",null,null,"MJ/h","1月","2月","3月","4月","5月","6月","7月","8月","9月","10月","11月","12月",null,null,null,null,null,"MJ/h","1月","2月","3月","4月","5月","6月","7月","8月","9月","10月","11月","12月","計",null,"MJ/h","1月","2月","3月","4月","5月","6月","7月","8月","9月","10月","11月","12月","計",null,"MJ/h","1月","2月","3月","4月","5月","6月","7月","8月","9月","10月","11月","12月","計",null,null,"MJ/h","1月","2月","3月","4月","5月","6月","7月","8月","9月","10月","11月","12月",null,null,"MJ/h","1月","2月","3月","4月","5月","6月","7月","8月","9月","10月","11月","12月",null,null,"MJ/h","1月","2月","3月","4月","5月","6月","7月","8月","9月","10月","11月","12月"]
[null,0,{"$f":"SUM(C93,C243,C393,C543,C693)","v":0},0,0,0,0,0,0,0,0,0,0,0,"-",null,0,{"$f":"SUM(R93,R243,R393,R543,R693)","v":0},0,0,0,0,0,0,0,0,0,0,0,"-",null,0,{"$f":"SUM(AG93,AG243,AG393,AG543,AG693)","v":0},0,0,0,0,0,0,0,0,0,0,0,"-",null,null,0,{"$f":"SUM(AW93,AW243,AW393,AW543,AW693)","v":0},0,0,0,0,0,0,0,0,0,0,0,null,null,0,{"$f":"SUM(BL93,BL243,BL393,BL543,BL693)","v":0},0,0,0,0,0,0,0,0,0,0,0,null,null,0,{"$f":"SUM(CA93,CA243,CA393,CA543,CA693)","v":0},0,0,0,0,0,0,0,0,0,0,0,null,null,null,null,0,{"$f":"SUM(CR93,CR243,CR393,CR543,CR693)","v":0},0,0,0,0,0,0,0,0,0,0,0,"-",null,0,{"$f":"SUM(DG93,DG243,DG393,DG543,DG693)","v":0},0,0,0,0,0,0,0,0,0,0,0,"-",null,0,{"$f":"SUM(DV93,DV243,DV393,DV543,DV693)","v":0},0,0,0,0,0,0,0,0,0,0,0,"-",null,null,0,{"$f":"SUM(EL93,EL243,EL393,EL543,EL693)","v":0},0,0,0,0,0,0,0,0,0,0,0,null,null,0,{"$f":"SUM(FA93,FA243,FA393,FA543,FA693)","v":0},0,0,0,0,0,0,0,0,0,0,0,null,null,0,{"$f":"SUM(FP93,FP243,FP393,FP543,FP693)","v":0},0,0,0,0,0,0,0,0,0,0,0,null,null,null,null,null,0,{"$f":"SUM(C842,CR842)","v":0},{"$f":"SUM(D842,CS842)","v":0},0,0,0,0,0,0,0,0,0,0,"-",null,0,{"$f":"SUM(R842,DG842)","v":0},{"$f":"SUM(S842,DH842)","v":0},0,0,0,0,0,0,0,0,0,0,"-",null,0,{"$f":"SUM(AG842,DV842)","v":0},{"$f":"SUM(AH842,DW842)","v":0},0,0,0,0,0,0,0,0,0,0,"-",null,null,0,{"$f":"SUM(AW842,EL842)","v":0},{"$f":"SUM(AX842,EM842)","v":0},0,0,0,0,0,0,0,0,0,0,null,null,0,{"$f":"SUM(BL842,FA842)","v":0},{"$f":"SUM(BM842,FB842)","v":0},0,0,0,0,0,0,0,0,0,0,null,null,0,{"$f":"SUM(CA842,FP842)","v":0},{"$f":"SUM(CB842,FQ842)","v":0},0,0,0,0,0,0,0,0,0,0]
[null,1,{"$f":"SUM(C94,C244,C394,C544,C694)","v":0},0,0,0,0,0,0,0,0,0,0,0,"-",null,1,{"$f":"SUM(R94,R244,R394,R544,R694)","v":0},0,0,0,0,0,0,0,0,0,0,0,"-",null,1,{"$f":"SUM(AG94,AG244,AG394,AG544,AG694)","v":0},0,0,0,0,0,0,0,0,0,0,0,"-",null,null,1,{"$f":"SUM(AW94,AW244,AW394,AW544,AW694)","v":0},0,0,0,0,0,0,0,0,0,0,0,null,null,1,{"$f":"SUM(BL94,BL244,BL394,BL544,BL694)","v":0},0,0,0,0,0,0,0,0,0,0,0,null,null,1,{"$f":"SUM(CA94,CA244,CA394,CA544,CA694)","v":0},0,0,0,0,0,0,0,0,0,0,0,null,null,null,null,1,{"$f":"SUM(CR94,CR244,CR394,CR544,CR694)","v":0},0,0,0,0,0,0,0,0,0,0,0,"-",null,1,{"$f":"SUM(DG94,DG244,DG394,DG544,DG694)","v":0},0,0,0,0,0,0,0,0,0,0,0,"-",null,1,{"$f":"SUM(DV94,DV244,DV394,DV544,DV694)","v":0},0,0,0,0,0,0,0,0,0,0,0,"-",null,null,1,{"$f":"SUM(EL94,EL244,EL394,EL544,EL694)","v":0},0,0,0,0,0,0,0,0,0,0,0,null,null,1,{"$f":"SUM(FA94,FA244,FA394,FA544,FA694)","v":0},0,0,0,0,0,0,0,0,0,0,0,null,null,1,{"$f":"SUM(FP94,FP244,FP394,FP544,FP694)","v":0},0,0,0,0,0,0,0,0,0,0,0,null,null,null,null,null,1,{"$f":"SUM(C843,CR843)","v":0},{"$f":"SUM(D843,CS843)","v":0},{"$f":"SUM(E843,CT843)","v":0},{"$f":"SUM(F843,CU843)","v":0},{"$f":"SUM(G843,CV843)","v":0},{"$f":"SUM(H843,CW843)","v":0},{"$f":"SUM(I843,CX843)","v":0},{"$f":"SUM(J843,CY843)","v":0},{"$f":"SUM(K843,CZ843)","v":0},{"$f":"SUM(L843,DA843)","v":0},{"$f":"SUM(M843,DB843)","v":0},{"$f":"SUM(N843,DC843)","v":0},"-",null,1,{"$f":"SUM(R843,DG843)","v":0},{"$f":"SUM(S843,DH843)","v":0},{"$f":"SUM(T843,DI843)","v":0},{"$f":"SUM(U843,DJ843)","v":0},{"$f":"SUM(V843,DK843)","v":0},{"$f":"SUM(W843,DL843)","v":0},{"$f":"SUM(X843,DM843)","v":0},{"$f":"SUM(Y843,DN843)","v":0},{"$f":"SUM(Z843,DO843)","v":0},{"$f":"SUM(AA843,DP843)","v":0},{"$f":"SUM(AB843,DQ843)","v":0},{"$f":"SUM(AC843,DR843)","v":0},"-",null,1,{"$f":"SUM(AG843,DV843)","v":0},{"$f":"SUM(AH843,DW843)","v":0},{"$f":"SUM(AI843,DX843)","v":0},{"$f":"SUM(AJ843,DY843)","v":0},{"$f":"SUM(AK843,DZ843)","v":0},{"$f":"SUM(AL843,EA843)","v":0},{"$f":"SUM(AM843,EB843)","v":0},{"$f":"SUM(AN843,EC843)","v":0},{"$f":"SUM(AO843,ED843)","v":0},{"$f":"SUM(AP843,EE843)","v":0},{"$f":"SUM(AQ843,EF843)","v":0},{"$f":"SUM(AR843,EG843)","v":0},"-",null,null,1,{"$f":"SUM(AW843,EL843)","v":0},{"$f":"SUM(AX843,EM843)","v":0},{"$f":"SUM(AY843,EN843)","v":0},{"$f":"SUM(AZ843,EO843)","v":0},{"$f":"SUM(BA843,EP843)","v":0},{"$f":"SUM(BB843,EQ843)","v":0},{"$f":"SUM(BC843,ER843)","v":0},{"$f":"SUM(BD843,ES843)","v":0},{"$f":"SUM(BE843,ET843)","v":0},{"$f":"SUM(BF843,EU843)","v":0},{"$f":"SUM(BG843,EV843)","v":0},{"$f":"SUM(BH843,EW843)","v":0},null,null,1,{"$f":"SUM(BL843,FA843)","v":0},{"$f":"SUM(BM843,FB843)","v":0},{"$f":"SUM(BN843,FC843)","v":0},{"$f":"SUM(BO843,FD843)","v":0},{"$f":"SUM(BP843,FE843)","v":0},{"$f":"SUM(BQ843,FF843)","v":0},{"$f":"SUM(BR843,FG843)","v":0},{"$f":"SUM(BS843,FH843)","v":0},{"$f":"SUM(BT843,FI843)","v":0},{"$f":"SUM(BU843,FJ843)","v":0},{"$f":"SUM(BV843,FK843)","v":0},{"$f":"SUM(BW843,FL843)","v":0},null,null,1,{"$f":"SUM(CA843,FP843)","v":0},{"$f":"SUM(CB843,FQ843)","v":0},{"$f":"SUM(CC843,FR843)","v":0},{"$f":"SUM(CD843,FS843)","v":0},{"$f":"SUM(CE843,FT843)","v":0},{"$f":"SUM(CF843,FU843)","v":0},{"$f":"SUM(CG843,FV843)","v":0},{"$f":"SUM(CH843,FW843)","v":0},{"$f":"SUM(CI843,FX843)","v":0},{"$f":"SUM(CJ843,FY843)","v":0},{"$f":"SUM(CK843,FZ843)","v":0},{"$f":"SUM(CL843,GA843)","v":0}]
[null,2,{"$f":"SUM(C95,C245,C395,C545,C695)","v":0},0,0,0,0,0,0,0,0,0,0,0,"-",null,2,{"$f":"SUM(R95,R245,R395,R545,R695)","v":0},0,0,0,0,0,0,0,0,0,0,0,"-",null,2,{"$f":"SUM(AG95,AG245,AG395,AG545,AG695)","v":0},0,0,0,0,0,0,0,0,0,0,0,"-",null,null,2,{"$f":"SUM(AW95,AW245,AW395,AW545,AW695)","v":0},0,0,0,0,0,0,0,0,0,0,0,null,null,2,{"$f":"SUM(BL95,BL245,BL395,BL545,BL695)","v":0},0,0,0,0,0,0,0,0,0,0,0,null,null,2,{"$f":"SUM(CA95,CA245,CA395,CA545,CA695)","v":0},0,0,0,0,0,0,0,0,0,0,0,null,null,null,null,2,{"$f":"SUM(CR95,CR245,CR395,CR545,CR695)","v":0},0,0,0,0,0,0,0,0,0,0,0,"-",null,2,{"$f":"SUM(DG95,DG245,DG395,DG545,DG695)","v":0},0,0,0,0,0,0,0,0,0,0,0,"-",null,2,{"$f":"SUM(DV95,DV245,DV395,DV545,DV695)","v":0},0,0,0,0,0,0,0,0,0,0,0,"-",null,null,2,{"$f":"SUM(EL95,EL245,EL395,EL545,EL695)","v":0},0,0,0,0,0,0,0,0,0,0,0,null,null,2,{"$f":"SUM(FA95,FA245,FA395,FA545,FA695)","v":0},0,0,0,0,0,0,0,0,0,0,0,null,null,2,{"$f":"SUM(FP95,FP245,FP395,FP545,FP695)","v":0},0,0,0,0,0,0,0,0,0,0,0,null,null,null,null,null,2,0,0,0,0,0,0,0,0,0,0,0,0,"-",null,2,0,0,0,0,0,0,0,0,0,0,0,0,"-",null,2,0,0,0,0,0,0,0,0,0,0,0,0,"-",null,null,2,0,0,0,0,0,0,0,0,0,0,0,0,null,null,2,0,0,0,0,0,0,0,0,0,0,0,0,null,null,2,0,0,0,0,0,0,0,0,0,0,0,0]
[null,3,{"$f":"SUM(C96,C246,C396,C546,C696)","v":0},0,0,0,0,0,0,0,0,0,0,0,"-",null,3,{"$f":"SUM(R96,R246,R396,R546,R696)","v":0},0,0,0,0,0,0,0,0,0,0,0,"-",null,3,{"$f":"SUM(AG96,AG246,AG396,AG546,AG696)","v":0},0,0,0,0,0,0,0,0,0,0,0,"-",null,null,3,{"$f":"SUM(AW96,AW246,AW396,AW546,AW696)","v":0},0,0,0,0,0,0,0,0,0,0,0,null,null,3,{"$f":"SUM(BL96,BL246,BL396,BL546,BL696)","v":0},0,0,0,0,0,0,0,0,0,0,0,null,null,3,{"$f":"SUM(CA96,CA246,CA396,CA546,CA696)","v":0},0,0,0,0,0,0,0,0,0,0,0,null,null,null,null,3,{"$f":"SUM(CR96,CR246,CR396,CR546,CR696)","v":0},0,0,0,0,0,0,0,0,0,0,0,"-",null,3,{"$f":"SUM(DG96,DG246,DG396,DG546,DG696)","v":0},0,0,0,0,0,0,0,0,0,0,0,"-",null,3,{"$f":"SUM(DV96,DV246,DV396,DV546,DV696)","v":0},0,0,0,0,0,0,0,0,0,0,0,"-",null,null,3,{"$f":"SUM(EL96,EL246,EL396,EL546,EL696)","v":0},0,0,0,0,0,0,0,0,0,0,0,null,null,3,{"$f":"SUM(FA96,FA246,FA396,FA546,FA696)","v":0},0,0,0,0,0,0,0,0,0,0,0,null,null,3,{"$f":"SUM(FP96,FP246,FP396,FP546,FP696)","v":0},0,0,0,0,0,0,0,0,0,0,0,null,null,null,null,null,3,0,0,0,0,0,0,0,0,0,0,0,0,"-",null,3,0,0,0,0,0,0,0,0,0,0,0,0,"-",null,3,0,0,0,0,0,0,0,0,0,0,0,0,"-",null,null,3,0,0,0,0,0,0,0,0,0,0,0,0,null,null,3,0,0,0,0,0,0,0,0,0,0,0,0,null,null,3,0,0,0,0,0,0,0,0,0,0,0,0]
[null,4,{"$f":"SUM(C97,C247,C397,C547,C697)","v":0},0,0,0,0,0,0,0,0,0,0,0,"-",null,4,{"$f":"SUM(R97,R247,R397,R547,R697)","v":0},0,0,0,0,0,0,0,0,0,0,0,"-",null,4,{"$f":"SUM(AG97,AG247,AG397,AG547,AG697)","v":0},0,0,0,0,0,0,0,0,0,0,0,"-",null,null,4,{"$f":"SUM(AW97,AW247,AW397,AW547,AW697)","v":0},0,0,0,0,0,0,0,0,0,0,0,null,null,4,{"$f":"SUM(BL97,BL247,BL397,BL547,BL697)","v":0},0,0,0,0,0,0,0,0,0,0,0,null,null,4,{"$f":"SUM(CA97,CA247,CA397,CA547,CA697)","v":0},0,0,0,0,0,0,0,0,0,0,0,null,null,null,null,4,{"$f":"SUM(CR97,CR247,CR397,CR547,CR697)","v":0},0,0,0,0,0,0,0,0,0,0,0,"-",null,4,{"$f":"SUM(DG97,DG247,DG397,DG547,DG697)","v":0},0,0,0,0,0,0,0,0,0,0,0,"-",null,4,{"$f":"SUM(DV97,DV247,DV397,DV547,DV697)","v":0},0,0,0,0,0,0,0,0,0,0,0,"-",null,null,4,{"$f":"SUM(EL97,EL247,EL397,EL547,EL697)","v":0},0,0,0,0,0,0,0,0,0,0,0,null,null,4,{"$f":"SUM(FA97,FA247,FA397,FA547,FA697)","v":0},0,0,0,0,0,0,0,0,0,0,0,null,null,4,{"$f":"SUM(FP97,FP247,FP397,FP547,FP697)","v":0},0,0,0,0,0,0,0,0,0,0,0,null,null,null,null,null,4,0,0,0,0,0,0,0,0,0,0,0,0,"-",null,4,0,0,0,0,0,0,0,0,0,0,0,0,"-",null,4,0,0,0,0,0,0,0,0,0,0,0,0,"-",null,null,4,0,0,0,0,0,0,0,0,0,0,0,0,null,null,4,0,0,0,0,0,0,0,0,0,0,0,0,null,null,4,0,0,0,0,0,0,0,0,0,0,0,0]
[null,5,{"$f":"SUM(C98,C248,C398,C548,C698)","v":0},0,0,0,0,0,0,0,0,0,0,0,"-",null,5,{"$f":"SUM(R98,R248,R398,R548,R698)","v":0},0,0,0,0,0,0,0,0,0,0,0,"-",null,5,{"$f":"SUM(AG98,AG248,AG398,AG548,AG698)","v":0},0,0,0,0,0,0,0,0,0,0,0,"-",null,null,5,{"$f":"SUM(AW98,AW248,AW398,AW548,AW698)","v":0},0,0,0,0,0,0,0,0,0,0,0,null,null,5,{"$f":"SUM(BL98,BL248,BL398,BL548,BL698)","v":0},0,0,0,0,0,0,0,0,0,0,0,null,null,5,{"$f":"SUM(CA98,CA248,CA398,CA548,CA698)","v":0},0,0,0,0,0,0,0,0,0,0,0,null,null,null,null,5,{"$f":"SUM(CR98,CR248,CR398,CR548,CR698)","v":0},0,0,0,0,0,0,0,0,0,0,0,"-",null,5,{"$f":"SUM(DG98,DG248,DG398,DG548,DG698)","v":0},0,0,0,0,0,0,0,0,0,0,0,"-",null,5,{"$f":"SUM(DV98,DV248,DV398,DV548,DV698)","v":0},0,0,0,0,0,0,0,0,0,0,0,"-",null,null,5,{"$f":"SUM(EL98,EL248,EL398,EL548,EL698)","v":0},0,0,0,0,0,0,0,0,0,0,0,null,null,5,{"$f":"SUM(FA98,FA248,FA398,FA548,FA698)","v":0},0,0,0,0,0,0,0,0,0,0,0,null,null,5,{"$f":"SUM(FP98,FP248,FP398,FP548,FP698)","v":0},0,0,0,0,0,0,0,0,0,0,0,null,null,null,null,null,5,0,0,0,0,0,0,0,0,0,0,0,0,"-",null,5,0,0,0,0,0,0,0,0,0,0,0,0,"-",null,5,0,0,0,0,0,0,0,0,0,0,0,0,"-",null,null,5,0,0,0,0,0,0,0,0,0,0,0,0,null,null,5,0,0,0,0,0,0,0,0,0,0,0,0,null,null,5,0,0,0,0,0,0,0,0,0,0,0,0]
[null,6,{"$f":"SUM(C99,C249,C399,C549,C699)","v":0},0,0,0,0,0,0,0,0,0,0,0,"-",null,6,{"$f":"SUM(R99,R249,R399,R549,R699)","v":0},0,0,0,0,0,0,0,0,0,0,0,"-",null,6,{"$f":"SUM(AG99,AG249,AG399,AG549,AG699)","v":0},0,0,0,0,0,0,0,0,0,0,0,"-",null,null,6,{"$f":"SUM(AW99,AW249,AW399,AW549,AW699)","v":0},0,0,0,0,0,0,0,0,0,0,0,null,null,6,{"$f":"SUM(BL99,BL249,BL399,BL549,BL699)","v":0},0,0,0,0,0,0,0,0,0,0,0,null,null,6,{"$f":"SUM(CA99,CA249,CA399,CA549,CA699)","v":0},0,0,0,0,0,0,0,0,0,0,0,null,null,null,null,6,{"$f":"SUM(CR99,CR249,CR399,CR549,CR699)","v":0},0,0,0,0,0,0,0,0,0,0,0,"-",null,6,{"$f":"SUM(DG99,DG249,DG399,DG549,DG699)","v":0},0,0,0,0,0,0,0,0,0,0,0,"-",null,6,{"$f":"SUM(DV99,DV249,DV399,DV549,DV699)","v":0},0,0,0,0,0,0,0,0,0,0,0,"-",null,null,6,{"$f":"SUM(EL99,EL249,EL399,EL549,EL699)","v":0},0,0,0,0,0,0,0,0,0,0,0,null,null,6,{"$f":"SUM(FA99,FA249,FA399,FA549,FA699)","v":0},0,0,0,0,0,0,0,0,0,0,0,null,null,6,{"$f":"SUM(FP99,FP249,FP399,FP549,FP699)","v":0},0,0,0,0,0,0,0,0,0,0,0,null,null,null,null,null,6,0,0,0,0,0,0,0,0,0,0,0,0,"-",null,6,0,0,0,0,0,0,0,0,0,0,0,0,"-",null,6,0,0,0,0,0,0,0,0,0,0,0,0,"-",null,null,6,0,0,0,0,0,0,0,0,0,0,0,0,null,null,6,0,0,0,0,0,0,0,0,0,0,0,0,null,null,6,0,0,0,0,0,0,0,0,0,0,0,0]
[null,7,{"$f":"SUM(C100,C250,C400,C550,C700)","v":0},0,0,0,0,0,0,0,0,0,0,0,"-",null,7,{"$f":"SUM(R100,R250,R400,R550,R700)","v":0},0,0,0,0,0,0,0,0,0,0,0,"-",null,7,{"$f":"SUM(AG100,AG250,AG400,AG550,AG700)","v":0},0,0,0,0,0,0,0,0,0,0,0,"-",null,null,7,{"$f":"SUM(AW100,AW250,AW400,AW550,AW700)","v":0},0,0,0,0,0,0,0,0,0,0,0,null,null,7,{"$f":"SUM(BL100,BL250,BL400,BL550,BL700)","v":0},0,0,0,0,0,0,0,0,0,0,0,null,null,7,{"$f":"SUM(CA100,CA250,CA400,CA550,CA700)","v":0},0,0,0,0,0,0,0,0,0,0,0,null,null,null,null,7,{"$f":"SUM(CR100,CR250,CR400,CR550,CR700)","v":0},0,0,0,0,0,0,0,0,0,0,0,"-",null,7,{"$f":"SUM(DG100,DG250,DG400,DG550,DG700)","v":0},0,0,0,0,0,0,0,0,0,0,0,"-",null,7,{"$f":"SUM(DV100,DV250,DV400,DV550,DV700)","v":0},0,0,0,0,0,0,0,0,0,0,0,"-",null,null,7,{"$f":"SUM(EL100,EL250,EL400,EL550,EL700)","v":0},0,0,0,0,0,0,0,0,0,0,0,null,null,7,{"$f":"SUM(FA100,FA250,FA400,FA550,FA700)","v":0},0,0,0,0,0,0,0,0,0,0,0,null,null,7,{"$f":"SUM(FP100,FP250,FP400,FP550,FP700)","v":0},0,0,0,0,0,0,0,0,0,0,0,null,null,null,null,null,7,0,0,0,0,0,0,0,0,0,0,0,0,"-",null,7,0,0,0,0,0,0,0,0,0,0,0,0,"-",null,7,0,0,0,0,0,0,0,0,0,0,0,0,"-",null,null,7,0,0,0,0,0,0,0,0,0,0,0,0,null,null,7,0,0,0,0,0,0,0,0,0,0,0,0,null,null,7,0,0,0,0,0,0,0,0,0,0,0,0]
[null,8,{"$f":"SUM(C101,C251,C401,C551,C701)","v":0},0,0,0,0,0,0,0,0,0,0,0,"-",null,8,{"$f":"SUM(R101,R251,R401,R551,R701)","v":0},0,0,0,0,0,0,0,0,0,0,0,"-",null,8,{"$f":"SUM(AG101,AG251,AG401,AG551,AG701)","v":0},0,0,0,0,0,0,0,0,0,0,0,"-",null,null,8,{"$f":"SUM(AW101,AW251,AW401,AW551,AW701)","v":0},0,0,0,0,0,0,0,0,0,0,0,null,null,8,{"$f":"SUM(BL101,BL251,BL401,BL551,BL701)","v":0},0,0,0,0,0,0,0,0,0,0,0,null,null,8,{"$f":"SUM(CA101,CA251,CA401,CA551,CA701)","v":0},0,0,0,0,0,0,0,0,0,0,0,null,null,null,null,8,{"$f":"SUM(CR101,CR251,CR401,CR551,CR701)","v":0},0,0,0,0,0,0,0,0,0,0,0,"-",null,8,{"$f":"SUM(DG101,DG251,DG401,DG551,DG701)","v":0},0,0,0,0,0,0,0,0,0,0,0,"-",null,8,{"$f":"SUM(DV101,DV251,DV401,DV551,DV701)","v":0},0,0,0,0,0,0,0,0,0,0,0,"-",null,null,8,{"$f":"SUM(EL101,EL251,EL401,EL551,EL701)","v":0},0,0,0,0,0,0,0,0,0,0,0,null,null,8,{"$f":"SUM(FA101,FA251,FA401,FA551,FA701)","v":0},0,0,0,0,0,0,0,0,0,0,0,null,null,8,{"$f":"SUM(FP101,FP251,FP401,FP551,FP701)","v":0},0,0,0,0,0,0,0,0,0,0,0,null,null,null,null,null,8,0,0,0,0,0,0,0,0,0,0,0,0,"-",null,8,0,0,0,0,0,0,0,0,0,0,0,0,"-",null,8,0,0,0,0,0,0,0,0,0,0,0,0,"-",null,null,8,0,0,0,0,0,0,0,0,0,0,0,0,null,null,8,0,0,0,0,0,0,0,0,0,0,0,0,null,null,8,0,0,0,0,0,0,0,0,0,0,0,0]
[null,9,{"$f":"SUM(C102,C252,C402,C552,C702)","v":0},0,0,0,0,0,0,0,0,0,0,0,"-",null,9,{"$f":"SUM(R102,R252,R402,R552,R702)","v":0},0,0,0,0,0,0,0,0,0,0,0,"-",null,9,{"$f":"SUM(AG102,AG252,AG402,AG552,AG702)","v":0},0,0,0,0,0,0,0,0,0,0,0,"-",null,null,9,{"$f":"SUM(AW102,AW252,AW402,AW552,AW702)","v":0},0,0,0,0,0,0,0,0,0,0,0,null,null,9,{"$f":"SUM(BL102,BL252,BL402,BL552,BL702)","v":0},0,0,0,0,0,0,0,0,0,0,0,null,null,9,{"$f":"SUM(CA102,CA252,CA402,CA552,CA702)","v":0},0,0,0,0,0,0,0,0,0,0,0,null,null,null,null,9,{"$f":"SUM(CR102,CR252,CR402,CR552,CR702)","v":0},0,0,0,0,0,0,0,0,0,0,0,"-",null,9,{"$f":"SUM(DG102,DG252,DG402,DG552,DG702)","v":0},0,0,0,0,0,0,0,0,0,0,0,"-",null,9,{"$f":"SUM(DV102,DV252,DV402,DV552,DV702)","v":0},0,0,0,0,0,0,0,0,0,0,0,"-",null,null,9,{"$f":"SUM(EL102,EL252,EL402,EL552,EL702)","v":0},0,0,0,0,0,0,0,0,0,0,0,null,null,9,{"$f":"SUM(FA102,FA252,FA402,FA552,FA702)","v":0},0,0,0,0,0,0,0,0,0,0,0,null,null,9,{"$f":"SUM(FP102,FP252,FP402,FP552,FP702)","v":0},0,0,0,0,0,0,0,0,0,0,0,null,null,null,null,null,9,0,0,0,0,0,0,0,0,0,0,0,0,"-",null,9,0,0,0,0,0,0,0,0,0,0,0,0,"-",null,9,0,0,0,0,0,0,0,0,0,0,0,0,"-",null,null,9,0,0,0,0,0,0,0,0,0,0,0,0,null,null,9,0,0,0,0,0,0,0,0,0,0,0,0,null,null,9,0,0,0,0,0,0,0,0,0,0,0,0]
[null,10,{"$f":"SUM(C103,C253,C403,C553,C703)","v":0},0,0,0,0,0,0,0,0,0,0,0,"-",null,10,{"$f":"SUM(R103,R253,R403,R553,R703)","v":0},0,0,0,0,0,0,0,0,0,0,0,"-",null,10,{"$f":"SUM(AG103,AG253,AG403,AG553,AG703)","v":0},0,0,0,0,0,0,0,0,0,0,0,"-",null,null,10,{"$f":"SUM(AW103,AW253,AW403,AW553,AW703)","v":0},0,0,0,0,0,0,0,0,0,0,0,null,null,10,{"$f":"SUM(BL103,BL253,BL403,BL553,BL703)","v":0},0,0,0,0,0,0,0,0,0,0,0,null,null,10,{"$f":"SUM(CA103,CA253,CA403,CA553,CA703)","v":0},0,0,0,0,0,0,0,0,0,0,0,null,null,null,null,10,{"$f":"SUM(CR103,CR253,CR403,CR553,CR703)","v":0},0,0,0,0,0,0,0,0,0,0,0,"-",null,10,{"$f":"SUM(DG103,DG253,DG403,DG553,DG703)","v":0},0,0,0,0,0,0,0,0,0,0,0,"-",null,10,{"$f":"SUM(DV103,DV253,DV403,DV553,DV703)","v":0},0,0,0,0,0,0,0,0,0,0,0,"-",null,null,10,{"$f":"SUM(EL103,EL253,EL403,EL553,EL703)","v":0},0,0,0,0,0,0,0,0,0,0,0,null,null,10,{"$f":"SUM(FA103,FA253,FA403,FA553,FA703)","v":0},0,0,0,0,0,0,0,0,0,0,0,null,null,10,{"$f":"SUM(FP103,FP253,FP403,FP553,FP703)","v":0},0,0,0,0,0,0,0,0,0,0,0,null,null,null,null,null,10,0,0,0,0,0,0,0,0,0,0,0,0,"-",null,10,0,0,0,0,0,0,0,0,0,0,0,0,"-",null,10,0,0,0,0,0,0,0,0,0,0,0,0,"-",null,null,10,0,0,0,0,0,0,0,0,0,0,0,0,null,null,10,0,0,0,0,0,0,0,0,0,0,0,0,null,null,10,0,0,0,0,0,0,0,0,0,0,0,0]
[null,11,{"$f":"SUM(C104,C254,C404,C554,C704)","v":0},0,0,0,0,0,0,0,0,0,0,0,"-",null,11,{"$f":"SUM(R104,R254,R404,R554,R704)","v":0},0,0,0,0,0,0,0,0,0,0,0,"-",null,11,{"$f":"SUM(AG104,AG254,AG404,AG554,AG704)","v":0},0,0,0,0,0,0,0,0,0,0,0,"-",null,null,11,{"$f":"SUM(AW104,AW254,AW404,AW554,AW704)","v":0},0,0,0,0,0,0,0,0,0,0,0,null,null,11,{"$f":"SUM(BL104,BL254,BL404,BL554,BL704)","v":0},0,0,0,0,0,0,0,0,0,0,0,null,null,11,{"$f":"SUM(CA104,CA254,CA404,CA554,CA704)","v":0},0,0,0,0,0,0,0,0,0,0,0,null,null,null,null,11,{"$f":"SUM(CR104,CR254,CR404,CR554,CR704)","v":0},0,0,0,0,0,0,0,0,0,0,0,"-",null,11,{"$f":"SUM(DG104,DG254,DG404,DG554,DG704)","v":0},0,0,0,0,0,0,0,0,0,0,0,"-",null,11,{"$f":"SUM(DV104,DV254,DV404,DV554,DV704)","v":0},0,0,0,0,0,0,0,0,0,0,0,"-",null,null,11,{"$f":"SUM(EL104,EL254,EL404,EL554,EL704)","v":0},0,0,0,0,0,0,0,0,0,0,0,null,null,11,{"$f":"SUM(FA104,FA254,FA404,FA554,FA704)","v":0},0,0,0,0,0,0,0,0,0,0,0,null,null,11,{"$f":"SUM(FP104,FP254,FP404,FP554,FP704)","v":0},0,0,0,0,0,0,0,0,0,0,0,null,null,null,null,null,11,0,0,0,0,0,0,0,0,0,0,0,0,"-",null,11,0,0,0,0,0,0,0,0,0,0,0,0,"-",null,11,0,0,0,0,0,0,0,0,0,0,0,0,"-",null,null,11,0,0,0,0,0,0,0,0,0,0,0,0,null,null,11,0,0,0,0,0,0,0,0,0,0,0,0,null,null,11,0,0,0,0,0,0,0,0,0,0,0,0]
[null,12,{"$f":"SUM(C105,C255,C405,C555,C705)","v":0},0,0,0,0,0,0,0,0,0,0,0,"-",null,12,{"$f":"SUM(R105,R255,R405,R555,R705)","v":0},0,0,0,0,0,0,0,0,0,0,0,"-",null,12,{"$f":"SUM(AG105,AG255,AG405,AG555,AG705)","v":0},0,0,0,0,0,0,0,0,0,0,0,"-",null,null,12,{"$f":"SUM(AW105,AW255,AW405,AW555,AW705)","v":0},0,0,0,0,0,0,0,0,0,0,0,null,null,12,{"$f":"SUM(BL105,BL255,BL405,BL555,BL705)","v":0},0,0,0,0,0,0,0,0,0,0,0,null,null,12,{"$f":"SUM(CA105,CA255,CA405,CA555,CA705)","v":0},0,0,0,0,0,0,0,0,0,0,0,null,null,null,null,12,{"$f":"SUM(CR105,CR255,CR405,CR555,CR705)","v":0},0,0,0,0,0,0,0,0,0,0,0,"-",null,12,{"$f":"SUM(DG105,DG255,DG405,DG555,DG705)","v":0},0,0,0,0,0,0,0,0,0,0,0,"-",null,12,{"$f":"SUM(DV105,DV255,DV405,DV555,DV705)","v":0},0,0,0,0,0,0,0,0,0,0,0,"-",null,null,12,{"$f":"SUM(EL105,EL255,EL405,EL555,EL705)","v":0},0,0,0,0,0,0,0,0,0,0,0,null,null,12,{"$f":"SUM(FA105,FA255,FA405,FA555,FA705)","v":0},0,0,0,0,0,0,0,0,0,0,0,null,null,12,{"$f":"SUM(FP105,FP255,FP405,FP555,FP705)","v":0},0,0,0,0,0,0,0,0,0,0,0,null,null,null,null,null,12,0,0,0,0,0,0,0,0,0,0,0,0,"-",null,12,0,0,0,0,0,0,0,0,0,0,0,0,"-",null,12,0,0,0,0,0,0,0,0,0,0,0,0,"-",null,null,12,0,0,0,0,0,0,0,0,0,0,0,0,null,null,12,0,0,0,0,0,0,0,0,0,0,0,0,null,null,12,0,0,0,0,0,0,0,0,0,0,0,0]
[null,13,{"$f":"SUM(C106,C256,C406,C556,C706)","v":0},0,0,0,0,0,0,0,0,0,0,0,"-",null,13,{"$f":"SUM(R106,R256,R406,R556,R706)","v":0},0,0,0,0,0,0,0,0,0,0,0,"-",null,13,{"$f":"SUM(AG106,AG256,AG406,AG556,AG706)","v":0},0,0,0,0,0,0,0,0,0,0,0,"-",null,null,13,{"$f":"SUM(AW106,AW256,AW406,AW556,AW706)","v":0},0,0,0,0,0,0,0,0,0,0,0,null,null,13,{"$f":"SUM(BL106,BL256,BL406,BL556,BL706)","v":0},0,0,0,0,0,0,0,0,0,0,0,null,null,13,{"$f":"SUM(CA106,CA256,CA406,CA556,CA706)","v":0},0,0,0,0,0,0,0,0,0,0,0,null,null,null,null,13,{"$f":"SUM(CR106,CR256,CR406,CR556,CR706)","v":0},0,0,0,0,0,0,0,0,0,0,0,"-",null,13,{"$f":"SUM(DG106,DG256,DG406,DG556,DG706)","v":0},0,0,0,0,0,0,0,0,0,0,0,"-",null,13,{"$f":"SUM(DV106,DV256,DV406,DV556,DV706)","v":0},0,0,0,0,0,0,0,0,0,0,0,"-",null,null,13,{"$f":"SUM(EL106,EL256,EL406,EL556,EL706)","v":0},0,0,0,0,0,0,0,0,0,0,0,null,null,13,{"$f":"SUM(FA106,FA256,FA406,FA556,FA706)","v":0},0,0,0,0,0,0,0,0,0,0,0,null,null,13,{"$f":"SUM(FP106,FP256,FP406,FP556,FP706)","v":0},0,0,0,0,0,0,0,0,0,0,0,null,null,null,null,null,13,0,0,0,0,0,0,0,0,0,0,0,0,"-",null,13,0,0,0,0,0,0,0,0,0,0,0,0,"-",null,13,0,0,0,0,0,0,0,0,0,0,0,0,"-",null,null,13,0,0,0,0,0,0,0,0,0,0,0,0,null,null,13,0,0,0,0,0,0,0,0,0,0,0,0,null,null,13,0,0,0,0,0,0,0,0,0,0,0,0]
[null,14,{"$f":"SUM(C107,C257,C407,C557,C707)","v":0},0,0,0,0,0,0,0,0,0,0,0,"-",null,14,{"$f":"SUM(R107,R257,R407,R557,R707)","v":0},0,0,0,0,0,0,0,0,0,0,0,"-",null,14,{"$f":"SUM(AG107,AG257,AG407,AG557,AG707)","v":0},0,0,0,0,0,0,0,0,0,0,0,"-",null,null,14,{"$f":"SUM(AW107,AW257,AW407,AW557,AW707)","v":0},0,0,0,0,0,0,0,0,0,0,0,null,null,14,{"$f":"SUM(BL107,BL257,BL407,BL557,BL707)","v":0},0,0,0,0,0,0,0,0,0,0,0,null,null,14,{"$f":"SUM(CA107,CA257,CA407,CA557,CA707)","v":0},0,0,0,0,0,0,0,0,0,0,0,null,null,null,null,14,{"$f":"SUM(CR107,CR257,CR407,CR557,CR707)","v":0},0,0,0,0,0,0,0,0,0,0,0,"-",null,14,{"$f":"SUM(DG107,DG257,DG407,DG557,DG707)","v":0},0,0,0,0,0,0,0,0,0,0,0,"-",null,14,{"$f":"SUM(DV107,DV257,DV407,DV557,DV707)","v":0},0,0,0,0,0,0,0,0,0,0,0,"-",null,null,14,{"$f":"SUM(EL107,EL257,EL407,EL557,EL707)","v":0},0,0,0,0,0,0,0,0,0,0,0,null,null,14,{"$f":"SUM(FA107,FA257,FA407,FA557,FA707)","v":0},0,0,0,0,0,0,0,0,0,0,0,null,null,14,{"$f":"SUM(FP107,FP257,FP407,FP557,FP707)","v":0},0,0,0,0,0,0,0,0,0,0,0,null,null,null,null,null,14,0,0,0,0,0,0,0,0,0,0,0,0,"-",null,14,0,0,0,0,0,0,0,0,0,0,0,0,"-",null,14,0,0,0,0,0,0,0,0,0,0,0,0,"-",null,null,14,0,0,0,0,0,0,0,0,0,0,0,0,null,null,14,0,0,0,0,0,0,0,0,0,0,0,0,null,null,14,0,0,0,0,0,0,0,0,0,0,0,0]
[null,15,{"$f":"SUM(C108,C258,C408,C558,C708)","v":0},0,0,0,0,0,0,0,0,0,0,0,"-",null,15,{"$f":"SUM(R108,R258,R408,R558,R708)","v":0},0,0,0,0,0,0,0,0,0,0,0,"-",null,15,{"$f":"SUM(AG108,AG258,AG408,AG558,AG708)","v":0},0,0,0,0,0,0,0,0,0,0,0,"-",null,null,15,{"$f":"SUM(AW108,AW258,AW408,AW558,AW708)","v":0},0,0,0,0,0,0,0,0,0,0,0,null,null,15,{"$f":"SUM(BL108,BL258,BL408,BL558,BL708)","v":0},0,0,0,0,0,0,0,0,0,0,0,null,null,15,{"$f":"SUM(CA108,CA258,CA408,CA558,CA708)","v":0},0,0,0,0,0,0,0,0,0,0,0,null,null,null,null,15,{"$f":"SUM(CR108,CR258,CR408,CR558,CR708)","v":0},0,0,0,0,0,0,0,0,0,0,0,"-",null,15,{"$f":"SUM(DG108,DG258,DG408,DG558,DG708)","v":0},0,0,0,0,0,0,0,0,0,0,0,"-",null,15,{"$f":"SUM(DV108,DV258,DV408,DV558,DV708)","v":0},0,0,0,0,0,0,0,0,0,0,0,"-",null,null,15,{"$f":"SUM(EL108,EL258,EL408,EL558,EL708)","v":0},0,0,0,0,0,0,0,0,0,0,0,null,null,15,{"$f":"SUM(FA108,FA258,FA408,FA558,FA708)","v":0},0,0,0,0,0,0,0,0,0,0,0,null,null,15,{"$f":"SUM(FP108,FP258,FP408,FP558,FP708)","v":0},0,0,0,0,0,0,0,0,0,0,0,null,null,null,null,null,15,0,0,0,0,0,0,0,0,0,0,0,0,"-",null,15,0,0,0,0,0,0,0,0,0,0,0,0,"-",null,15,0,0,0,0,0,0,0,0,0,0,0,0,"-",null,null,15,0,0,0,0,0,0,0,0,0,0,0,0,null,null,15,0,0,0,0,0,0,0,0,0,0,0,0,null,null,15,0,0,0,0,0,0,0,0,0,0,0,0]
[null,16,{"$f":"SUM(C109,C259,C409,C559,C709)","v":0},0,0,0,0,0,0,0,0,0,0,0,"-",null,16,{"$f":"SUM(R109,R259,R409,R559,R709)","v":0},0,0,0,0,0,0,0,0,0,0,0,"-",null,16,{"$f":"SUM(AG109,AG259,AG409,AG559,AG709)","v":0},0,0,0,0,0,0,0,0,0,0,0,"-",null,null,16,{"$f":"SUM(AW109,AW259,AW409,AW559,AW709)","v":0},0,0,0,0,0,0,0,0,0,0,0,null,null,16,{"$f":"SUM(BL109,BL259,BL409,BL559,BL709)","v":0},0,0,0,0,0,0,0,0,0,0,0,null,null,16,{"$f":"SUM(CA109,CA259,CA409,CA559,CA709)","v":0},0,0,0,0,0,0,0,0,0,0,0,null,null,null,null,16,{"$f":"SUM(CR109,CR259,CR409,CR559,CR709)","v":0},0,0,0,0,0,0,0,0,0,0,0,"-",null,16,{"$f":"SUM(DG109,DG259,DG409,DG559,DG709)","v":0},0,0,0,0,0,0,0,0,0,0,0,"-",null,16,{"$f":"SUM(DV109,DV259,DV409,DV559,DV709)","v":0},0,0,0,0,0,0,0,0,0,0,0,"-",null,null,16,{"$f":"SUM(EL109,EL259,EL409,EL559,EL709)","v":0},0,0,0,0,0,0,0,0,0,0,0,null,null,16,{"$f":"SUM(FA109,FA259,FA409,FA559,FA709)","v":0},0,0,0,0,0,0,0,0,0,0,0,null,null,16,{"$f":"SUM(FP109,FP259,FP409,FP559,FP709)","v":0},0,0,0,0,0,0,0,0,0,0,0,null,null,null,null,null,16,0,0,0,0,0,0,0,0,0,0,0,0,"-",null,16,0,0,0,0,0,0,0,0,0,0,0,0,"-",null,16,0,0,0,0,0,0,0,0,0,0,0,0,"-",null,null,16,0,0,0,0,0,0,0,0,0,0,0,0,null,null,16,0,0,0,0,0,0,0,0,0,0,0,0,null,null,16,0,0,0,0,0,0,0,0,0,0,0,0]
[null,17,{"$f":"SUM(C110,C260,C410,C560,C710)","v":0},0,0,0,0,0,0,0,0,0,0,0,"-",null,17,{"$f":"SUM(R110,R260,R410,R560,R710)","v":0},0,0,0,0,0,0,0,0,0,0,0,"-",null,17,{"$f":"SUM(AG110,AG260,AG410,AG560,AG710)","v":0},0,0,0,0,0,0,0,0,0,0,0,"-",null,null,17,{"$f":"SUM(AW110,AW260,AW410,AW560,AW710)","v":0},0,0,0,0,0,0,0,0,0,0,0,null,null,17,{"$f":"SUM(BL110,BL260,BL410,BL560,BL710)","v":0},0,0,0,0,0,0,0,0,0,0,0,null,null,17,{"$f":"SUM(CA110,CA260,CA410,CA560,CA710)","v":0},0,0,0,0,0,0,0,0,0,0,0,null,null,null,null,17,{"$f":"SUM(CR110,CR260,CR410,CR560,CR710)","v":0},0,0,0,0,0,0,0,0,0,0,0,"-",null,17,{"$f":"SUM(DG110,DG260,DG410,DG560,DG710)","v":0},0,0,0,0,0,0,0,0,0,0,0,"-",null,17,{"$f":"SUM(DV110,DV260,DV410,DV560,DV710)","v":0},0,0,0,0,0,0,0,0,0,0,0,"-",null,null,17,{"$f":"SUM(EL110,EL260,EL410,EL560,EL710)","v":0},0,0,0,0,0,0,0,0,0,0,0,null,null,17,{"$f":"SUM(FA110,FA260,FA410,FA560,FA710)","v":0},0,0,0,0,0,0,0,0,0,0,0,null,null,17,{"$f":"SUM(FP110,FP260,FP410,FP560,FP710)","v":0},0,0,0,0,0,0,0,0,0,0,0,null,null,null,null,null,17,0,0,0,0,0,0,0,0,0,0,0,0,"-",null,17,0,0,0,0,0,0,0,0,0,0,0,0,"-",null,17,0,0,0,0,0,0,0,0,0,0,0,0,"-",null,null,17,0,0,0,0,0,0,0,0,0,0,0,0,null,null,17,0,0,0,0,0,0,0,0,0,0,0,0,null,null,17,0,0,0,0,0,0,0,0,0,0,0,0]
[null,18,{"$f":"SUM(C111,C261,C411,C561,C711)","v":0},0,0,0,0,0,0,0,0,0,0,0,"-",null,18,{"$f":"SUM(R111,R261,R411,R561,R711)","v":0},0,0,0,0,0,0,0,0,0,0,0,"-",null,18,{"$f":"SUM(AG111,AG261,AG411,AG561,AG711)","v":0},0,0,0,0,0,0,0,0,0,0,0,"-",null,null,18,{"$f":"SUM(AW111,AW261,AW411,AW561,AW711)","v":0},0,0,0,0,0,0,0,0,0,0,0,null,null,18,{"$f":"SUM(BL111,BL261,BL411,BL561,BL711)","v":0},0,0,0,0,0,0,0,0,0,0,0,null,null,18,{"$f":"SUM(CA111,CA261,CA411,CA561,CA711)","v":0},0,0,0,0,0,0,0,0,0,0,0,null,null,null,null,18,{"$f":"SUM(CR111,CR261,CR411,CR561,CR711)","v":0},0,0,0,0,0,0,0,0,0,0,0,"-",null,18,{"$f":"SUM(DG111,DG261,DG411,DG561,DG711)","v":0},0,0,0,0,0,0,0,0,0,0,0,"-",null,18,{"$f":"SUM(DV111,DV261,DV411,DV561,DV711)","v":0},0,0,0,0,0,0,0,0,0,0,0,"-",null,null,18,{"$f":"SUM(EL111,EL261,EL411,EL561,EL711)","v":0},0,0,0,0,0,0,0,0,0,0,0,null,null,18,{"$f":"SUM(FA111,FA261,FA411,FA561,FA711)","v":0},0,0,0,0,0,0,0,0,0,0,0,null,null,18,{"$f":"SUM(FP111,FP261,FP411,FP561,FP711)","v":0},0,0,0,0,0,0,0,0,0,0,0,null,null,null,null,null,18,0,0,0,0,0,0,0,0,0,0,0,0,"-",null,18,0,0,0,0,0,0,0,0,0,0,0,0,"-",null,18,0,0,0,0,0,0,0,0,0,0,0,0,"-",null,null,18,0,0,0,0,0,0,0,0,0,0,0,0,null,null,18,0,0,0,0,0,0,0,0,0,0,0,0,null,null,18,0,0,0,0,0,0,0,0,0,0,0,0]
[null,19,{"$f":"SUM(C112,C262,C412,C562,C712)","v":0},0,0,0,0,0,0,0,0,0,0,0,"-",null,19,{"$f":"SUM(R112,R262,R412,R562,R712)","v":0},0,0,0,0,0,0,0,0,0,0,0,"-",null,19,{"$f":"SUM(AG112,AG262,AG412,AG562,AG712)","v":0},0,0,0,0,0,0,0,0,0,0,0,"-",null,null,19,{"$f":"SUM(AW112,AW262,AW412,AW562,AW712)","v":0},0,0,0,0,0,0,0,0,0,0,0,null,null,19,{"$f":"SUM(BL112,BL262,BL412,BL562,BL712)","v":0},0,0,0,0,0,0,0,0,0,0,0,null,null,19,{"$f":"SUM(CA112,CA262,CA412,CA562,CA712)","v":0},0,0,0,0,0,0,0,0,0,0,0,null,null,null,null,19,{"$f":"SUM(CR112,CR262,CR412,CR562,CR712)","v":0},0,0,0,0,0,0,0,0,0,0,0,"-",null,19,{"$f":"SUM(DG112,DG262,DG412,DG562,DG712)","v":0},0,0,0,0,0,0,0,0,0,0,0,"-",null,19,{"$f":"SUM(DV112,DV262,DV412,DV562,DV712)","v":0},0,0,0,0,0,0,0,0,0,0,0,"-",null,null,19,{"$f":"SUM(EL112,EL262,EL412,EL562,EL712)","v":0},0,0,0,0,0,0,0,0,0,0,0,null,null,19,{"$f":"SUM(FA112,FA262,FA412,FA562,FA712)","v":0},0,0,0,0,0,0,0,0,0,0,0,null,null,19,{"$f":"SUM(FP112,FP262,FP412,FP562,FP712)","v":0},0,0,0,0,0,0,0,0,0,0,0,null,null,null,null,null,19,0,0,0,0,0,0,0,0,0,0,0,0,"-",null,19,0,0,0,0,0,0,0,0,0,0,0,0,"-",null,19,0,0,0,0,0,0,0,0,0,0,0,0,"-",null,null,19,0,0,0,0,0,0,0,0,0,0,0,0,null,null,19,0,0,0,0,0,0,0,0,0,0,0,0,null,null,19,0,0,0,0,0,0,0,0,0,0,0,0]
[null,20,{"$f":"SUM(C113,C263,C413,C563,C713)","v":0},0,0,0,0,0,0,0,0,0,0,0,"-",null,20,{"$f":"SUM(R113,R263,R413,R563,R713)","v":0},0,0,0,0,0,0,0,0,0,0,0,"-",null,20,{"$f":"SUM(AG113,AG263,AG413,AG563,AG713)","v":0},0,0,0,0,0,0,0,0,0,0,0,"-",null,null,20,{"$f":"SUM(AW113,AW263,AW413,AW563,AW713)","v":0},0,0,0,0,0,0,0,0,0,0,0,null,null,20,{"$f":"SUM(BL113,BL263,BL413,BL563,BL713)","v":0},0,0,0,0,0,0,0,0,0,0,0,null,null,20,{"$f":"SUM(CA113,CA263,CA413,CA563,CA713)","v":0},0,0,0,0,0,0,0,0,0,0,0,null,null,null,null,20,{"$f":"SUM(CR113,CR263,CR413,CR563,CR713)","v":0},0,0,0,0,0,0,0,0,0,0,0,"-",null,20,{"$f":"SUM(DG113,DG263,DG413,DG563,DG713)","v":0},0,0,0,0,0,0,0,0,0,0,0,"-",null,20,{"$f":"SUM(DV113,DV263,DV413,DV563,DV713)","v":0},0,0,0,0,0,0,0,0,0,0,0,"-",null,null,20,{"$f":"SUM(EL113,EL263,EL413,EL563,EL713)","v":0},0,0,0,0,0,0,0,0,0,0,0,null,null,20,{"$f":"SUM(FA113,FA263,FA413,FA563,FA713)","v":0},0,0,0,0,0,0,0,0,0,0,0,null,null,20,{"$f":"SUM(FP113,FP263,FP413,FP563,FP713)","v":0},0,0,0,0,0,0,0,0,0,0,0,null,null,null,null,null,20,0,0,0,0,0,0,0,0,0,0,0,0,"-",null,20,0,0,0,0,0,0,0,0,0,0,0,0,"-",null,20,0,0,0,0,0,0,0,0,0,0,0,0,"-",null,null,20,0,0,0,0,0,0,0,0,0,0,0,0,null,null,20,0,0,0,0,0,0,0,0,0,0,0,0,null,null,20,0,0,0,0,0,0,0,0,0,0,0,0]
[null,21,{"$f":"SUM(C114,C264,C414,C564,C714)","v":0},0,0,0,0,0,0,0,0,0,0,0,"-",null,21,{"$f":"SUM(R114,R264,R414,R564,R714)","v":0},0,0,0,0,0,0,0,0,0,0,0,"-",null,21,{"$f":"SUM(AG114,AG264,AG414,AG564,AG714)","v":0},0,0,0,0,0,0,0,0,0,0,0,"-",null,null,21,{"$f":"SUM(AW114,AW264,AW414,AW564,AW714)","v":0},0,0,0,0,0,0,0,0,0,0,0,null,null,21,{"$f":"SUM(BL114,BL264,BL414,BL564,BL714)","v":0},0,0,0,0,0,0,0,0,0,0,0,null,null,21,{"$f":"SUM(CA114,CA264,CA414,CA564,CA714)","v":0},0,0,0,0,0,0,0,0,0,0,0,null,null,null,null,21,{"$f":"SUM(CR114,CR264,CR414,CR564,CR714)","v":0},0,0,0,0,0,0,0,0,0,0,0,"-",null,21,{"$f":"SUM(DG114,DG264,DG414,DG564,DG714)","v":0},0,0,0,0,0,0,0,0,0,0,0,"-",null,21,{"$f":"SUM(DV114,DV264,DV414,DV564,DV714)","v":0},0,0,0,0,0,0,0,0,0,0,0,"-",null,null,21,{"$f":"SUM(EL114,EL264,EL414,EL564,EL714)","v":0},0,0,0,0,0,0,0,0,0,0,0,null,null,21,{"$f":"SUM(FA114,FA264,FA414,FA564,FA714)","v":0},0,0,0,0,0,0,0,0,0,0,0,null,null,21,{"$f":"SUM(FP114,FP264,FP414,FP564,FP714)","v":0},0,0,0,0,0,0,0,0,0,0,0,null,null,null,null,null,21,0,0,0,0,0,0,0,0,0,0,0,0,"-",null,21,0,0,0,0,0,0,0,0,0,0,0,0,"-",null,21,0,0,0,0,0,0,0,0,0,0,0,0,"-",null,null,21,0,0,0,0,0,0,0,0,0,0,0,0,null,null,21,0,0,0,0,0,0,0,0,0,0,0,0,null,null,21,0,0,0,0,0,0,0,0,0,0,0,0]
[null,22,{"$f":"SUM(C115,C265,C415,C565,C715)","v":0},0,0,0,0,0,0,0,0,0,0,0,"-",null,22,{"$f":"SUM(R115,R265,R415,R565,R715)","v":0},0,0,0,0,0,0,0,0,0,0,0,"-",null,22,{"$f":"SUM(AG115,AG265,AG415,AG565,AG715)","v":0},0,0,0,0,0,0,0,0,0,0,0,"-",null,null,22,{"$f":"SUM(AW115,AW265,AW415,AW565,AW715)","v":0},0,0,0,0,0,0,0,0,0,0,0,null,null,22,{"$f":"SUM(BL115,BL265,BL415,BL565,BL715)","v":0},0,0,0,0,0,0,0,0,0,0,0,null,null,22,{"$f":"SUM(CA115,CA265,CA415,CA565,CA715)","v":0},0,0,0,0,0,0,0,0,0,0,0,null,null,null,null,22,{"$f":"SUM(CR115,CR265,CR415,CR565,CR715)","v":0},0,0,0,0,0,0,0,0,0,0,0,"-",null,22,{"$f":"SUM(DG115,DG265,DG415,DG565,DG715)","v":0},0,0,0,0,0,0,0,0,0,0,0,"-",null,22,{"$f":"SUM(DV115,DV265,DV415,DV565,DV715)","v":0},0,0,0,0,0,0,0,0,0,0,0,"-",null,null,22,{"$f":"SUM(EL115,EL265,EL415,EL565,EL715)","v":0},0,0,0,0,0,0,0,0,0,0,0,null,null,22,{"$f":"SUM(FA115,FA265,FA415,FA565,FA715)","v":0},0,0,0,0,0,0,0,0,0,0,0,null,null,22,{"$f":"SUM(FP115,FP265,FP415,FP565,FP715)","v":0},0,0,0,0,0,0,0,0,0,0,0,null,null,null,null,null,22,0,0,0,0,0,0,0,0,0,0,0,0,"-",null,22,0,0,0,0,0,0,0,0,0,0,0,0,"-",null,22,0,0,0,0,0,0,0,0,0,0,0,0,"-",null,null,22,0,0,0,0,0,0,0,0,0,0,0,0,null,null,22,0,0,0,0,0,0,0,0,0,0,0,0,null,null,22,0,0,0,0,0,0,0,0,0,0,0,0]
[null,23,{"$f":"SUM(C116,C266,C416,C566,C716)","v":0},0,0,0,0,0,0,0,0,0,0,0,"-",null,23,{"$f":"SUM(R116,R266,R416,R566,R716)","v":0},0,0,0,0,0,0,0,0,0,0,0,"-",null,23,{"$f":"SUM(AG116,AG266,AG416,AG566,AG716)","v":0},0,0,0,0,0,0,0,0,0,0,0,"-",null,null,23,{"$f":"SUM(AW116,AW266,AW416,AW566,AW716)","v":0},0,0,0,0,0,0,0,0,0,0,0,null,null,23,{"$f":"SUM(BL116,BL266,BL416,BL566,BL716)","v":0},0,0,0,0,0,0,0,0,0,0,0,null,null,23,{"$f":"SUM(CA116,CA266,CA416,CA566,CA716)","v":0},0,0,0,0,0,0,0,0,0,0,0,null,null,null,null,23,{"$f":"SUM(CR116,CR266,CR416,CR566,CR716)","v":0},0,0,0,0,0,0,0,0,0,0,0,"-",null,23,{"$f":"SUM(DG116,DG266,DG416,DG566,DG716)","v":0},0,0,0,0,0,0,0,0,0,0,0,"-",null,23,{"$f":"SUM(DV116,DV266,DV416,DV566,DV716)","v":0},0,0,0,0,0,0,0,0,0,0,0,"-",null,null,23,{"$f":"SUM(EL116,EL266,EL416,EL566,EL716)","v":0},0,0,0,0,0,0,0,0,0,0,0,null,null,23,{"$f":"SUM(FA116,FA266,FA416,FA566,FA716)","v":0},0,0,0,0,0,0,0,0,0,0,0,null,null,23,{"$f":"SUM(FP116,FP266,FP416,FP566,FP716)","v":0},0,0,0,0,0,0,0,0,0,0,0,null,null,null,null,null,23,0,0,0,0,0,0,0,0,0,0,0,0,"-",null,23,0,0,0,0,0,0,0,0,0,0,0,0,"-",null,23,0,0,0,0,0,0,0,0,0,0,0,0,"-",null,null,23,0,0,0,0,0,0,0,0,0,0,0,0,null,null,23,0,0,0,0,0,0,0,0,0,0,0,0,null,null,23,0,0,0,0,0,0,0,0,0,0,0,0]
[null,"MJ/日",{"$f":"SUM(C842:C865)","v":0},{"$f":"SUM(D842:D865)","v":0},{"$f":"SUM(E842:E865)","v":0},{"$f":"SUM(F842:F865)","v":0},{"$f":"SUM(G842:G865)","v":0},{"$f":"SUM(H842:H865)","v":0},{"$f":"SUM(I842:I865)","v":0},{"$f":"SUM(J842:J865)","v":0},{"$f":"SUM(K842:K865)","v":0},{"$f":"SUM(L842:L865)","v":0},{"$f":"SUM(M842:M865)","v":0},{"$f":"SUM(N842:N865)","v":0},"-",null,"MJ/日",{"$f":"SUM(R842:R865)","v":0},{"$f":"SUM(S842:S865)","v":0},{"$f":"SUM(T842:T865)","v":0},{"$f":"SUM(U842:U865)","v":0},{"$f":"SUM(V842:V865)","v":0},{"$f":"SUM(W842:W865)","v":0},{"$f":"SUM(X842:X865)","v":0},{"$f":"SUM(Y842:Y865)","v":0},{"$f":"SUM(Z842:Z865)","v":0},{"$f":"SUM(AA842:AA865)","v":0},{"$f":"SUM(AB842:AB865)","v":0},{"$f":"SUM(AC842:AC865)","v":0},"-",null,"MJ/日",{"$f":"SUM(AG842:AG865)","v":0},{"$f":"SUM(AH842:AH865)","v":0},{"$f":"SUM(AI842:AI865)","v":0},{"$f":"SUM(AJ842:AJ865)","v":0},{"$f":"SUM(AK842:AK865)","v":0},{"$f":"SUM(AL842:AL865)","v":0},{"$f":"SUM(AM842:AM865)","v":0},{"$f":"SUM(AN842:AN865)","v":0},{"$f":"SUM(AO842:AO865)","v":0},{"$f":"SUM(AP842:AP865)","v":0},{"$f":"SUM(AQ842:AQ865)","v":0},{"$f":"SUM(AR842:AR865)","v":0},"-",null,null,"MJ/日",{"$f":"SUM(AW842:AW865)","v":0},{"$f":"SUM(AX842:AX865)","v":0},{"$f":"SUM(AY842:AY865)","v":0},{"$f":"SUM(AZ842:AZ865)","v":0},{"$f":"SUM(BA842:BA865)","v":0},{"$f":"SUM(BB842:BB865)","v":0},{"$f":"SUM(BC842:BC865)","v":0},{"$f":"SUM(BD842:BD865)","v":0},{"$f":"SUM(BE842:BE865)","v":0},{"$f":"SUM(BF842:BF865)","v":0},{"$f":"SUM(BG842:BG865)","v":0},{"$f":"SUM(BH842:BH865)","v":0},null,null,"MJ/日",{"$f":"SUM(BL842:BL865)","v":0},{"$f":"SUM(BM842:BM865)","v":0},{"$f":"SUM(BN842:BN865)","v":0},{"$f":"SUM(BO842:BO865)","v":0},{"$f":"SUM(BP842:BP865)","v":0},{"$f":"SUM(BQ842:BQ865)","v":0},{"$f":"SUM(BR842:BR865)","v":0},{"$f":"SUM(BS842:BS865)","v":0},{"$f":"SUM(BT842:BT865)","v":0},{"$f":"SUM(BU842:BU865)","v":0},{"$f":"SUM(BV842:BV865)","v":0},{"$f":"SUM(BW842:BW865)","v":0},null,null,"MJ/日",{"$f":"SUM(CA842:CA865)","v":0},{"$f":"SUM(CB842:CB865)","v":0},{"$f":"SUM(CC842:CC865)","v":0},{"$f":"SUM(CD842:CD865)","v":0},{"$f":"SUM(CE842:CE865)","v":0},{"$f":"SUM(CF842:CF865)","v":0},{"$f":"SUM(CG842:CG865)","v":0},{"$f":"SUM(CH842:CH865)","v":0},{"$f":"SUM(CI842:CI865)","v":0},{"$f":"SUM(CJ842:CJ865)","v":0},{"$f":"SUM(CK842:CK865)","v":0},{"$f":"SUM(CL842:CL865)","v":0},null,null,null,null,"MJ/日",{"$f":"SUM(CR842:CR865)","v":0},{"$f":"SUM(CS842:CS865)","v":0},{"$f":"SUM(CT842:CT865)","v":0},{"$f":"SUM(CU842:CU865)","v":0},{"$f":"SUM(CV842:CV865)","v":0},{"$f":"SUM(CW842:CW865)","v":0},{"$f":"SUM(CX842:CX865)","v":0},{"$f":"SUM(CY842:CY865)","v":0},{"$f":"SUM(CZ842:CZ865)","v":0},{"$f":"SUM(DA842:DA865)","v":0},{"$f":"SUM(DB842:DB865)","v":0},{"$f":"SUM(DC842:DC865)","v":0},"-",null,"MJ/日",{"$f":"SUM(DG842:DG865)","v":0},{"$f":"SUM(DH842:DH865)","v":0},{"$f":"SUM(DI842:DI865)","v":0},{"$f":"SUM(DJ842:DJ865)","v":0},{"$f":"SUM(DK842:DK865)","v":0},{"$f":"SUM(DL842:DL865)","v":0},{"$f":"SUM(DM842:DM865)","v":0},{"$f":"SUM(DN842:DN865)","v":0},{"$f":"SUM(DO842:DO865)","v":0},{"$f":"SUM(DP842:DP865)","v":0},{"$f":"SUM(DQ842:DQ865)","v":0},{"$f":"SUM(DR842:DR865)","v":0},"-",null,"MJ/日",{"$f":"SUM(DV842:DV865)","v":0},{"$f":"SUM(DW842:DW865)","v":0},{"$f":"SUM(DX842:DX865)","v":0},{"$f":"SUM(DY842:DY865)","v":0},{"$f":"SUM(DZ842:DZ865)","v":0},{"$f":"SUM(EA842:EA865)","v":0},{"$f":"SUM(EB842:EB865)","v":0},{"$f":"SUM(EC842:EC865)","v":0},{"$f":"SUM(ED842:ED865)","v":0},{"$f":"SUM(EE842:EE865)","v":0},{"$f":"SUM(EF842:EF865)","v":0},{"$f":"SUM(EG842:EG865)","v":0},"-",null,null,"MJ/日",{"$f":"SUM(EL842:EL865)","v":0},{"$f":"SUM(EM842:EM865)","v":0},{"$f":"SUM(EN842:EN865)","v":0},{"$f":"SUM(EO842:EO865)","v":0},{"$f":"SUM(EP842:EP865)","v":0},{"$f":"SUM(EQ842:EQ865)","v":0},{"$f":"SUM(ER842:ER865)","v":0},{"$f":"SUM(ES842:ES865)","v":0},{"$f":"SUM(ET842:ET865)","v":0},{"$f":"SUM(EU842:EU865)","v":0},{"$f":"SUM(EV842:EV865)","v":0},{"$f":"SUM(EW842:EW865)","v":0},null,null,"MJ/日",{"$f":"SUM(FA842:FA865)","v":0},{"$f":"SUM(FB842:FB865)","v":0},{"$f":"SUM(FC842:FC865)","v":0},{"$f":"SUM(FD842:FD865)","v":0},{"$f":"SUM(FE842:FE865)","v":0},{"$f":"SUM(FF842:FF865)","v":0},{"$f":"SUM(FG842:FG865)","v":0},{"$f":"SUM(FH842:FH865)","v":0},{"$f":"SUM(FI842:FI865)","v":0},{"$f":"SUM(FJ842:FJ865)","v":0},{"$f":"SUM(FK842:FK865)","v":0},{"$f":"SUM(FL842:FL865)","v":0},null,null,"MJ/日",{"$f":"SUM(FP842:FP865)","v":0},{"$f":"SUM(FQ842:FQ865)","v":0},{"$f":"SUM(FR842:FR865)","v":0},{"$f":"SUM(FS842:FS865)","v":0},{"$f":"SUM(FT842:FT865)","v":0},{"$f":"SUM(FU842:FU865)","v":0},{"$f":"SUM(FV842:FV865)","v":0},{"$f":"SUM(FW842:FW865)","v":0},{"$f":"SUM(FX842:FX865)","v":0},{"$f":"SUM(FY842:FY865)","v":0},{"$f":"SUM(FZ842:FZ865)","v":0},{"$f":"SUM(GA842:GA865)","v":0},null,null,null,null,null,"MJ/日",{"$f":"SUM(GH842:GH865)","v":0},{"$f":"SUM(GI842:GI865)","v":0},{"$f":"SUM(GJ842:GJ865)","v":0},{"$f":"SUM(GK842:GK865)","v":0},{"$f":"SUM(GL842:GL865)","v":0},{"$f":"SUM(GM842:GM865)","v":0},{"$f":"SUM(GN842:GN865)","v":0},{"$f":"SUM(GO842:GO865)","v":0},{"$f":"SUM(GP842:GP865)","v":0},{"$f":"SUM(GQ842:GQ865)","v":0},{"$f":"SUM(GR842:GR865)","v":0},{"$f":"SUM(GS842:GS865)","v":0},"-",null,"MJ/日",{"$f":"SUM(GW842:GW865)","v":0},{"$f":"SUM(GX842:GX865)","v":0},{"$f":"SUM(GY842:GY865)","v":0},{"$f":"SUM(GZ842:GZ865)","v":0},{"$f":"SUM(HA842:HA865)","v":0},{"$f":"SUM(HB842:HB865)","v":0},{"$f":"SUM(HC842:HC865)","v":0},{"$f":"SUM(HD842:HD865)","v":0},{"$f":"SUM(HE842:HE865)","v":0},{"$f":"SUM(HF842:HF865)","v":0},{"$f":"SUM(HG842:HG865)","v":0},{"$f":"SUM(HH842:HH865)","v":0},"-",null,"MJ/日",{"$f":"SUM(HL842:HL865)","v":0},{"$f":"SUM(HM842:HM865)","v":0},{"$f":"SUM(HN842:HN865)","v":0},{"$f":"SUM(HO842:HO865)","v":0},{"$f":"SUM(HP842:HP865)","v":0},{"$f":"SUM(HQ842:HQ865)","v":0},{"$f":"SUM(HR842:HR865)","v":0},{"$f":"SUM(HS842:HS865)","v":0},{"$f":"SUM(HT842:HT865)","v":0},{"$f":"SUM(HU842:HU865)","v":0},{"$f":"SUM(HV842:HV865)","v":0},{"$f":"SUM(HW842:HW865)","v":0},"-",null,null,"MJ/日",{"$f":"SUM(IB842:IB865)","v":0},{"$f":"SUM(IC842:IC865)","v":0},{"$f":"SUM(ID842:ID865)","v":0},{"$f":"SUM(IE842:IE865)","v":0},{"$f":"SUM(IF842:IF865)","v":0},{"$f":"SUM(IG842:IG865)","v":0},{"$f":"SUM(IH842:IH865)","v":0},{"$f":"SUM(II842:II865)","v":0},{"$f":"SUM(IJ842:IJ865)","v":0},{"$f":"SUM(IK842:IK865)","v":0},{"$f":"SUM(IL842:IL865)","v":0},{"$f":"SUM(IM842:IM865)","v":0},null,null,"MJ/日",{"$f":"SUM(IQ842:IQ865)","v":0},{"$f":"SUM(IR842:IR865)","v":0},{"$f":"SUM(IS842:IS865)","v":0},{"$f":"SUM(IT842:IT865)","v":0},{"$f":"SUM(IU842:IU865)","v":0},{"$f":"SUM(IV842:IV865)","v":0},{"$f":"SUM(IW842:IW865)","v":0},{"$f":"SUM(IX842:IX865)","v":0},{"$f":"SUM(IY842:IY865)","v":0},{"$f":"SUM(IZ842:IZ865)","v":0},{"$f":"SUM(JA842:JA865)","v":0},{"$f":"SUM(JB842:JB865)","v":0},null,null,"MJ/日",{"$f":"SUM(JF842:JF865)","v":0},{"$f":"SUM(JG842:JG865)","v":0},{"$f":"SUM(JH842:JH865)","v":0},{"$f":"SUM(JI842:JI865)","v":0},{"$f":"SUM(JJ842:JJ865)","v":0},{"$f":"SUM(JK842:JK865)","v":0},{"$f":"SUM(JL842:JL865)","v":0},{"$f":"SUM(JM842:JM865)","v":0},{"$f":"SUM(JN842:JN865)","v":0},{"$f":"SUM(JO842:JO865)","v":0},{"$f":"SUM(JP842:JP865)","v":0},{"$f":"SUM(JQ842:JQ865)","v":0}]
[null,"日",{"$f":"DB!$H$3","v":20},{"$f":"DB!$I$3","v":20},{"$f":"DB!$J$3","v":22},{"$f":"DB!$K$3","v":20},{"$f":"DB!$L$3","v":20},{"$f":"DB!$M$3","v":22},{"$f":"DB!$N$3","v":20},{"$f":"DB!$O$3","v":23},{"$f":"DB!$P$3","v":20},{"$f":"DB!$Q$3","v":21},{"$f":"DB!$R$3","v":20},{"$f":"DB!$S$3","v":21},{"$f":"SUM(C867:N867)","v":249},null,"日",{"$f":"DB!$H$4","v":4},{"$f":"DB!$I$4","v":3},{"$f":"DB!$J$4","v":4},{"$f":"DB!$K$4","v":4},{"$f":"DB!$L$4","v":4},{"$f":"DB!$M$4","v":4},{"$f":"DB!$N$4","v":5},{"$f":"DB!$O$4","v":4},{"$f":"DB!$P$4","v":4},{"$f":"DB!$Q$4","v":4},{"$f":"DB!$R$4","v":4},{"$f":"DB!$S$4","v":4},{"$f":"SUM(R867:AC867)","v":48},null,"日",{"$f":"DB!$H$5","v":7},{"$f":"DB!$I$5","v":5},{"$f":"DB!$J$5","v":5},{"$f":"DB!$K$5","v":6},{"$f":"DB!$L$5","v":7},{"$f":"DB!$M$5","v":4},{"$f":"DB!$N$5","v":6},{"$f":"DB!$O$5","v":4},{"$f":"DB!$P$5","v":6},{"$f":"DB!$Q$5","v":6},{"$f":"DB!$R$5","v":6},{"$f":"DB!$S$5","v":6},{"$f":"SUM(AG867:AR867)","v":68},null,null,null,null,null,null,null,null,null,null,null,null,null,null,null,null,null,null,null,null,null,null,null,null,null,null,null,null,null,null,null,null,null,null,null,null,null,null,null,null,null,null,null,null,null,null,null,null,null,"日",{"$f":"DB!$H$3","v":20},{"$f":"DB!$I$3","v":20},{"$f":"DB!$J$3","v":22},{"$f":"DB!$K$3","v":20},{"$f":"DB!$L$3","v":20},{"$f":"DB!$M$3","v":22},{"$f":"DB!$N$3","v":20},{"$f":"DB!$O$3","v":23},{"$f":"DB!$P$3","v":20},{"$f":"DB!$Q$3","v":21},{"$f":"DB!$R$3","v":20},{"$f":"DB!$S$3","v":21},{"$f":"SUM(CR867:DC867)","v":249},null,"日",{"$f":"DB!$H$4","v":4},{"$f":"DB!$I$4","v":3},{"$f":"DB!$J$4","v":4},{"$f":"DB!$K$4","v":4},{"$f":"DB!$L$4","v":4},{"$f":"DB!$M$4","v":4},{"$f":"DB!$N$4","v":5},{"$f":"DB!$O$4","v":4},{"$f":"DB!$P$4","v":4},{"$f":"DB!$Q$4","v":4},{"$f":"DB!$R$4","v":4},{"$f":"DB!$S$4","v":4},{"$f":"SUM(DG867:DR867)","v":48},null,"日",{"$f":"DB!$H$5","v":7},{"$f":"DB!$I$5","v":5},{"$f":"DB!$J$5","v":5},{"$f":"DB!$K$5","v":6},{"$f":"DB!$L$5","v":7},{"$f":"DB!$M$5","v":4},{"$f":"DB!$N$5","v":6},{"$f":"DB!$O$5","v":4},{"$f":"DB!$P$5","v":6},{"$f":"DB!$Q$5","v":6},{"$f":"DB!$R$5","v":6},{"$f":"DB!$S$5","v":6},{"$f":"SUM(DV867:EG867)","v":68},null,null,null,null,null,null,null,null,null,null,null,null,null,null,null,null,null,null,null,null,null,null,null,null,null,null,null,null,null,null,null,null,null,null,null,null,null,null,null,null,null,null,null,null,null,null,null,null,null,null,"日",{"$f":"DB!$H$3","v":20},{"$f":"DB!$I$3","v":20},{"$f":"DB!$J$3","v":22},{"$f":"DB!$K$3","v":20},{"$f":"DB!$L$3","v":20},{"$f":"DB!$M$3","v":22},{"$f":"DB!$N$3","v":20},{"$f":"DB!$O$3","v":23},{"$f":"DB!$P$3","v":20},{"$f":"DB!$Q$3","v":21},{"$f":"DB!$R$3","v":20},{"$f":"DB!$S$3","v":21},{"$f":"SUM(GH867:GS867)","v":249},null,"日",{"$f":"DB!$H$4","v":4},{"$f":"DB!$I$4","v":3},{"$f":"DB!$J$4","v":4},{"$f":"DB!$K$4","v":4},{"$f":"DB!$L$4","v":4},{"$f":"DB!$M$4","v":4},{"$f":"DB!$N$4","v":5},{"$f":"DB!$O$4","v":4},{"$f":"DB!$P$4","v":4},{"$f":"DB!$Q$4","v":4},{"$f":"DB!$R$4","v":4},{"$f":"DB!$S$4","v":4},{"$f":"SUM(GW867:HH867)","v":48},null,"日",{"$f":"DB!$H$5","v":7},{"$f":"DB!$I$5","v":5},{"$f":"DB!$J$5","v":5},{"$f":"DB!$K$5","v":6},{"$f":"DB!$L$5","v":7},{"$f":"DB!$M$5","v":4},{"$f":"DB!$N$5","v":6},{"$f":"DB!$O$5","v":4},{"$f":"DB!$P$5","v":6},{"$f":"DB!$Q$5","v":6},{"$f":"DB!$R$5","v":6},{"$f":"DB!$S$5","v":6},{"$f":"SUM(HL867:HW867)","v":68}]
[null,"GJ/月",{"$f":"C866*C867","v":0},{"$f":"D866*D867","v":0},0,0,0,0,0,0,0,0,0,0,{"$f":"SUM(C868:N868)","v":0},null,"GJ/月",{"$f":"R866*R867","v":0},{"$f":"S866*S867","v":0},0,0,0,0,0,0,0,0,0,0,{"$f":"SUM(R868:AC868)","v":0},null,"GJ/月",{"$f":"AG866*AG867","v":0},{"$f":"AH866*AH867","v":0},0,0,0,0,0,0,0,0,0,0,{"$f":"SUM(AG868:AR868)","v":0},null,null,null,null,null,null,null,null,null,null,null,null,null,null,null,null,null,null,null,null,null,null,null,null,null,null,null,null,null,null,null,null,null,null,null,null,null,null,null,null,null,null,null,null,null,null,null,null,null,"GJ/月",{"$f":"CR866*CR867","v":0},{"$f":"CS866*CS867","v":0},0,0,0,0,0,0,0,0,0,0,{"$f":"SUM(CR868:DC868)","v":0},null,"GJ/月",{"$f":"DG866*DG867","v":0},{"$f":"DH866*DH867","v":0},0,0,0,0,0,0,0,0,0,0,{"$f":"SUM(DG868:DR868)","v":0},null,"GJ/月",{"$f":"DV866*DV867","v":0},{"$f":"DW866*DW867","v":0},0,0,0,0,0,0,0,0,0,0,{"$f":"SUM(DV868:EG868)","v":0},null,null,null,null,null,null,null,null,null,null,null,null,null,null,null,null,null,null,null,null,null,null,null,null,null,null,null,null,null,null,null,null,null,null,null,null,null,null,null,null,null,null,null,null,null,null,null,null,null,null,"GJ/月",{"$f":"GH866*GH867","v":0},{"$f":"GI866*GI867","v":0},0,0,0,0,0,0,0,0,0,0,{"$f":"SUM(GH868:GS868)","v":0},null,"GJ/月",{"$f":"GW866*GW867","v":0},{"$f":"GX866*GX867","v":0},0,0,0,0,0,0,0,0,0,0,{"$f":"SUM(GW868:HH868)","v":0},null,"GJ/月",{"$f":"HL866*HL867","v":0},{"$f":"HM866*HM867","v":0},0,0,0,0,0,0,0,0,0,0,{"$f":"SUM(HL868:HW868)","v":0}]
[]
[null,"新設建物（電力・熱融通エリア）・給湯・平日　＜平均＞",null,null,null,null,null,null,null,null,null,null,null,null,null,null,"新設建物（電力・熱融通エリア）・給湯・土曜　＜平均＞",null,null,null,null,null,null,null,null,null,null,null,null,null,null,"新設建物（電力・熱融通エリア）・給湯・休日　＜平均＞",null,null,null,null,null,null,null,null,null,null,null,null,null,null,null,"新設建物（電力・熱融通エリア）・給湯・平日　＜ピーク＞",null,null,null,null,null,null,null,null,null,null,null,null,null,null,"新設建物（電力・熱融通エリア）・給湯・土曜　＜ピーク＞",null,null,null,null,null,null,null,null,null,null,null,null,null,null,"新設建物（電力・熱融通エリア）・給湯・休日　＜ピーク＞",null,null,null,null,null,null,null,null,null,null,null,null,null,null,null,null,"既設建物（熱融通エリア）・給湯・平日　＜平均＞",null,null,null,null,null,null,null,null,null,null,null,null,null,null,"既設建物（熱融通エリア）・給湯・土曜　＜平均＞",null,null,null,null,null,null,null,null,null,null,null,null,null,null,"既設建物（熱融通エリア）・給湯・休日　＜平均＞",null,null,null,null,null,null,null,null,null,null,null,null,null,null,null,"既設建物（熱融通エリア）・給湯・平日　＜ピーク＞",null,null,null,null,null,null,null,null,null,null,null,null,null,null,"既設建物（熱融通エリア）・給湯・土曜　＜ピーク＞",null,null,null,null,null,null,null,null,null,null,null,null,null,null,"既設建物（熱融通エリア）・給湯・休日　＜ピーク＞",null,null,null,null,null,null,null,null,null,null,null,null,null,null,null,null,null,"エリア全体・給湯・平日　＜平均＞",null,null,null,null,null,null,null,null,null,null,null,null,null,null,"エリア全体・給湯・土曜　＜平均＞",null,null,null,null,null,null,null,null,null,null,null,null,null,null,"エリア全体・給湯・休日　＜平均＞",null,null,null,null,null,null,null,null,null,null,null,null,null,null,null,"エリア全体・給湯・平日　＜ピーク＞",null,null,null,null,null,null,null,null,null,null,null,null,null,null,"エリア全体・給湯・土曜　＜ピーク＞",null,null,null,null,null,null,null,null,null,null,null,null,null,null,"エリア全体・給湯・休日　＜ピーク＞"]
[null,"MJ/h","1月","2月","3月","4月","5月","6月","7月","8月","9月","10月","11月","12月","計",null,"MJ/h","1月","2月","3月","4月","5月","6月","7月","8月","9月","10月","11月","12月","計",null,"MJ/h","1月","2月","3月","4月","5月","6月","7月","8月","9月","10月","11月","12月","計",null,null,"MJ/h","1月","2月","3月","4月","5月","6月","7月","8月","9月","10月","11月","12月",null,null,"MJ/h","1月","2月","3月","4月","5月","6月","7月","8月","9月","10月","11月","12月",null,null,"MJ/h","1月","2月","3月","4月","5月","6月","7月","8月","9月","10月","11月","12月",null,null,null,null,"MJ/h","1月","2月","3月","4月","5月","6月","7月","8月","9月","10月","11月","12月","計",null,"MJ/h","1月","2月","3月","4月","5月","6月","7月","8月","9月","10月","11月","12月","計",null,"MJ/h","1月","2月","3月","4月","5月","6月","7月","8月","9月","10月","11月","12月","計",null,null,"MJ/h","1月","2月","3月","4月","5月","6月","7月","8月","9月","10月","11月","12月",null,null,"MJ/h","1月","2月","3月","4月","5月","6月","7月","8月","9月","10月","11月","12月",null,null,"MJ/h","1月","2月","3月","4月","5月","6月","7月","8月","9月","10月","11月","12月",null,null,null,null,null,"MJ/h","1月","2月","3月","4月","5月","6月","7月","8月","9月","10月","11月","12月","計",null,"MJ/h","1月","2月","3月","4月","5月","6月","7月","8月","9月","10月","11月","12月","計",null,"MJ/h","1月","2月","3月","4月","5月","6月","7月","8月","9月","10月","11月","12月","計",null,null,"MJ/h","1月","2月","3月","4月","5月","6月","7月","8月","9月","10月","11月","12月",null,null,"MJ/h","1月","2月","3月","4月","5月","6月","7月","8月","9月","10月","11月","12月",null,null,"MJ/h","1月","2月","3月","4月","5月","6月","7月","8月","9月","10月","11月","12月"]
[null,0,{"$f":"SUM(C123,C273,C423,C573,C723)","v":0},0,0,0,0,0,0,0,0,0,0,0,"-",null,0,{"$f":"SUM(R123,R273,R423,R573,R723)","v":0},0,0,0,0,0,0,0,0,0,0,0,"-",null,0,{"$f":"SUM(AG123,AG273,AG423,AG573,AG723)","v":0},0,0,0,0,0,0,0,0,0,0,0,"-",null,null,0,{"$f":"SUM(AW123,AW273,AW423,AW573,AW723)","v":0},0,0,0,0,0,0,0,0,0,0,0,null,null,0,{"$f":"SUM(BL123,BL273,BL423,BL573,BL723)","v":0},0,0,0,0,0,0,0,0,0,0,0,null,null,0,{"$f":"SUM(CA123,CA273,CA423,CA573,CA723)","v":0},0,0,0,0,0,0,0,0,0,0,0,null,null,null,null,0,{"$f":"SUM(CR123,CR273,CR423,CR573,CR723)","v":0},0,0,0,0,0,0,0,0,0,0,0,"-",null,0,{"$f":"SUM(DG123,DG273,DG423,DG573,DG723)","v":0},0,0,0,0,0,0,0,0,0,0,0,"-",null,0,{"$f":"SUM(DV123,DV273,DV423,DV573,DV723)","v":0},0,0,0,0,0,0,0,0,0,0,0,"-",null,null,0,{"$f":"SUM(EL123,EL273,EL423,EL573,EL723)","v":0},0,0,0,0,0,0,0,0,0,0,0,null,null,0,{"$f":"SUM(FA123,FA273,FA423,FA573,FA723)","v":0},0,0,0,0,0,0,0,0,0,0,0,null,null,0,{"$f":"SUM(FP123,FP273,FP423,FP573,FP723)","v":0},0,0,0,0,0,0,0,0,0,0,0,null,null,null,null,null,0,{"$f":"SUM(C872,CR872)","v":0},{"$f":"SUM(D872,CS872)","v":0},0,0,0,0,0,0,0,0,0,0,"-",null,0,{"$f":"SUM(R872,DG872)","v":0},{"$f":"SUM(S872,DH872)","v":0},0,0,0,0,0,0,0,0,0,0,"-",null,0,{"$f":"SUM(AG872,DV872)","v":0},{"$f":"SUM(AH872,DW872)","v":0},0,0,0,0,0,0,0,0,0,0,"-",null,null,0,{"$f":"SUM(AW872,EL872)","v":0},{"$f":"SUM(AX872,EM872)","v":0},0,0,0,0,0,0,0,0,0,0,null,null,0,{"$f":"SUM(BL872,FA872)","v":0},{"$f":"SUM(BM872,FB872)","v":0},0,0,0,0,0,0,0,0,0,0,null,null,0,{"$f":"SUM(CA872,FP872)","v":0},{"$f":"SUM(CB872,FQ872)","v":0},0,0,0,0,0,0,0,0,0,0]
[null,1,{"$f":"SUM(C124,C274,C424,C574,C724)","v":0},0,0,0,0,0,0,0,0,0,0,0,"-",null,1,{"$f":"SUM(R124,R274,R424,R574,R724)","v":0},0,0,0,0,0,0,0,0,0,0,0,"-",null,1,{"$f":"SUM(AG124,AG274,AG424,AG574,AG724)","v":0},0,0,0,0,0,0,0,0,0,0,0,"-",null,null,1,{"$f":"SUM(AW124,AW274,AW424,AW574,AW724)","v":0},0,0,0,0,0,0,0,0,0,0,0,null,null,1,{"$f":"SUM(BL124,BL274,BL424,BL574,BL724)","v":0},0,0,0,0,0,0,0,0,0,0,0,null,null,1,{"$f":"SUM(CA124,CA274,CA424,CA574,CA724)","v":0},0,0,0,0,0,0,0,0,0,0,0,null,null,null,null,1,{"$f":"SUM(CR124,CR274,CR424,CR574,CR724)","v":0},0,0,0,0,0,0,0,0,0,0,0,"-",null,1,{"$f":"SUM(DG124,DG274,DG424,DG574,DG724)","v":0},0,0,0,0,0,0,0,0,0,0,0,"-",null,1,{"$f":"SUM(DV124,DV274,DV424,DV574,DV724)","v":0},0,0,0,0,0,0,0,0,0,0,0,"-",null,null,1,{"$f":"SUM(EL124,EL274,EL424,EL574,EL724)","v":0},0,0,0,0,0,0,0,0,0,0,0,null,null,1,{"$f":"SUM(FA124,FA274,FA424,FA574,FA724)","v":0},0,0,0,0,0,0,0,0,0,0,0,null,null,1,{"$f":"SUM(FP124,FP274,FP424,FP574,FP724)","v":0},0,0,0,0,0,0,0,0,0,0,0,null,null,null,null,null,1,{"$f":"SUM(C873,CR873)","v":0},{"$f":"SUM(D873,CS873)","v":0},{"$f":"SUM(E873,CT873)","v":0},{"$f":"SUM(F873,CU873)","v":0},{"$f":"SUM(G873,CV873)","v":0},{"$f":"SUM(H873,CW873)","v":0},{"$f":"SUM(I873,CX873)","v":0},{"$f":"SUM(J873,CY873)","v":0},{"$f":"SUM(K873,CZ873)","v":0},{"$f":"SUM(L873,DA873)","v":0},{"$f":"SUM(M873,DB873)","v":0},{"$f":"SUM(N873,DC873)","v":0},"-",null,1,{"$f":"SUM(R873,DG873)","v":0},{"$f":"SUM(S873,DH873)","v":0},{"$f":"SUM(T873,DI873)","v":0},{"$f":"SUM(U873,DJ873)","v":0},{"$f":"SUM(V873,DK873)","v":0},{"$f":"SUM(W873,DL873)","v":0},{"$f":"SUM(X873,DM873)","v":0},{"$f":"SUM(Y873,DN873)","v":0},{"$f":"SUM(Z873,DO873)","v":0},{"$f":"SUM(AA873,DP873)","v":0},{"$f":"SUM(AB873,DQ873)","v":0},{"$f":"SUM(AC873,DR873)","v":0},"-",null,1,{"$f":"SUM(AG873,DV873)","v":0},{"$f":"SUM(AH873,DW873)","v":0},{"$f":"SUM(AI873,DX873)","v":0},{"$f":"SUM(AJ873,DY873)","v":0},{"$f":"SUM(AK873,DZ873)","v":0},{"$f":"SUM(AL873,EA873)","v":0},{"$f":"SUM(AM873,EB873)","v":0},{"$f":"SUM(AN873,EC873)","v":0},{"$f":"SUM(AO873,ED873)","v":0},{"$f":"SUM(AP873,EE873)","v":0},{"$f":"SUM(AQ873,EF873)","v":0},{"$f":"SUM(AR873,EG873)","v":0},"-",null,null,1,{"$f":"SUM(AW873,EL873)","v":0},{"$f":"SUM(AX873,EM873)","v":0},{"$f":"SUM(AY873,EN873)","v":0},{"$f":"SUM(AZ873,EO873)","v":0},{"$f":"SUM(BA873,EP873)","v":0},{"$f":"SUM(BB873,EQ873)","v":0},{"$f":"SUM(BC873,ER873)","v":0},{"$f":"SUM(BD873,ES873)","v":0},{"$f":"SUM(BE873,ET873)","v":0},{"$f":"SUM(BF873,EU873)","v":0},{"$f":"SUM(BG873,EV873)","v":0},{"$f":"SUM(BH873,EW873)","v":0},null,null,1,{"$f":"SUM(BL873,FA873)","v":0},{"$f":"SUM(BM873,FB873)","v":0},{"$f":"SUM(BN873,FC873)","v":0},{"$f":"SUM(BO873,FD873)","v":0},{"$f":"SUM(BP873,FE873)","v":0},{"$f":"SUM(BQ873,FF873)","v":0},{"$f":"SUM(BR873,FG873)","v":0},{"$f":"SUM(BS873,FH873)","v":0},{"$f":"SUM(BT873,FI873)","v":0},{"$f":"SUM(BU873,FJ873)","v":0},{"$f":"SUM(BV873,FK873)","v":0},{"$f":"SUM(BW873,FL873)","v":0},null,null,1,{"$f":"SUM(CA873,FP873)","v":0},{"$f":"SUM(CB873,FQ873)","v":0},{"$f":"SUM(CC873,FR873)","v":0},{"$f":"SUM(CD873,FS873)","v":0},{"$f":"SUM(CE873,FT873)","v":0},{"$f":"SUM(CF873,FU873)","v":0},{"$f":"SUM(CG873,FV873)","v":0},{"$f":"SUM(CH873,FW873)","v":0},{"$f":"SUM(CI873,FX873)","v":0},{"$f":"SUM(CJ873,FY873)","v":0},{"$f":"SUM(CK873,FZ873)","v":0},{"$f":"SUM(CL873,GA873)","v":0}]
[null,2,{"$f":"SUM(C125,C275,C425,C575,C725)","v":0},0,0,0,0,0,0,0,0,0,0,0,"-",null,2,{"$f":"SUM(R125,R275,R425,R575,R725)","v":0},0,0,0,0,0,0,0,0,0,0,0,"-",null,2,{"$f":"SUM(AG125,AG275,AG425,AG575,AG725)","v":0},0,0,0,0,0,0,0,0,0,0,0,"-",null,null,2,{"$f":"SUM(AW125,AW275,AW425,AW575,AW725)","v":0},0,0,0,0,0,0,0,0,0,0,0,null,null,2,{"$f":"SUM(BL125,BL275,BL425,BL575,BL725)","v":0},0,0,0,0,0,0,0,0,0,0,0,null,null,2,{"$f":"SUM(CA125,CA275,CA425,CA575,CA725)","v":0},0,0,0,0,0,0,0,0,0,0,0,null,null,null,null,2,{"$f":"SUM(CR125,CR275,CR425,CR575,CR725)","v":0},0,0,0,0,0,0,0,0,0,0,0,"-",null,2,{"$f":"SUM(DG125,DG275,DG425,DG575,DG725)","v":0},0,0,0,0,0,0,0,0,0,0,0,"-",null,2,{"$f":"SUM(DV125,DV275,DV425,DV575,DV725)","v":0},0,0,0,0,0,0,0,0,0,0,0,"-",null,null,2,{"$f":"SUM(EL125,EL275,EL425,EL575,EL725)","v":0},0,0,0,0,0,0,0,0,0,0,0,null,null,2,{"$f":"SUM(FA125,FA275,FA425,FA575,FA725)","v":0},0,0,0,0,0,0,0,0,0,0,0,null,null,2,{"$f":"SUM(FP125,FP275,FP425,FP575,FP725)","v":0},0,0,0,0,0,0,0,0,0,0,0,null,null,null,null,null,2,0,0,0,0,0,0,0,0,0,0,0,0,"-",null,2,0,0,0,0,0,0,0,0,0,0,0,0,"-",null,2,0,0,0,0,0,0,0,0,0,0,0,0,"-",null,null,2,0,0,0,0,0,0,0,0,0,0,0,0,null,null,2,0,0,0,0,0,0,0,0,0,0,0,0,null,null,2,0,0,0,0,0,0,0,0,0,0,0,0]
[null,3,{"$f":"SUM(C126,C276,C426,C576,C726)","v":0},0,0,0,0,0,0,0,0,0,0,0,"-",null,3,{"$f":"SUM(R126,R276,R426,R576,R726)","v":0},0,0,0,0,0,0,0,0,0,0,0,"-",null,3,{"$f":"SUM(AG126,AG276,AG426,AG576,AG726)","v":0},0,0,0,0,0,0,0,0,0,0,0,"-",null,null,3,{"$f":"SUM(AW126,AW276,AW426,AW576,AW726)","v":0},0,0,0,0,0,0,0,0,0,0,0,null,null,3,{"$f":"SUM(BL126,BL276,BL426,BL576,BL726)","v":0},0,0,0,0,0,0,0,0,0,0,0,null,null,3,{"$f":"SUM(CA126,CA276,CA426,CA576,CA726)","v":0},0,0,0,0,0,0,0,0,0,0,0,null,null,null,null,3,{"$f":"SUM(CR126,CR276,CR426,CR576,CR726)","v":0},0,0,0,0,0,0,0,0,0,0,0,"-",null,3,{"$f":"SUM(DG126,DG276,DG426,DG576,DG726)","v":0},0,0,0,0,0,0,0,0,0,0,0,"-",null,3,{"$f":"SUM(DV126,DV276,DV426,DV576,DV726)","v":0},0,0,0,0,0,0,0,0,0,0,0,"-",null,null,3,{"$f":"SUM(EL126,EL276,EL426,EL576,EL726)","v":0},0,0,0,0,0,0,0,0,0,0,0,null,null,3,{"$f":"SUM(FA126,FA276,FA426,FA576,FA726)","v":0},0,0,0,0,0,0,0,0,0,0,0,null,null,3,{"$f":"SUM(FP126,FP276,FP426,FP576,FP726)","v":0},0,0,0,0,0,0,0,0,0,0,0,null,null,null,null,null,3,0,0,0,0,0,0,0,0,0,0,0,0,"-",null,3,0,0,0,0,0,0,0,0,0,0,0,0,"-",null,3,0,0,0,0,0,0,0,0,0,0,0,0,"-",null,null,3,0,0,0,0,0,0,0,0,0,0,0,0,null,null,3,0,0,0,0,0,0,0,0,0,0,0,0,null,null,3,0,0,0,0,0,0,0,0,0,0,0,0]
[null,4,{"$f":"SUM(C127,C277,C427,C577,C727)","v":0},0,0,0,0,0,0,0,0,0,0,0,"-",null,4,{"$f":"SUM(R127,R277,R427,R577,R727)","v":0},0,0,0,0,0,0,0,0,0,0,0,"-",null,4,{"$f":"SUM(AG127,AG277,AG427,AG577,AG727)","v":0},0,0,0,0,0,0,0,0,0,0,0,"-",null,null,4,{"$f":"SUM(AW127,AW277,AW427,AW577,AW727)","v":0},0,0,0,0,0,0,0,0,0,0,0,null,null,4,{"$f":"SUM(BL127,BL277,BL427,BL577,BL727)","v":0},0,0,0,0,0,0,0,0,0,0,0,null,null,4,{"$f":"SUM(CA127,CA277,CA427,CA577,CA727)","v":0},0,0,0,0,0,0,0,0,0,0,0,null,null,null,null,4,{"$f":"SUM(CR127,CR277,CR427,CR577,CR727)","v":0},0,0,0,0,0,0,0,0,0,0,0,"-",null,4,{"$f":"SUM(DG127,DG277,DG427,DG577,DG727)","v":0},0,0,0,0,0,0,0,0,0,0,0,"-",null,4,{"$f":"SUM(DV127,DV277,DV427,DV577,DV727)","v":0},0,0,0,0,0,0,0,0,0,0,0,"-",null,null,4,{"$f":"SUM(EL127,EL277,EL427,EL577,EL727)","v":0},0,0,0,0,0,0,0,0,0,0,0,null,null,4,{"$f":"SUM(FA127,FA277,FA427,FA577,FA727)","v":0},0,0,0,0,0,0,0,0,0,0,0,null,null,4,{"$f":"SUM(FP127,FP277,FP427,FP577,FP727)","v":0},0,0,0,0,0,0,0,0,0,0,0,null,null,null,null,null,4,0,0,0,0,0,0,0,0,0,0,0,0,"-",null,4,0,0,0,0,0,0,0,0,0,0,0,0,"-",null,4,0,0,0,0,0,0,0,0,0,0,0,0,"-",null,null,4,0,0,0,0,0,0,0,0,0,0,0,0,null,null,4,0,0,0,0,0,0,0,0,0,0,0,0,null,null,4,0,0,0,0,0,0,0,0,0,0,0,0]
[null,5,{"$f":"SUM(C128,C278,C428,C578,C728)","v":0},0,0,0,0,0,0,0,0,0,0,0,"-",null,5,{"$f":"SUM(R128,R278,R428,R578,R728)","v":0},0,0,0,0,0,0,0,0,0,0,0,"-",null,5,{"$f":"SUM(AG128,AG278,AG428,AG578,AG728)","v":0},0,0,0,0,0,0,0,0,0,0,0,"-",null,null,5,{"$f":"SUM(AW128,AW278,AW428,AW578,AW728)","v":0},0,0,0,0,0,0,0,0,0,0,0,null,null,5,{"$f":"SUM(BL128,BL278,BL428,BL578,BL728)","v":0},0,0,0,0,0,0,0,0,0,0,0,null,null,5,{"$f":"SUM(CA128,CA278,CA428,CA578,CA728)","v":0},0,0,0,0,0,0,0,0,0,0,0,null,null,null,null,5,{"$f":"SUM(CR128,CR278,CR428,CR578,CR728)","v":0},0,0,0,0,0,0,0,0,0,0,0,"-",null,5,{"$f":"SUM(DG128,DG278,DG428,DG578,DG728)","v":0},0,0,0,0,0,0,0,0,0,0,0,"-",null,5,{"$f":"SUM(DV128,DV278,DV428,DV578,DV728)","v":0},0,0,0,0,0,0,0,0,0,0,0,"-",null,null,5,{"$f":"SUM(EL128,EL278,EL428,EL578,EL728)","v":0},0,0,0,0,0,0,0,0,0,0,0,null,null,5,{"$f":"SUM(FA128,FA278,FA428,FA578,FA728)","v":0},0,0,0,0,0,0,0,0,0,0,0,null,null,5,{"$f":"SUM(FP128,FP278,FP428,FP578,FP728)","v":0},0,0,0,0,0,0,0,0,0,0,0,null,null,null,null,null,5,0,0,0,0,0,0,0,0,0,0,0,0,"-",null,5,0,0,0,0,0,0,0,0,0,0,0,0,"-",null,5,0,0,0,0,0,0,0,0,0,0,0,0,"-",null,null,5,0,0,0,0,0,0,0,0,0,0,0,0,null,null,5,0,0,0,0,0,0,0,0,0,0,0,0,null,null,5,0,0,0,0,0,0,0,0,0,0,0,0]
[null,6,{"$f":"SUM(C129,C279,C429,C579,C729)","v":0},0,0,0,0,0,0,0,0,0,0,0,"-",null,6,{"$f":"SUM(R129,R279,R429,R579,R729)","v":0},0,0,0,0,0,0,0,0,0,0,0,"-",null,6,{"$f":"SUM(AG129,AG279,AG429,AG579,AG729)","v":0},0,0,0,0,0,0,0,0,0,0,0,"-",null,null,6,{"$f":"SUM(AW129,AW279,AW429,AW579,AW729)","v":0},0,0,0,0,0,0,0,0,0,0,0,null,null,6,{"$f":"SUM(BL129,BL279,BL429,BL579,BL729)","v":0},0,0,0,0,0,0,0,0,0,0,0,null,null,6,{"$f":"SUM(CA129,CA279,CA429,CA579,CA729)","v":0},0,0,0,0,0,0,0,0,0,0,0,null,null,null,null,6,{"$f":"SUM(CR129,CR279,CR429,CR579,CR729)","v":0},0,0,0,0,0,0,0,0,0,0,0,"-",null,6,{"$f":"SUM(DG129,DG279,DG429,DG579,DG729)","v":0},0,0,0,0,0,0,0,0,0,0,0,"-",null,6,{"$f":"SUM(DV129,DV279,DV429,DV579,DV729)","v":0},0,0,0,0,0,0,0,0,0,0,0,"-",null,null,6,{"$f":"SUM(EL129,EL279,EL429,EL579,EL729)","v":0},0,0,0,0,0,0,0,0,0,0,0,null,null,6,{"$f":"SUM(FA129,FA279,FA429,FA579,FA729)","v":0},0,0,0,0,0,0,0,0,0,0,0,null,null,6,{"$f":"SUM(FP129,FP279,FP429,FP579,FP729)","v":0},0,0,0,0,0,0,0,0,0,0,0,null,null,null,null,null,6,0,0,0,0,0,0,0,0,0,0,0,0,"-",null,6,0,0,0,0,0,0,0,0,0,0,0,0,"-",null,6,0,0,0,0,0,0,0,0,0,0,0,0,"-",null,null,6,0,0,0,0,0,0,0,0,0,0,0,0,null,null,6,0,0,0,0,0,0,0,0,0,0,0,0,null,null,6,0,0,0,0,0,0,0,0,0,0,0,0]
[null,7,{"$f":"SUM(C130,C280,C430,C580,C730)","v":0},0,0,0,0,0,0,0,0,0,0,0,"-",null,7,{"$f":"SUM(R130,R280,R430,R580,R730)","v":0},0,0,0,0,0,0,0,0,0,0,0,"-",null,7,{"$f":"SUM(AG130,AG280,AG430,AG580,AG730)","v":0},0,0,0,0,0,0,0,0,0,0,0,"-",null,null,7,{"$f":"SUM(AW130,AW280,AW430,AW580,AW730)","v":0},0,0,0,0,0,0,0,0,0,0,0,null,null,7,{"$f":"SUM(BL130,BL280,BL430,BL580,BL730)","v":0},0,0,0,0,0,0,0,0,0,0,0,null,null,7,{"$f":"SUM(CA130,CA280,CA430,CA580,CA730)","v":0},0,0,0,0,0,0,0,0,0,0,0,null,null,null,null,7,{"$f":"SUM(CR130,CR280,CR430,CR580,CR730)","v":0},0,0,0,0,0,0,0,0,0,0,0,"-",null,7,{"$f":"SUM(DG130,DG280,DG430,DG580,DG730)","v":0},0,0,0,0,0,0,0,0,0,0,0,"-",null,7,{"$f":"SUM(DV130,DV280,DV430,DV580,DV730)","v":0},0,0,0,0,0,0,0,0,0,0,0,"-",null,null,7,{"$f":"SUM(EL130,EL280,EL430,EL580,EL730)","v":0},0,0,0,0,0,0,0,0,0,0,0,null,null,7,{"$f":"SUM(FA130,FA280,FA430,FA580,FA730)","v":0},0,0,0,0,0,0,0,0,0,0,0,null,null,7,{"$f":"SUM(FP130,FP280,FP430,FP580,FP730)","v":0},0,0,0,0,0,0,0,0,0,0,0,null,null,null,null,null,7,0,0,0,0,0,0,0,0,0,0,0,0,"-",null,7,0,0,0,0,0,0,0,0,0,0,0,0,"-",null,7,0,0,0,0,0,0,0,0,0,0,0,0,"-",null,null,7,0,0,0,0,0,0,0,0,0,0,0,0,null,null,7,0,0,0,0,0,0,0,0,0,0,0,0,null,null,7,0,0,0,0,0,0,0,0,0,0,0,0]
[null,8,{"$f":"SUM(C131,C281,C431,C581,C731)","v":0},0,0,0,0,0,0,0,0,0,0,0,"-",null,8,{"$f":"SUM(R131,R281,R431,R581,R731)","v":0},0,0,0,0,0,0,0,0,0,0,0,"-",null,8,{"$f":"SUM(AG131,AG281,AG431,AG581,AG731)","v":0},0,0,0,0,0,0,0,0,0,0,0,"-",null,null,8,{"$f":"SUM(AW131,AW281,AW431,AW581,AW731)","v":0},0,0,0,0,0,0,0,0,0,0,0,null,null,8,{"$f":"SUM(BL131,BL281,BL431,BL581,BL731)","v":0},0,0,0,0,0,0,0,0,0,0,0,null,null,8,{"$f":"SUM(CA131,CA281,CA431,CA581,CA731)","v":0},0,0,0,0,0,0,0,0,0,0,0,null,null,null,null,8,{"$f":"SUM(CR131,CR281,CR431,CR581,CR731)","v":0},0,0,0,0,0,0,0,0,0,0,0,"-",null,8,{"$f":"SUM(DG131,DG281,DG431,DG581,DG731)","v":0},0,0,0,0,0,0,0,0,0,0,0,"-",null,8,{"$f":"SUM(DV131,DV281,DV431,DV581,DV731)","v":0},0,0,0,0,0,0,0,0,0,0,0,"-",null,null,8,{"$f":"SUM(EL131,EL281,EL431,EL581,EL731)","v":0},0,0,0,0,0,0,0,0,0,0,0,null,null,8,{"$f":"SUM(FA131,FA281,FA431,FA581,FA731)","v":0},0,0,0,0,0,0,0,0,0,0,0,null,null,8,{"$f":"SUM(FP131,FP281,FP431,FP581,FP731)","v":0},0,0,0,0,0,0,0,0,0,0,0,null,null,null,null,null,8,0,0,0,0,0,0,0,0,0,0,0,0,"-",null,8,0,0,0,0,0,0,0,0,0,0,0,0,"-",null,8,0,0,0,0,0,0,0,0,0,0,0,0,"-",null,null,8,0,0,0,0,0,0,0,0,0,0,0,0,null,null,8,0,0,0,0,0,0,0,0,0,0,0,0,null,null,8,0,0,0,0,0,0,0,0,0,0,0,0]
[null,9,{"$f":"SUM(C132,C282,C432,C582,C732)","v":0},0,0,0,0,0,0,0,0,0,0,0,"-",null,9,{"$f":"SUM(R132,R282,R432,R582,R732)","v":0},0,0,0,0,0,0,0,0,0,0,0,"-",null,9,{"$f":"SUM(AG132,AG282,AG432,AG582,AG732)","v":0},0,0,0,0,0,0,0,0,0,0,0,"-",null,null,9,{"$f":"SUM(AW132,AW282,AW432,AW582,AW732)","v":0},0,0,0,0,0,0,0,0,0,0,0,null,null,9,{"$f":"SUM(BL132,BL282,BL432,BL582,BL732)","v":0},0,0,0,0,0,0,0,0,0,0,0,null,null,9,{"$f":"SUM(CA132,CA282,CA432,CA582,CA732)","v":0},0,0,0,0,0,0,0,0,0,0,0,null,null,null,null,9,{"$f":"SUM(CR132,CR282,CR432,CR582,CR732)","v":0},0,0,0,0,0,0,0,0,0,0,0,"-",null,9,{"$f":"SUM(DG132,DG282,DG432,DG582,DG732)","v":0},0,0,0,0,0,0,0,0,0,0,0,"-",null,9,{"$f":"SUM(DV132,DV282,DV432,DV582,DV732)","v":0},0,0,0,0,0,0,0,0,0,0,0,"-",null,null,9,{"$f":"SUM(EL132,EL282,EL432,EL582,EL732)","v":0},0,0,0,0,0,0,0,0,0,0,0,null,null,9,{"$f":"SUM(FA132,FA282,FA432,FA582,FA732)","v":0},0,0,0,0,0,0,0,0,0,0,0,null,null,9,{"$f":"SUM(FP132,FP282,FP432,FP582,FP732)","v":0},0,0,0,0,0,0,0,0,0,0,0,null,null,null,null,null,9,0,0,0,0,0,0,0,0,0,0,0,0,"-",null,9,0,0,0,0,0,0,0,0,0,0,0,0,"-",null,9,0,0,0,0,0,0,0,0,0,0,0,0,"-",null,null,9,0,0,0,0,0,0,0,0,0,0,0,0,null,null,9,0,0,0,0,0,0,0,0,0,0,0,0,null,null,9,0,0,0,0,0,0,0,0,0,0,0,0]
[null,10,{"$f":"SUM(C133,C283,C433,C583,C733)","v":0},0,0,0,0,0,0,0,0,0,0,0,"-",null,10,{"$f":"SUM(R133,R283,R433,R583,R733)","v":0},0,0,0,0,0,0,0,0,0,0,0,"-",null,10,{"$f":"SUM(AG133,AG283,AG433,AG583,AG733)","v":0},0,0,0,0,0,0,0,0,0,0,0,"-",null,null,10,{"$f":"SUM(AW133,AW283,AW433,AW583,AW733)","v":0},0,0,0,0,0,0,0,0,0,0,0,null,null,10,{"$f":"SUM(BL133,BL283,BL433,BL583,BL733)","v":0},0,0,0,0,0,0,0,0,0,0,0,null,null,10,{"$f":"SUM(CA133,CA283,CA433,CA583,CA733)","v":0},0,0,0,0,0,0,0,0,0,0,0,null,null,null,null,10,{"$f":"SUM(CR133,CR283,CR433,CR583,CR733)","v":0},0,0,0,0,0,0,0,0,0,0,0,"-",null,10,{"$f":"SUM(DG133,DG283,DG433,DG583,DG733)","v":0},0,0,0,0,0,0,0,0,0,0,0,"-",null,10,{"$f":"SUM(DV133,DV283,DV433,DV583,DV733)","v":0},0,0,0,0,0,0,0,0,0,0,0,"-",null,null,10,{"$f":"SUM(EL133,EL283,EL433,EL583,EL733)","v":0},0,0,0,0,0,0,0,0,0,0,0,null,null,10,{"$f":"SUM(FA133,FA283,FA433,FA583,FA733)","v":0},0,0,0,0,0,0,0,0,0,0,0,null,null,10,{"$f":"SUM(FP133,FP283,FP433,FP583,FP733)","v":0},0,0,0,0,0,0,0,0,0,0,0,null,null,null,null,null,10,0,0,0,0,0,0,0,0,0,0,0,0,"-",null,10,0,0,0,0,0,0,0,0,0,0,0,0,"-",null,10,0,0,0,0,0,0,0,0,0,0,0,0,"-",null,null,10,0,0,0,0,0,0,0,0,0,0,0,0,null,null,10,0,0,0,0,0,0,0,0,0,0,0,0,null,null,10,0,0,0,0,0,0,0,0,0,0,0,0]
[null,11,{"$f":"SUM(C134,C284,C434,C584,C734)","v":0},0,0,0,0,0,0,0,0,0,0,0,"-",null,11,{"$f":"SUM(R134,R284,R434,R584,R734)","v":0},0,0,0,0,0,0,0,0,0,0,0,"-",null,11,{"$f":"SUM(AG134,AG284,AG434,AG584,AG734)","v":0},0,0,0,0,0,0,0,0,0,0,0,"-",null,null,11,{"$f":"SUM(AW134,AW284,AW434,AW584,AW734)","v":0},0,0,0,0,0,0,0,0,0,0,0,null,null,11,{"$f":"SUM(BL134,BL284,BL434,BL584,BL734)","v":0},0,0,0,0,0,0,0,0,0,0,0,null,null,11,{"$f":"SUM(CA134,CA284,CA434,CA584,CA734)","v":0},0,0,0,0,0,0,0,0,0,0,0,null,null,null,null,11,{"$f":"SUM(CR134,CR284,CR434,CR584,CR734)","v":0},0,0,0,0,0,0,0,0,0,0,0,"-",null,11,{"$f":"SUM(DG134,DG284,DG434,DG584,DG734)","v":0},0,0,0,0,0,0,0,0,0,0,0,"-",null,11,{"$f":"SUM(DV134,DV284,DV434,DV584,DV734)","v":0},0,0,0,0,0,0,0,0,0,0,0,"-",null,null,11,{"$f":"SUM(EL134,EL284,EL434,EL584,EL734)","v":0},0,0,0,0,0,0,0,0,0,0,0,null,null,11,{"$f":"SUM(FA134,FA284,FA434,FA584,FA734)","v":0},0,0,0,0,0,0,0,0,0,0,0,null,null,11,{"$f":"SUM(FP134,FP284,FP434,FP584,FP734)","v":0},0,0,0,0,0,0,0,0,0,0,0,null,null,null,null,null,11,0,0,0,0,0,0,0,0,0,0,0,0,"-",null,11,0,0,0,0,0,0,0,0,0,0,0,0,"-",null,11,0,0,0,0,0,0,0,0,0,0,0,0,"-",null,null,11,0,0,0,0,0,0,0,0,0,0,0,0,null,null,11,0,0,0,0,0,0,0,0,0,0,0,0,null,null,11,0,0,0,0,0,0,0,0,0,0,0,0]
[null,12,{"$f":"SUM(C135,C285,C435,C585,C735)","v":0},0,0,0,0,0,0,0,0,0,0,0,"-",null,12,{"$f":"SUM(R135,R285,R435,R585,R735)","v":0},0,0,0,0,0,0,0,0,0,0,0,"-",null,12,{"$f":"SUM(AG135,AG285,AG435,AG585,AG735)","v":0},0,0,0,0,0,0,0,0,0,0,0,"-",null,null,12,{"$f":"SUM(AW135,AW285,AW435,AW585,AW735)","v":0},0,0,0,0,0,0,0,0,0,0,0,null,null,12,{"$f":"SUM(BL135,BL285,BL435,BL585,BL735)","v":0},0,0,0,0,0,0,0,0,0,0,0,null,null,12,{"$f":"SUM(CA135,CA285,CA435,CA585,CA735)","v":0},0,0,0,0,0,0,0,0,0,0,0,null,null,null,null,12,{"$f":"SUM(CR135,CR285,CR435,CR585,CR735)","v":0},0,0,0,0,0,0,0,0,0,0,0,"-",null,12,{"$f":"SUM(DG135,DG285,DG435,DG585,DG735)","v":0},0,0,0,0,0,0,0,0,0,0,0,"-",null,12,{"$f":"SUM(DV135,DV285,DV435,DV585,DV735)","v":0},0,0,0,0,0,0,0,0,0,0,0,"-",null,null,12,{"$f":"SUM(EL135,EL285,EL435,EL585,EL735)","v":0},0,0,0,0,0,0,0,0,0,0,0,null,null,12,{"$f":"SUM(FA135,FA285,FA435,FA585,FA735)","v":0},0,0,0,0,0,0,0,0,0,0,0,null,null,12,{"$f":"SUM(FP135,FP285,FP435,FP585,FP735)","v":0},0,0,0,0,0,0,0,0,0,0,0,null,null,null,null,null,12,0,0,0,0,0,0,0,0,0,0,0,0,"-",null,12,0,0,0,0,0,0,0,0,0,0,0,0,"-",null,12,0,0,0,0,0,0,0,0,0,0,0,0,"-",null,null,12,0,0,0,0,0,0,0,0,0,0,0,0,null,null,12,0,0,0,0,0,0,0,0,0,0,0,0,null,null,12,0,0,0,0,0,0,0,0,0,0,0,0]
[null,13,{"$f":"SUM(C136,C286,C436,C586,C736)","v":0},0,0,0,0,0,0,0,0,0,0,0,"-",null,13,{"$f":"SUM(R136,R286,R436,R586,R736)","v":0},0,0,0,0,0,0,0,0,0,0,0,"-",null,13,{"$f":"SUM(AG136,AG286,AG436,AG586,AG736)","v":0},0,0,0,0,0,0,0,0,0,0,0,"-",null,null,13,{"$f":"SUM(AW136,AW286,AW436,AW586,AW736)","v":0},0,0,0,0,0,0,0,0,0,0,0,null,null,13,{"$f":"SUM(BL136,BL286,BL436,BL586,BL736)","v":0},0,0,0,0,0,0,0,0,0,0,0,null,null,13,{"$f":"SUM(CA136,CA286,CA436,CA586,CA736)","v":0},0,0,0,0,0,0,0,0,0,0,0,null,null,null,null,13,{"$f":"SUM(CR136,CR286,CR436,CR586,CR736)","v":0},0,0,0,0,0,0,0,0,0,0,0,"-",null,13,{"$f":"SUM(DG136,DG286,DG436,DG586,DG736)","v":0},0,0,0,0,0,0,0,0,0,0,0,"-",null,13,{"$f":"SUM(DV136,DV286,DV436,DV586,DV736)","v":0},0,0,0,0,0,0,0,0,0,0,0,"-",null,null,13,{"$f":"SUM(EL136,EL286,EL436,EL586,EL736)","v":0},0,0,0,0,0,0,0,0,0,0,0,null,null,13,{"$f":"SUM(FA136,FA286,FA436,FA586,FA736)","v":0},0,0,0,0,0,0,0,0,0,0,0,null,null,13,{"$f":"SUM(FP136,FP286,FP436,FP586,FP736)","v":0},0,0,0,0,0,0,0,0,0,0,0,null,null,null,null,null,13,0,0,0,0,0,0,0,0,0,0,0,0,"-",null,13,0,0,0,0,0,0,0,0,0,0,0,0,"-",null,13,0,0,0,0,0,0,0,0,0,0,0,0,"-",null,null,13,0,0,0,0,0,0,0,0,0,0,0,0,null,null,13,0,0,0,0,0,0,0,0,0,0,0,0,null,null,13,0,0,0,0,0,0,0,0,0,0,0,0]
[null,14,{"$f":"SUM(C137,C287,C437,C587,C737)","v":0},0,0,0,0,0,0,0,0,0,0,0,"-",null,14,{"$f":"SUM(R137,R287,R437,R587,R737)","v":0},0,0,0,0,0,0,0,0,0,0,0,"-",null,14,{"$f":"SUM(AG137,AG287,AG437,AG587,AG737)","v":0},0,0,0,0,0,0,0,0,0,0,0,"-",null,null,14,{"$f":"SUM(AW137,AW287,AW437,AW587,AW737)","v":0},0,0,0,0,0,0,0,0,0,0,0,null,null,14,{"$f":"SUM(BL137,BL287,BL437,BL587,BL737)","v":0},0,0,0,0,0,0,0,0,0,0,0,null,null,14,{"$f":"SUM(CA137,CA287,CA437,CA587,CA737)","v":0},0,0,0,0,0,0,0,0,0,0,0,null,null,null,null,14,{"$f":"SUM(CR137,CR287,CR437,CR587,CR737)","v":0},0,0,0,0,0,0,0,0,0,0,0,"-",null,14,{"$f":"SUM(DG137,DG287,DG437,DG587,DG737)","v":0},0,0,0,0,0,0,0,0,0,0,0,"-",null,14,{"$f":"SUM(DV137,DV287,DV437,DV587,DV737)","v":0},0,0,0,0,0,0,0,0,0,0,0,"-",null,null,14,{"$f":"SUM(EL137,EL287,EL437,EL587,EL737)","v":0},0,0,0,0,0,0,0,0,0,0,0,null,null,14,{"$f":"SUM(FA137,FA287,FA437,FA587,FA737)","v":0},0,0,0,0,0,0,0,0,0,0,0,null,null,14,{"$f":"SUM(FP137,FP287,FP437,FP587,FP737)","v":0},0,0,0,0,0,0,0,0,0,0,0,null,null,null,null,null,14,0,0,0,0,0,0,0,0,0,0,0,0,"-",null,14,0,0,0,0,0,0,0,0,0,0,0,0,"-",null,14,0,0,0,0,0,0,0,0,0,0,0,0,"-",null,null,14,0,0,0,0,0,0,0,0,0,0,0,0,null,null,14,0,0,0,0,0,0,0,0,0,0,0,0,null,null,14,0,0,0,0,0,0,0,0,0,0,0,0]
[null,15,{"$f":"SUM(C138,C288,C438,C588,C738)","v":0},0,0,0,0,0,0,0,0,0,0,0,"-",null,15,{"$f":"SUM(R138,R288,R438,R588,R738)","v":0},0,0,0,0,0,0,0,0,0,0,0,"-",null,15,{"$f":"SUM(AG138,AG288,AG438,AG588,AG738)","v":0},0,0,0,0,0,0,0,0,0,0,0,"-",null,null,15,{"$f":"SUM(AW138,AW288,AW438,AW588,AW738)","v":0},0,0,0,0,0,0,0,0,0,0,0,null,null,15,{"$f":"SUM(BL138,BL288,BL438,BL588,BL738)","v":0},0,0,0,0,0,0,0,0,0,0,0,null,null,15,{"$f":"SUM(CA138,CA288,CA438,CA588,CA738)","v":0},0,0,0,0,0,0,0,0,0,0,0,null,null,null,null,15,{"$f":"SUM(CR138,CR288,CR438,CR588,CR738)","v":0},0,0,0,0,0,0,0,0,0,0,0,"-",null,15,{"$f":"SUM(DG138,DG288,DG438,DG588,DG738)","v":0},0,0,0,0,0,0,0,0,0,0,0,"-",null,15,{"$f":"SUM(DV138,DV288,DV438,DV588,DV738)","v":0},0,0,0,0,0,0,0,0,0,0,0,"-",null,null,15,{"$f":"SUM(EL138,EL288,EL438,EL588,EL738)","v":0},0,0,0,0,0,0,0,0,0,0,0,null,null,15,{"$f":"SUM(FA138,FA288,FA438,FA588,FA738)","v":0},0,0,0,0,0,0,0,0,0,0,0,null,null,15,{"$f":"SUM(FP138,FP288,FP438,FP588,FP738)","v":0},0,0,0,0,0,0,0,0,0,0,0,null,null,null,null,null,15,0,0,0,0,0,0,0,0,0,0,0,0,"-",null,15,0,0,0,0,0,0,0,0,0,0,0,0,"-",null,15,0,0,0,0,0,0,0,0,0,0,0,0,"-",null,null,15,0,0,0,0,0,0,0,0,0,0,0,0,null,null,15,0,0,0,0,0,0,0,0,0,0,0,0,null,null,15,0,0,0,0,0,0,0,0,0,0,0,0]
[null,16,{"$f":"SUM(C139,C289,C439,C589,C739)","v":0},0,0,0,0,0,0,0,0,0,0,0,"-",null,16,{"$f":"SUM(R139,R289,R439,R589,R739)","v":0},0,0,0,0,0,0,0,0,0,0,0,"-",null,16,{"$f":"SUM(AG139,AG289,AG439,AG589,AG739)","v":0},0,0,0,0,0,0,0,0,0,0,0,"-",null,null,16,{"$f":"SUM(AW139,AW289,AW439,AW589,AW739)","v":0},0,0,0,0,0,0,0,0,0,0,0,null,null,16,{"$f":"SUM(BL139,BL289,BL439,BL589,BL739)","v":0},0,0,0,0,0,0,0,0,0,0,0,null,null,16,{"$f":"SUM(CA139,CA289,CA439,CA589,CA739)","v":0},0,0,0,0,0,0,0,0,0,0,0,null,null,null,null,16,{"$f":"SUM(CR139,CR289,CR439,CR589,CR739)","v":0},0,0,0,0,0,0,0,0,0,0,0,"-",null,16,{"$f":"SUM(DG139,DG289,DG439,DG589,DG739)","v":0},0,0,0,0,0,0,0,0,0,0,0,"-",null,16,{"$f":"SUM(DV139,DV289,DV439,DV589,DV739)","v":0},0,0,0,0,0,0,0,0,0,0,0,"-",null,null,16,{"$f":"SUM(EL139,EL289,EL439,EL589,EL739)","v":0},0,0,0,0,0,0,0,0,0,0,0,null,null,16,{"$f":"SUM(FA139,FA289,FA439,FA589,FA739)","v":0},0,0,0,0,0,0,0,0,0,0,0,null,null,16,{"$f":"SUM(FP139,FP289,FP439,FP589,FP739)","v":0},0,0,0,0,0,0,0,0,0,0,0,null,null,null,null,null,16,0,0,0,0,0,0,0,0,0,0,0,0,"-",null,16,0,0,0,0,0,0,0,0,0,0,0,0,"-",null,16,0,0,0,0,0,0,0,0,0,0,0,0,"-",null,null,16,0,0,0,0,0,0,0,0,0,0,0,0,null,null,16,0,0,0,0,0,0,0,0,0,0,0,0,null,null,16,0,0,0,0,0,0,0,0,0,0,0,0]
[null,17,{"$f":"SUM(C140,C290,C440,C590,C740)","v":0},0,0,0,0,0,0,0,0,0,0,0,"-",null,17,{"$f":"SUM(R140,R290,R440,R590,R740)","v":0},0,0,0,0,0,0,0,0,0,0,0,"-",null,17,{"$f":"SUM(AG140,AG290,AG440,AG590,AG740)","v":0},0,0,0,0,0,0,0,0,0,0,0,"-",null,null,17,{"$f":"SUM(AW140,AW290,AW440,AW590,AW740)","v":0},0,0,0,0,0,0,0,0,0,0,0,null,null,17,{"$f":"SUM(BL140,BL290,BL440,BL590,BL740)","v":0},0,0,0,0,0,0,0,0,0,0,0,null,null,17,{"$f":"SUM(CA140,CA290,CA440,CA590,CA740)","v":0},0,0,0,0,0,0,0,0,0,0,0,null,null,null,null,17,{"$f":"SUM(CR140,CR290,CR440,CR590,CR740)","v":0},0,0,0,0,0,0,0,0,0,0,0,"-",null,17,{"$f":"SUM(DG140,DG290,DG440,DG590,DG740)","v":0},0,0,0,0,0,0,0,0,0,0,0,"-",null,17,{"$f":"SUM(DV140,DV290,DV440,DV590,DV740)","v":0},0,0,0,0,0,0,0,0,0,0,0,"-",null,null,17,{"$f":"SUM(EL140,EL290,EL440,EL590,EL740)","v":0},0,0,0,0,0,0,0,0,0,0,0,null,null,17,{"$f":"SUM(FA140,FA290,FA440,FA590,FA740)","v":0},0,0,0,0,0,0,0,0,0,0,0,null,null,17,{"$f":"SUM(FP140,FP290,FP440,FP590,FP740)","v":0},0,0,0,0,0,0,0,0,0,0,0,null,null,null,null,null,17,0,0,0,0,0,0,0,0,0,0,0,0,"-",null,17,0,0,0,0,0,0,0,0,0,0,0,0,"-",null,17,0,0,0,0,0,0,0,0,0,0,0,0,"-",null,null,17,0,0,0,0,0,0,0,0,0,0,0,0,null,null,17,0,0,0,0,0,0,0,0,0,0,0,0,null,null,17,0,0,0,0,0,0,0,0,0,0,0,0]
[null,18,{"$f":"SUM(C141,C291,C441,C591,C741)","v":0},0,0,0,0,0,0,0,0,0,0,0,"-",null,18,{"$f":"SUM(R141,R291,R441,R591,R741)","v":0},0,0,0,0,0,0,0,0,0,0,0,"-",null,18,{"$f":"SUM(AG141,AG291,AG441,AG591,AG741)","v":0},0,0,0,0,0,0,0,0,0,0,0,"-",null,null,18,{"$f":"SUM(AW141,AW291,AW441,AW591,AW741)","v":0},0,0,0,0,0,0,0,0,0,0,0,null,null,18,{"$f":"SUM(BL141,BL291,BL441,BL591,BL741)","v":0},0,0,0,0,0,0,0,0,0,0,0,null,null,18,{"$f":"SUM(CA141,CA291,CA441,CA591,CA741)","v":0},0,0,0,0,0,0,0,0,0,0,0,null,null,null,null,18,{"$f":"SUM(CR141,CR291,CR441,CR591,CR741)","v":0},0,0,0,0,0,0,0,0,0,0,0,"-",null,18,{"$f":"SUM(DG141,DG291,DG441,DG591,DG741)","v":0},0,0,0,0,0,0,0,0,0,0,0,"-",null,18,{"$f":"SUM(DV141,DV291,DV441,DV591,DV741)","v":0},0,0,0,0,0,0,0,0,0,0,0,"-",null,null,18,{"$f":"SUM(EL141,EL291,EL441,EL591,EL741)","v":0},0,0,0,0,0,0,0,0,0,0,0,null,null,18,{"$f":"SUM(FA141,FA291,FA441,FA591,FA741)","v":0},0,0,0,0,0,0,0,0,0,0,0,null,null,18,{"$f":"SUM(FP141,FP291,FP441,FP591,FP741)","v":0},0,0,0,0,0,0,0,0,0,0,0,null,null,null,null,null,18,0,0,0,0,0,0,0,0,0,0,0,0,"-",null,18,0,0,0,0,0,0,0,0,0,0,0,0,"-",null,18,0,0,0,0,0,0,0,0,0,0,0,0,"-",null,null,18,0,0,0,0,0,0,0,0,0,0,0,0,null,null,18,0,0,0,0,0,0,0,0,0,0,0,0,null,null,18,0,0,0,0,0,0,0,0,0,0,0,0]
[null,19,{"$f":"SUM(C142,C292,C442,C592,C742)","v":0},0,0,0,0,0,0,0,0,0,0,0,"-",null,19,{"$f":"SUM(R142,R292,R442,R592,R742)","v":0},0,0,0,0,0,0,0,0,0,0,0,"-",null,19,{"$f":"SUM(AG142,AG292,AG442,AG592,AG742)","v":0},0,0,0,0,0,0,0,0,0,0,0,"-",null,null,19,{"$f":"SUM(AW142,AW292,AW442,AW592,AW742)","v":0},0,0,0,0,0,0,0,0,0,0,0,null,null,19,{"$f":"SUM(BL142,BL292,BL442,BL592,BL742)","v":0},0,0,0,0,0,0,0,0,0,0,0,null,null,19,{"$f":"SUM(CA142,CA292,CA442,CA592,CA742)","v":0},0,0,0,0,0,0,0,0,0,0,0,null,null,null,null,19,{"$f":"SUM(CR142,CR292,CR442,CR592,CR742)","v":0},0,0,0,0,0,0,0,0,0,0,0,"-",null,19,{"$f":"SUM(DG142,DG292,DG442,DG592,DG742)","v":0},0,0,0,0,0,0,0,0,0,0,0,"-",null,19,{"$f":"SUM(DV142,DV292,DV442,DV592,DV742)","v":0},0,0,0,0,0,0,0,0,0,0,0,"-",null,null,19,{"$f":"SUM(EL142,EL292,EL442,EL592,EL742)","v":0},0,0,0,0,0,0,0,0,0,0,0,null,null,19,{"$f":"SUM(FA142,FA292,FA442,FA592,FA742)","v":0},0,0,0,0,0,0,0,0,0,0,0,null,null,19,{"$f":"SUM(FP142,FP292,FP442,FP592,FP742)","v":0},0,0,0,0,0,0,0,0,0,0,0,null,null,null,null,null,19,0,0,0,0,0,0,0,0,0,0,0,0,"-",null,19,0,0,0,0,0,0,0,0,0,0,0,0,"-",null,19,0,0,0,0,0,0,0,0,0,0,0,0,"-",null,null,19,0,0,0,0,0,0,0,0,0,0,0,0,null,null,19,0,0,0,0,0,0,0,0,0,0,0,0,null,null,19,0,0,0,0,0,0,0,0,0,0,0,0]
[null,20,{"$f":"SUM(C143,C293,C443,C593,C743)","v":0},0,0,0,0,0,0,0,0,0,0,0,"-",null,20,{"$f":"SUM(R143,R293,R443,R593,R743)","v":0},0,0,0,0,0,0,0,0,0,0,0,"-",null,20,{"$f":"SUM(AG143,AG293,AG443,AG593,AG743)","v":0},0,0,0,0,0,0,0,0,0,0,0,"-",null,null,20,{"$f":"SUM(AW143,AW293,AW443,AW593,AW743)","v":0},0,0,0,0,0,0,0,0,0,0,0,null,null,20,{"$f":"SUM(BL143,BL293,BL443,BL593,BL743)","v":0},0,0,0,0,0,0,0,0,0,0,0,null,null,20,{"$f":"SUM(CA143,CA293,CA443,CA593,CA743)","v":0},0,0,0,0,0,0,0,0,0,0,0,null,null,null,null,20,{"$f":"SUM(CR143,CR293,CR443,CR593,CR743)","v":0},0,0,0,0,0,0,0,0,0,0,0,"-",null,20,{"$f":"SUM(DG143,DG293,DG443,DG593,DG743)","v":0},0,0,0,0,0,0,0,0,0,0,0,"-",null,20,{"$f":"SUM(DV143,DV293,DV443,DV593,DV743)","v":0},0,0,0,0,0,0,0,0,0,0,0,"-",null,null,20,{"$f":"SUM(EL143,EL293,EL443,EL593,EL743)","v":0},0,0,0,0,0,0,0,0,0,0,0,null,null,20,{"$f":"SUM(FA143,FA293,FA443,FA593,FA743)","v":0},0,0,0,0,0,0,0,0,0,0,0,null,null,20,{"$f":"SUM(FP143,FP293,FP443,FP593,FP743)","v":0},0,0,0,0,0,0,0,0,0,0,0,null,null,null,null,null,20,0,0,0,0,0,0,0,0,0,0,0,0,"-",null,20,0,0,0,0,0,0,0,0,0,0,0,0,"-",null,20,0,0,0,0,0,0,0,0,0,0,0,0,"-",null,null,20,0,0,0,0,0,0,0,0,0,0,0,0,null,null,20,0,0,0,0,0,0,0,0,0,0,0,0,null,null,20,0,0,0,0,0,0,0,0,0,0,0,0]
[null,21,{"$f":"SUM(C144,C294,C444,C594,C744)","v":0},0,0,0,0,0,0,0,0,0,0,0,"-",null,21,{"$f":"SUM(R144,R294,R444,R594,R744)","v":0},0,0,0,0,0,0,0,0,0,0,0,"-",null,21,{"$f":"SUM(AG144,AG294,AG444,AG594,AG744)","v":0},0,0,0,0,0,0,0,0,0,0,0,"-",null,null,21,{"$f":"SUM(AW144,AW294,AW444,AW594,AW744)","v":0},0,0,0,0,0,0,0,0,0,0,0,null,null,21,{"$f":"SUM(BL144,BL294,BL444,BL594,BL744)","v":0},0,0,0,0,0,0,0,0,0,0,0,null,null,21,{"$f":"SUM(CA144,CA294,CA444,CA594,CA744)","v":0},0,0,0,0,0,0,0,0,0,0,0,null,null,null,null,21,{"$f":"SUM(CR144,CR294,CR444,CR594,CR744)","v":0},0,0,0,0,0,0,0,0,0,0,0,"-",null,21,{"$f":"SUM(DG144,DG294,DG444,DG594,DG744)","v":0},0,0,0,0,0,0,0,0,0,0,0,"-",null,21,{"$f":"SUM(DV144,DV294,DV444,DV594,DV744)","v":0},0,0,0,0,0,0,0,0,0,0,0,"-",null,null,21,{"$f":"SUM(EL144,EL294,EL444,EL594,EL744)","v":0},0,0,0,0,0,0,0,0,0,0,0,null,null,21,{"$f":"SUM(FA144,FA294,FA444,FA594,FA744)","v":0},0,0,0,0,0,0,0,0,0,0,0,null,null,21,{"$f":"SUM(FP144,FP294,FP444,FP594,FP744)","v":0},0,0,0,0,0,0,0,0,0,0,0,null,null,null,null,null,21,0,0,0,0,0,0,0,0,0,0,0,0,"-",null,21,0,0,0,0,0,0,0,0,0,0,0,0,"-",null,21,0,0,0,0,0,0,0,0,0,0,0,0,"-",null,null,21,0,0,0,0,0,0,0,0,0,0,0,0,null,null,21,0,0,0,0,0,0,0,0,0,0,0,0,null,null,21,0,0,0,0,0,0,0,0,0,0,0,0]
[null,22,{"$f":"SUM(C145,C295,C445,C595,C745)","v":0},0,0,0,0,0,0,0,0,0,0,0,"-",null,22,{"$f":"SUM(R145,R295,R445,R595,R745)","v":0},0,0,0,0,0,0,0,0,0,0,0,"-",null,22,{"$f":"SUM(AG145,AG295,AG445,AG595,AG745)","v":0},0,0,0,0,0,0,0,0,0,0,0,"-",null,null,22,{"$f":"SUM(AW145,AW295,AW445,AW595,AW745)","v":0},0,0,0,0,0,0,0,0,0,0,0,null,null,22,{"$f":"SUM(BL145,BL295,BL445,BL595,BL745)","v":0},0,0,0,0,0,0,0,0,0,0,0,null,null,22,{"$f":"SUM(CA145,CA295,CA445,CA595,CA745)","v":0},0,0,0,0,0,0,0,0,0,0,0,null,null,null,null,22,{"$f":"SUM(CR145,CR295,CR445,CR595,CR745)","v":0},0,0,0,0,0,0,0,0,0,0,0,"-",null,22,{"$f":"SUM(DG145,DG295,DG445,DG595,DG745)","v":0},0,0,0,0,0,0,0,0,0,0,0,"-",null,22,{"$f":"SUM(DV145,DV295,DV445,DV595,DV745)","v":0},0,0,0,0,0,0,0,0,0,0,0,"-",null,null,22,{"$f":"SUM(EL145,EL295,EL445,EL595,EL745)","v":0},0,0,0,0,0,0,0,0,0,0,0,null,null,22,{"$f":"SUM(FA145,FA295,FA445,FA595,FA745)","v":0},0,0,0,0,0,0,0,0,0,0,0,null,null,22,{"$f":"SUM(FP145,FP295,FP445,FP595,FP745)","v":0},0,0,0,0,0,0,0,0,0,0,0,null,null,null,null,null,22,0,0,0,0,0,0,0,0,0,0,0,0,"-",null,22,0,0,0,0,0,0,0,0,0,0,0,0,"-",null,22,0,0,0,0,0,0,0,0,0,0,0,0,"-",null,null,22,0,0,0,0,0,0,0,0,0,0,0,0,null,null,22,0,0,0,0,0,0,0,0,0,0,0,0,null,null,22,0,0,0,0,0,0,0,0,0,0,0,0]
[null,23,{"$f":"SUM(C146,C296,C446,C596,C746)","v":0},0,0,0,0,0,0,0,0,0,0,0,"-",null,23,{"$f":"SUM(R146,R296,R446,R596,R746)","v":0},0,0,0,0,0,0,0,0,0,0,0,"-",null,23,{"$f":"SUM(AG146,AG296,AG446,AG596,AG746)","v":0},0,0,0,0,0,0,0,0,0,0,0,"-",null,null,23,{"$f":"SUM(AW146,AW296,AW446,AW596,AW746)","v":0},0,0,0,0,0,0,0,0,0,0,0,null,null,23,{"$f":"SUM(BL146,BL296,BL446,BL596,BL746)","v":0},0,0,0,0,0,0,0,0,0,0,0,null,null,23,{"$f":"SUM(CA146,CA296,CA446,CA596,CA746)","v":0},0,0,0,0,0,0,0,0,0,0,0,null,null,null,null,23,{"$f":"SUM(CR146,CR296,CR446,CR596,CR746)","v":0},0,0,0,0,0,0,0,0,0,0,0,"-",null,23,{"$f":"SUM(DG146,DG296,DG446,DG596,DG746)","v":0},0,0,0,0,0,0,0,0,0,0,0,"-",null,23,{"$f":"SUM(DV146,DV296,DV446,DV596,DV746)","v":0},0,0,0,0,0,0,0,0,0,0,0,"-",null,null,23,{"$f":"SUM(EL146,EL296,EL446,EL596,EL746)","v":0},0,0,0,0,0,0,0,0,0,0,0,null,null,23,{"$f":"SUM(FA146,FA296,FA446,FA596,FA746)","v":0},0,0,0,0,0,0,0,0,0,0,0,null,null,23,{"$f":"SUM(FP146,FP296,FP446,FP596,FP746)","v":0},0,0,0,0,0,0,0,0,0,0,0,null,null,null,null,null,23,0,0,0,0,0,0,0,0,0,0,0,0,"-",null,23,0,0,0,0,0,0,0,0,0,0,0,0,"-",null,23,0,0,0,0,0,0,0,0,0,0,0,0,"-",null,null,23,0,0,0,0,0,0,0,0,0,0,0,0,null,null,23,0,0,0,0,0,0,0,0,0,0,0,0,null,null,23,0,0,0,0,0,0,0,0,0,0,0,0]
[null,"MJ/日",{"$f":"SUM(C872:C895)","v":0},{"$f":"SUM(D872:D895)","v":0},{"$f":"SUM(E872:E895)","v":0},{"$f":"SUM(F872:F895)","v":0},{"$f":"SUM(G872:G895)","v":0},{"$f":"SUM(H872:H895)","v":0},{"$f":"SUM(I872:I895)","v":0},{"$f":"SUM(J872:J895)","v":0},{"$f":"SUM(K872:K895)","v":0},{"$f":"SUM(L872:L895)","v":0},{"$f":"SUM(M872:M895)","v":0},{"$f":"SUM(N872:N895)","v":0},"-",null,"MJ/日",{"$f":"SUM(R872:R895)","v":0},{"$f":"SUM(S872:S895)","v":0},{"$f":"SUM(T872:T895)","v":0},{"$f":"SUM(U872:U895)","v":0},{"$f":"SUM(V872:V895)","v":0},{"$f":"SUM(W872:W895)","v":0},{"$f":"SUM(X872:X895)","v":0},{"$f":"SUM(Y872:Y895)","v":0},{"$f":"SUM(Z872:Z895)","v":0},{"$f":"SUM(AA872:AA895)","v":0},{"$f":"SUM(AB872:AB895)","v":0},{"$f":"SUM(AC872:AC895)","v":0},"-",null,"MJ/日",{"$f":"SUM(AG872:AG895)","v":0},{"$f":"SUM(AH872:AH895)","v":0},{"$f":"SUM(AI872:AI895)","v":0},{"$f":"SUM(AJ872:AJ895)","v":0},{"$f":"SUM(AK872:AK895)","v":0},{"$f":"SUM(AL872:AL895)","v":0},{"$f":"SUM(AM872:AM895)","v":0},{"$f":"SUM(AN872:AN895)","v":0},{"$f":"SUM(AO872:AO895)","v":0},{"$f":"SUM(AP872:AP895)","v":0},{"$f":"SUM(AQ872:AQ895)","v":0},{"$f":"SUM(AR872:AR895)","v":0},"-",null,null,"MJ/日",{"$f":"SUM(AW872:AW895)","v":0},{"$f":"SUM(AX872:AX895)","v":0},{"$f":"SUM(AY872:AY895)","v":0},{"$f":"SUM(AZ872:AZ895)","v":0},{"$f":"SUM(BA872:BA895)","v":0},{"$f":"SUM(BB872:BB895)","v":0},{"$f":"SUM(BC872:BC895)","v":0},{"$f":"SUM(BD872:BD895)","v":0},{"$f":"SUM(BE872:BE895)","v":0},{"$f":"SUM(BF872:BF895)","v":0},{"$f":"SUM(BG872:BG895)","v":0},{"$f":"SUM(BH872:BH895)","v":0},null,null,"MJ/日",{"$f":"SUM(BL872:BL895)","v":0},{"$f":"SUM(BM872:BM895)","v":0},{"$f":"SUM(BN872:BN895)","v":0},{"$f":"SUM(BO872:BO895)","v":0},{"$f":"SUM(BP872:BP895)","v":0},{"$f":"SUM(BQ872:BQ895)","v":0},{"$f":"SUM(BR872:BR895)","v":0},{"$f":"SUM(BS872:BS895)","v":0},{"$f":"SUM(BT872:BT895)","v":0},{"$f":"SUM(BU872:BU895)","v":0},{"$f":"SUM(BV872:BV895)","v":0},{"$f":"SUM(BW872:BW895)","v":0},null,null,"MJ/日",{"$f":"SUM(CA872:CA895)","v":0},{"$f":"SUM(CB872:CB895)","v":0},{"$f":"SUM(CC872:CC895)","v":0},{"$f":"SUM(CD872:CD895)","v":0},{"$f":"SUM(CE872:CE895)","v":0},{"$f":"SUM(CF872:CF895)","v":0},{"$f":"SUM(CG872:CG895)","v":0},{"$f":"SUM(CH872:CH895)","v":0},{"$f":"SUM(CI872:CI895)","v":0},{"$f":"SUM(CJ872:CJ895)","v":0},{"$f":"SUM(CK872:CK895)","v":0},{"$f":"SUM(CL872:CL895)","v":0},null,null,null,null,"MJ/日",{"$f":"SUM(CR872:CR895)","v":0},{"$f":"SUM(CS872:CS895)","v":0},{"$f":"SUM(CT872:CT895)","v":0},{"$f":"SUM(CU872:CU895)","v":0},{"$f":"SUM(CV872:CV895)","v":0},{"$f":"SUM(CW872:CW895)","v":0},{"$f":"SUM(CX872:CX895)","v":0},{"$f":"SUM(CY872:CY895)","v":0},{"$f":"SUM(CZ872:CZ895)","v":0},{"$f":"SUM(DA872:DA895)","v":0},{"$f":"SUM(DB872:DB895)","v":0},{"$f":"SUM(DC872:DC895)","v":0},"-",null,"MJ/日",{"$f":"SUM(DG872:DG895)","v":0},{"$f":"SUM(DH872:DH895)","v":0},{"$f":"SUM(DI872:DI895)","v":0},{"$f":"SUM(DJ872:DJ895)","v":0},{"$f":"SUM(DK872:DK895)","v":0},{"$f":"SUM(DL872:DL895)","v":0},{"$f":"SUM(DM872:DM895)","v":0},{"$f":"SUM(DN872:DN895)","v":0},{"$f":"SUM(DO872:DO895)","v":0},{"$f":"SUM(DP872:DP895)","v":0},{"$f":"SUM(DQ872:DQ895)","v":0},{"$f":"SUM(DR872:DR895)","v":0},"-",null,"MJ/日",{"$f":"SUM(DV872:DV895)","v":0},{"$f":"SUM(DW872:DW895)","v":0},{"$f":"SUM(DX872:DX895)","v":0},{"$f":"SUM(DY872:DY895)","v":0},{"$f":"SUM(DZ872:DZ895)","v":0},{"$f":"SUM(EA872:EA895)","v":0},{"$f":"SUM(EB872:EB895)","v":0},{"$f":"SUM(EC872:EC895)","v":0},{"$f":"SUM(ED872:ED895)","v":0},{"$f":"SUM(EE872:EE895)","v":0},{"$f":"SUM(EF872:EF895)","v":0},{"$f":"SUM(EG872:EG895)","v":0},"-",null,null,"MJ/日",{"$f":"SUM(EL872:EL895)","v":0},{"$f":"SUM(EM872:EM895)","v":0},{"$f":"SUM(EN872:EN895)","v":0},{"$f":"SUM(EO872:EO895)","v":0},{"$f":"SUM(EP872:EP895)","v":0},{"$f":"SUM(EQ872:EQ895)","v":0},{"$f":"SUM(ER872:ER895)","v":0},{"$f":"SUM(ES872:ES895)","v":0},{"$f":"SUM(ET872:ET895)","v":0},{"$f":"SUM(EU872:EU895)","v":0},{"$f":"SUM(EV872:EV895)","v":0},{"$f":"SUM(EW872:EW895)","v":0},null,null,"MJ/日",{"$f":"SUM(FA872:FA895)","v":0},{"$f":"SUM(FB872:FB895)","v":0},{"$f":"SUM(FC872:FC895)","v":0},{"$f":"SUM(FD872:FD895)","v":0},{"$f":"SUM(FE872:FE895)","v":0},{"$f":"SUM(FF872:FF895)","v":0},{"$f":"SUM(FG872:FG895)","v":0},{"$f":"SUM(FH872:FH895)","v":0},{"$f":"SUM(FI872:FI895)","v":0},{"$f":"SUM(FJ872:FJ895)","v":0},{"$f":"SUM(FK872:FK895)","v":0},{"$f":"SUM(FL872:FL895)","v":0},null,null,"MJ/日",{"$f":"SUM(FP872:FP895)","v":0},{"$f":"SUM(FQ872:FQ895)","v":0},{"$f":"SUM(FR872:FR895)","v":0},{"$f":"SUM(FS872:FS895)","v":0},{"$f":"SUM(FT872:FT895)","v":0},{"$f":"SUM(FU872:FU895)","v":0},{"$f":"SUM(FV872:FV895)","v":0},{"$f":"SUM(FW872:FW895)","v":0},{"$f":"SUM(FX872:FX895)","v":0},{"$f":"SUM(FY872:FY895)","v":0},{"$f":"SUM(FZ872:FZ895)","v":0},{"$f":"SUM(GA872:GA895)","v":0},null,null,null,null,null,"MJ/日",{"$f":"SUM(GH872:GH895)","v":0},{"$f":"SUM(GI872:GI895)","v":0},{"$f":"SUM(GJ872:GJ895)","v":0},{"$f":"SUM(GK872:GK895)","v":0},{"$f":"SUM(GL872:GL895)","v":0},{"$f":"SUM(GM872:GM895)","v":0},{"$f":"SUM(GN872:GN895)","v":0},{"$f":"SUM(GO872:GO895)","v":0},{"$f":"SUM(GP872:GP895)","v":0},{"$f":"SUM(GQ872:GQ895)","v":0},{"$f":"SUM(GR872:GR895)","v":0},{"$f":"SUM(GS872:GS895)","v":0},"-",null,"MJ/日",{"$f":"SUM(GW872:GW895)","v":0},{"$f":"SUM(GX872:GX895)","v":0},{"$f":"SUM(GY872:GY895)","v":0},{"$f":"SUM(GZ872:GZ895)","v":0},{"$f":"SUM(HA872:HA895)","v":0},{"$f":"SUM(HB872:HB895)","v":0},{"$f":"SUM(HC872:HC895)","v":0},{"$f":"SUM(HD872:HD895)","v":0},{"$f":"SUM(HE872:HE895)","v":0},{"$f":"SUM(HF872:HF895)","v":0},{"$f":"SUM(HG872:HG895)","v":0},{"$f":"SUM(HH872:HH895)","v":0},"-",null,"MJ/日",{"$f":"SUM(HL872:HL895)","v":0},{"$f":"SUM(HM872:HM895)","v":0},{"$f":"SUM(HN872:HN895)","v":0},{"$f":"SUM(HO872:HO895)","v":0},{"$f":"SUM(HP872:HP895)","v":0},{"$f":"SUM(HQ872:HQ895)","v":0},{"$f":"SUM(HR872:HR895)","v":0},{"$f":"SUM(HS872:HS895)","v":0},{"$f":"SUM(HT872:HT895)","v":0},{"$f":"SUM(HU872:HU895)","v":0},{"$f":"SUM(HV872:HV895)","v":0},{"$f":"SUM(HW872:HW895)","v":0},"-",null,null,"MJ/日",{"$f":"SUM(IB872:IB895)","v":0},{"$f":"SUM(IC872:IC895)","v":0},{"$f":"SUM(ID872:ID895)","v":0},{"$f":"SUM(IE872:IE895)","v":0},{"$f":"SUM(IF872:IF895)","v":0},{"$f":"SUM(IG872:IG895)","v":0},{"$f":"SUM(IH872:IH895)","v":0},{"$f":"SUM(II872:II895)","v":0},{"$f":"SUM(IJ872:IJ895)","v":0},{"$f":"SUM(IK872:IK895)","v":0},{"$f":"SUM(IL872:IL895)","v":0},{"$f":"SUM(IM872:IM895)","v":0},null,null,"MJ/日",{"$f":"SUM(IQ872:IQ895)","v":0},{"$f":"SUM(IR872:IR895)","v":0},{"$f":"SUM(IS872:IS895)","v":0},{"$f":"SUM(IT872:IT895)","v":0},{"$f":"SUM(IU872:IU895)","v":0},{"$f":"SUM(IV872:IV895)","v":0},{"$f":"SUM(IW872:IW895)","v":0},{"$f":"SUM(IX872:IX895)","v":0},{"$f":"SUM(IY872:IY895)","v":0},{"$f":"SUM(IZ872:IZ895)","v":0},{"$f":"SUM(JA872:JA895)","v":0},{"$f":"SUM(JB872:JB895)","v":0},null,null,"MJ/日",{"$f":"SUM(JF872:JF895)","v":0},{"$f":"SUM(JG872:JG895)","v":0},{"$f":"SUM(JH872:JH895)","v":0},{"$f":"SUM(JI872:JI895)","v":0},{"$f":"SUM(JJ872:JJ895)","v":0},{"$f":"SUM(JK872:JK895)","v":0},{"$f":"SUM(JL872:JL895)","v":0},{"$f":"SUM(JM872:JM895)","v":0},{"$f":"SUM(JN872:JN895)","v":0},{"$f":"SUM(JO872:JO895)","v":0},{"$f":"SUM(JP872:JP895)","v":0},{"$f":"SUM(JQ872:JQ895)","v":0}]
[null,"日",{"$f":"DB!$H$3","v":20},{"$f":"DB!$I$3","v":20},{"$f":"DB!$J$3","v":22},{"$f":"DB!$K$3","v":20},{"$f":"DB!$L$3","v":20},{"$f":"DB!$M$3","v":22},{"$f":"DB!$N$3","v":20},{"$f":"DB!$O$3","v":23},{"$f":"DB!$P$3","v":20},{"$f":"DB!$Q$3","v":21},{"$f":"DB!$R$3","v":20},{"$f":"DB!$S$3","v":21},{"$f":"SUM(C897:N897)","v":249},null,"日",{"$f":"DB!$H$4","v":4},{"$f":"DB!$I$4","v":3},{"$f":"DB!$J$4","v":4},{"$f":"DB!$K$4","v":4},{"$f":"DB!$L$4","v":4},{"$f":"DB!$M$4","v":4},{"$f":"DB!$N$4","v":5},{"$f":"DB!$O$4","v":4},{"$f":"DB!$P$4","v":4},{"$f":"DB!$Q$4","v":4},{"$f":"DB!$R$4","v":4},{"$f":"DB!$S$4","v":4},{"$f":"SUM(R897:AC897)","v":48},null,"日",{"$f":"DB!$H$5","v":7},{"$f":"DB!$I$5","v":5},{"$f":"DB!$J$5","v":5},{"$f":"DB!$K$5","v":6},{"$f":"DB!$L$5","v":7},{"$f":"DB!$M$5","v":4},{"$f":"DB!$N$5","v":6},{"$f":"DB!$O$5","v":4},{"$f":"DB!$P$5","v":6},{"$f":"DB!$Q$5","v":6},{"$f":"DB!$R$5","v":6},{"$f":"DB!$S$5","v":6},{"$f":"SUM(AG897:AR897)","v":68},null,null,"日",null,null,null,null,null,null,null,null,null,null,null,null,null,null,"日",null,null,null,null,null,null,null,null,null,null,null,null,null,null,"日",null,null,null,null,null,null,null,null,null,null,null,null,null,null,null,null,"日",{"$f":"DB!$H$3","v":20},{"$f":"DB!$I$3","v":20},{"$f":"DB!$J$3","v":22},{"$f":"DB!$K$3","v":20},{"$f":"DB!$L$3","v":20},{"$f":"DB!$M$3","v":22},{"$f":"DB!$N$3","v":20},{"$f":"DB!$O$3","v":23},{"$f":"DB!$P$3","v":20},{"$f":"DB!$Q$3","v":21},{"$f":"DB!$R$3","v":20},{"$f":"DB!$S$3","v":21},{"$f":"SUM(CR897:DC897)","v":249},null,"日",{"$f":"DB!$H$4","v":4},{"$f":"DB!$I$4","v":3},{"$f":"DB!$J$4","v":4},{"$f":"DB!$K$4","v":4},{"$f":"DB!$L$4","v":4},{"$f":"DB!$M$4","v":4},{"$f":"DB!$N$4","v":5},{"$f":"DB!$O$4","v":4},{"$f":"DB!$P$4","v":4},{"$f":"DB!$Q$4","v":4},{"$f":"DB!$R$4","v":4},{"$f":"DB!$S$4","v":4},{"$f":"SUM(DG897:DR897)","v":48},null,"日",{"$f":"DB!$H$5","v":7},{"$f":"DB!$I$5","v":5},{"$f":"DB!$J$5","v":5},{"$f":"DB!$K$5","v":6},{"$f":"DB!$L$5","v":7},{"$f":"DB!$M$5","v":4},{"$f":"DB!$N$5","v":6},{"$f":"DB!$O$5","v":4},{"$f":"DB!$P$5","v":6},{"$f":"DB!$Q$5","v":6},{"$f":"DB!$R$5","v":6},{"$f":"DB!$S$5","v":6},{"$f":"SUM(DV897:EG897)","v":68},null,null,"日",null,null,null,null,null,null,null,null,null,null,null,null,null,null,"日",null,null,null,null,null,null,null,null,null,null,null,null,null,null,"日",null,null,null,null,null,null,null,null,null,null,null,null,null,null,null,null,null,"日",{"$f":"DB!$H$3","v":20},{"$f":"DB!$I$3","v":20},{"$f":"DB!$J$3","v":22},{"$f":"DB!$K$3","v":20},{"$f":"DB!$L$3","v":20},{"$f":"DB!$M$3","v":22},{"$f":"DB!$N$3","v":20},{"$f":"DB!$O$3","v":23},{"$f":"DB!$P$3","v":20},{"$f":"DB!$Q$3","v":21},{"$f":"DB!$R$3","v":20},{"$f":"DB!$S$3","v":21},{"$f":"SUM(GH897:GS897)","v":249},null,"日",{"$f":"DB!$H$4","v":4},{"$f":"DB!$I$4","v":3},{"$f":"DB!$J$4","v":4},{"$f":"DB!$K$4","v":4},{"$f":"DB!$L$4","v":4},{"$f":"DB!$M$4","v":4},{"$f":"DB!$N$4","v":5},{"$f":"DB!$O$4","v":4},{"$f":"DB!$P$4","v":4},{"$f":"DB!$Q$4","v":4},{"$f":"DB!$R$4","v":4},{"$f":"DB!$S$4","v":4},{"$f":"SUM(GW897:HH897)","v":48},null,"日",{"$f":"DB!$H$5","v":7},{"$f":"DB!$I$5","v":5},{"$f":"DB!$J$5","v":5},{"$f":"DB!$K$5","v":6},{"$f":"DB!$L$5","v":7},{"$f":"DB!$M$5","v":4},{"$f":"DB!$N$5","v":6},{"$f":"DB!$O$5","v":4},{"$f":"DB!$P$5","v":6},{"$f":"DB!$Q$5","v":6},{"$f":"DB!$R$5","v":6},{"$f":"DB!$S$5","v":6},{"$f":"SUM(HL897:HW897)","v":68},null,null,"日",null,null,null,null,null,null,null,null,null,null,null,null,null,null,"日",null,null,null,null,null,null,null,null,null,null,null,null,null,null,"日"]
[null,"GJ/月",{"$f":"C896*C897","v":0},{"$f":"D896*D897","v":0},0,0,0,0,0,0,0,0,0,0,{"$f":"SUM(C898:N898)","v":0},null,"GJ/月",{"$f":"R896*R897","v":0},{"$f":"S896*S897","v":0},0,0,0,0,0,0,0,0,0,0,{"$f":"SUM(R898:AC898)","v":0},null,"GJ/月",{"$f":"AG896*AG897","v":0},{"$f":"AH896*AH897","v":0},0,0,0,0,0,0,0,0,0,0,{"$f":"SUM(AG898:AR898)","v":0},null,null,"GJ/月",null,null,null,null,null,null,null,null,null,null,null,null,null,null,"GJ/月",null,null,null,null,null,null,null,null,null,null,null,null,null,null,"GJ/月",null,null,null,null,null,null,null,null,null,null,null,null,null,null,null,null,"GJ/月",{"$f":"CR896*CR897","v":0},{"$f":"CS896*CS897","v":0},0,0,0,0,0,0,0,0,0,0,{"$f":"SUM(CR898:DC898)","v":0},null,"GJ/月",{"$f":"DG896*DG897","v":0},{"$f":"DH896*DH897","v":0},0,0,0,0,0,0,0,0,0,0,{"$f":"SUM(DG898:DR898)","v":0},null,"GJ/月",{"$f":"DV896*DV897","v":0},{"$f":"DW896*DW897","v":0},0,0,0,0,0,0,0,0,0,0,{"$f":"SUM(DV898:EG898)","v":0},null,null,"GJ/月",null,null,null,null,null,null,null,null,null,null,null,null,null,null,"GJ/月",null,null,null,null,null,null,null,null,null,null,null,null,null,null,"GJ/月",null,null,null,null,null,null,null,null,null,null,null,null,null,null,null,null,null,"GJ/月",{"$f":"GH896*GH897","v":0},{"$f":"GI896*GI897","v":0},0,0,0,0,0,0,0,0,0,0,{"$f":"SUM(GH898:GS898)","v":0},null,"GJ/月",{"$f":"GW896*GW897","v":0},{"$f":"GX896*GX897","v":0},0,0,0,0,0,0,0,0,0,0,{"$f":"SUM(GW898:HH898)","v":0},null,"GJ/月",{"$f":"HL896*HL897","v":0},{"$f":"HM896*HM897","v":0},0,0,0,0,0,0,0,0,0,0,{"$f":"SUM(HL898:HW898)","v":0},null,null,"GJ/月",null,null,null,null,null,null,null,null,null,null,null,null,null,null,"GJ/月",null,null,null,null,null,null,null,null,null,null,null,null,null,null,"GJ/月"]

{"sheet":"SysNew","index":4,"n_rows":2522,"n_cols":44,"rows_kept":2250,"cut":true,"hidden":true,"merged":[],"bounds":{"rows_first":1000,"rows_last":250,"rows_between":1000,"halvings":1}}
["電力負荷（新設建物）",null,null,null,null,null,null,null,null,null,null,null,null,"（新設建物・平日）",null,"電力負荷（新設建物）",null,null,null,null,null,null,null,null,null,null,null,null,"（新設建物・土曜）",null,"電力負荷（新設建物）",null,null,null,null,null,null,null,null,null,null,null,null,"（新設建物・休日）"]
["kW","1月","2月","3月","4月","5月","6月","7月","8月","9月","10月","11月","12月","計",null,"kW","1月","2月","3月","4月","5月","6月","7月","8月","9月","10月","11月","12月","計",null,"kW","1月","2月","3月","4月","5月","6月","7月","8月","9月","10月","11月","12月","計"]
[0,{"$f":"DmTimely!C782","v":0},{"$f":"DmTimely!D782","v":0},{"$f":"DmTimely!E782","v":0},{"$f":"DmTimely!F782","v":0},{"$f":"DmTimely!G782","v":0},{"$f":"DmTimely!H782","v":0},{"$f":"DmTimely!I782","v":0},{"$f":"DmTimely!J782","v":0},{"$f":"DmTimely!K782","v":0},{"$f":"DmTimely!L782","v":0},{"$f":"DmTimely!M782","v":0},{"$f":"DmTimely!N782","v":0},{"$f":"SUM(B3:M3)","v":0},null,0,{"$f":"DmTimely!R782","v":0},{"$f":"DmTimely!S782","v":0},{"$f":"DmTimely!T782","v":0},{"$f":"DmTimely!U782","v":0},{"$f":"DmTimely!V782","v":0},{"$f":"DmTimely!W782","v":0},{"$f":"DmTimely!X782","v":0},{"$f":"DmTimely!Y782","v":0},{"$f":"DmTimely!Z782","v":0},{"$f":"DmTimely!AA782","v":0},{"$f":"DmTimely!AB782","v":0},{"$f":"DmTimely!AC782","v":0},{"$f":"SUM(Q3:AB3)","v":0},null,0,{"$f":"DmTimely!AG782","v":0},{"$f":"DmTimely!AH782","v":0},{"$f":"DmTimely!AI782","v":0},{"$f":"DmTimely!AJ782","v":0},{"$f":"DmTimely!AK782","v":0},{"$f":"DmTimely!AL782","v":0},{"$f":"DmTimely!AM782","v":0},{"$f":"DmTimely!AN782","v":0},{"$f":"DmTimely!AO782","v":0},{"$f":"DmTimely!AP782","v":0},{"$f":"DmTimely!AQ782","v":0},{"$f":"DmTimely!AR782","v":0},{"$f":"SUM(AF3:AQ3)","v":0}]
[1,{"$f":"DmTimely!C783","v":0},{"$f":"DmTimely!D783","v":0},{"$f":"DmTimely!E783","v":0},{"$f":"DmTimely!F783","v":0},{"$f":"DmTimely!G783","v":0},{"$f":"DmTimely!H783","v":0},{"$f":"DmTimely!I783","v":0},{"$f":"DmTimely!J783","v":0},{"$f":"DmTimely!K783","v":0},{"$f":"DmTimely!L783","v":0},{"$f":"DmTimely!M783","v":0},{"$f":"DmTimely!N783","v":0},{"$f":"SUM(B4:M4)","v":0},null,1,{"$f":"DmTimely!R783","v":0},{"$f":"DmTimely!S783","v":0},{"$f":"DmTimely!T783","v":0},{"$f":"DmTimely!U783","v":0},{"$f":"DmTimely!V783","v":0},{"$f":"DmTimely!W783","v":0},{"$f":"DmTimely!X783","v":0},{"$f":"DmTimely!Y783","v":0},{"$f":"DmTimely!Z783","v":0},{"$f":"DmTimely!AA783","v":0},{"$f":"DmTimely!AB783","v":0},{"$f":"DmTimely!AC783","v":0},{"$f":"SUM(Q4:AB4)","v":0},null,1,{"$f":"DmTimely!AG783","v":0},{"$f":"DmTimely!AH783","v":0},{"$f":"DmTimely!AI783","v":0},{"$f":"DmTimely!AJ783","v":0},{"$f":"DmTimely!AK783","v":0},{"$f":"DmTimely!AL783","v":0},{"$f":"DmTimely!AM783","v":0},{"$f":"DmTimely!AN783","v":0},{"$f":"DmTimely!AO783","v":0},{"$f":"DmTimely!AP783","v":0},{"$f":"DmTimely!AQ783","v":0},{"$f":"DmTimely!AR783","v":0},{"$f":"SUM(AF4:AQ4)","v":0}]
[2,{"$f":"DmTimely!C784","v":0},{"$f":"DmTimely!D784","v":0},{"$f":"DmTimely!E784","v":0},{"$f":"DmTimely!F784","v":0},{"$f":"DmTimely!G784","v":0},{"$f":"DmTimely!H784","v":0},{"$f":"DmTimely!I784","v":0},{"$f":"DmTimely!J784","v":0},{"$f":"DmTimely!K784","v":0},{"$f":"DmTimely!L784","v":0},{"$f":"DmTimely!M784","v":0},{"$f":"DmTimely!N784","v":0},0,null,2,{"$f":"DmTimely!R784","v":0},{"$f":"DmTimely!S784","v":0},{"$f":"DmTimely!T784","v":0},{"$f":"DmTimely!U784","v":0},{"$f":"DmTimely!V784","v":0},{"$f":"DmTimely!W784","v":0},{"$f":"DmTimely!X784","v":0},{"$f":"DmTimely!Y784","v":0},{"$f":"DmTimely!Z784","v":0},{"$f":"DmTimely!AA784","v":0},{"$f":"DmTimely!AB784","v":0},{"$f":"DmTimely!AC784","v":0},0,null,2,{"$f":"DmTimely!AG784","v":0},{"$f":"DmTimely!AH784","v":0},{"$f":"DmTimely!AI784","v":0},{"$f":"DmTimely!AJ784","v":0},{"$f":"DmTimely!AK784","v":0},{"$f":"DmTimely!AL784","v":0},{"$f":"DmTimely!AM784","v":0},{"$f":"DmTimely!AN784","v":0},{"$f":"DmTimely!AO784","v":0},{"$f":"DmTimely!AP784","v":0},{"$f":"DmTimely!AQ784","v":0},{"$f":"DmTimely!AR784","v":0},0]
[3,{"$f":"DmTimely!C785","v":0},{"$f":"DmTimely!D785","v":0},{"$f":"DmTimely!E785","v":0},{"$f":"DmTimely!F785","v":0},{"$f":"DmTimely!G785","v":0},{"$f":"DmTimely!H785","v":0},{"$f":"DmTimely!I785","v":0},{"$f":"DmTimely!J785","v":0},{"$f":"DmTimely!K785","v":0},{"$f":"DmTimely!L785","v":0},{"$f":"DmTimely!M785","v":0},{"$f":"DmTimely!N785","v":0},0,null,3,{"$f":"DmTimely!R785","v":0},{"$f":"DmTimely!S785","v":0},{"$f":"DmTimely!T785","v":0},{"$f":"DmTimely!U785","v":0},{"$f":"DmTimely!V785","v":0},{"$f":"DmTimely!W785","v":0},{"$f":"DmTimely!X785","v":0},{"$f":"DmTimely!Y785","v":0},{"$f":"DmTimely!Z785","v":0},{"$f":"DmTimely!AA785","v":0},{"$f":"DmTimely!AB785","v":0},{"$f":"DmTimely!AC785","v":0},0,null,3,{"$f":"DmTimely!AG785","v":0},{"$f":"DmTimely!AH785","v":0},{"$f":"DmTimely!AI785","v":0},{"$f":"DmTimely!AJ785","v":0},{"$f":"DmTimely!AK785","v":0},{"$f":"DmTimely!AL785","v":0},{"$f":"DmTimely!AM785","v":0},{"$f":"DmTimely!AN785","v":0},{"$f":"DmTimely!AO785","v":0},{"$f":"DmTimely!AP785","v":0},{"$f":"DmTimely!AQ785","v":0},{"$f":"DmTimely!AR785","v":0},0]
[4,{"$f":"DmTimely!C786","v":0},{"$f":"DmTimely!D786","v":0},{"$f":"DmTimely!E786","v":0},{"$f":"DmTimely!F786","v":0},{"$f":"DmTimely!G786","v":0},{"$f":"DmTimely!H786","v":0},{"$f":"DmTimely!I786","v":0},{"$f":"DmTimely!J786","v":0},{"$f":"DmTimely!K786","v":0},{"$f":"DmTimely!L786","v":0},{"$f":"DmTimely!M786","v":0},{"$f":"DmTimely!N786","v":0},0,null,4,{"$f":"DmTimely!R786","v":0},{"$f":"DmTimely!S786","v":0},{"$f":"DmTimely!T786","v":0},{"$f":"DmTimely!U786","v":0},{"$f":"DmTimely!V786","v":0},{"$f":"DmTimely!W786","v":0},{"$f":"DmTimely!X786","v":0},{"$f":"DmTimely!Y786","v":0},{"$f":"DmTimely!Z786","v":0},{"$f":"DmTimely!AA786","v":0},{"$f":"DmTimely!AB786","v":0},{"$f":"DmTimely!AC786","v":0},0,null,4,{"$f":"DmTimely!AG786","v":0},{"$f":"DmTimely!AH786","v":0},{"$f":"DmTimely!AI786","v":0},{"$f":"DmTimely!AJ786","v":0},{"$f":"DmTimely!AK786","v":0},{"$f":"DmTimely!AL786","v":0},{"$f":"DmTimely!AM786","v":0},{"$f":"DmTimely!AN786","v":0},{"$f":"DmTimely!AO786","v":0},{"$f":"DmTimely!AP786","v":0},{"$f":"DmTimely!AQ786","v":0},{"$f":"DmTimely!AR786","v":0},0]
[5,{"$f":"DmTimely!C787","v":0},{"$f":"DmTimely!D787","v":0},{"$f":"DmTimely!E787","v":0},{"$f":"DmTimely!F787","v":0},{"$f":"DmTimely!G787","v":0},{"$f":"DmTimely!H787","v":0},{"$f":"DmTimely!I787","v":0},{"$f":"DmTimely!J787","v":0},{"$f":"DmTimely!K787","v":0},{"$f":"DmTimely!L787","v":0},{"$f":"DmTimely!M787","v":0},{"$f":"DmTimely!N787","v":0},0,null,5,{"$f":"DmTimely!R787","v":0},{"$f":"DmTimely!S787","v":0},{"$f":"DmTimely!T787","v":0},{"$f":"DmTimely!U787","v":0},{"$f":"DmTimely!V787","v":0},{"$f":"DmTimely!W787","v":0},{"$f":"DmTimely!X787","v":0},{"$f":"DmTimely!Y787","v":0},{"$f":"DmTimely!Z787","v":0},{"$f":"DmTimely!AA787","v":0},{"$f":"DmTimely!AB787","v":0},{"$f":"DmTimely!AC787","v":0},0,null,5,{"$f":"DmTimely!AG787","v":0},{"$f":"DmTimely!AH787","v":0},{"$f":"DmTimely!AI787","v":0},{"$f":"DmTimely!AJ787","v":0},{"$f":"DmTimely!AK787","v":0},{"$f":"DmTimely!AL787","v":0},{"$f":"DmTimely!AM787","v":0},{"$f":"DmTimely!AN787","v":0},{"$f":"DmTimely!AO787","v":0},{"$f":"DmTimely!AP787","v":0},{"$f":"DmTimely!AQ787","v":0},{"$f":"DmTimely!AR787","v":0},0]
[6,{"$f":"DmTimely!C788","v":0},{"$f":"DmTimely!D788","v":0},{"$f":"DmTimely!E788","v":0},{"$f":"DmTimely!F788","v":0},{"$f":"DmTimely!G788","v":0},{"$f":"DmTimely!H788","v":0},{"$f":"DmTimely!I788","v":0},{"$f":"DmTimely!J788","v":0},{"$f":"DmTimely!K788","v":0},{"$f":"DmTimely!L788","v":0},{"$f":"DmTimely!M788","v":0},{"$f":"DmTimely!N788","v":0},0,null,6,{"$f":"DmTimely!R788","v":0},{"$f":"DmTimely!S788","v":0},{"$f":"DmTimely!T788","v":0},{"$f":"DmTimely!U788","v":0},{"$f":"DmTimely!V788","v":0},{"$f":"DmTimely!W788","v":0},{"$f":"DmTimely!X788","v":0},{"$f":"DmTimely!Y788","v":0},{"$f":"DmTimely!Z788","v":0},{"$f":"DmTimely!AA788","v":0},{"$f":"DmTimely!AB788","v":0},{"$f":"DmTimely!AC788","v":0},0,null,6,{"$f":"DmTimely!AG788","v":0},{"$f":"DmTimely!AH788","v":0},{"$f":"DmTimely!AI788","v":0},{"$f":"DmTimely!AJ788","v":0},{"$f":"DmTimely!AK788","v":0},{"$f":"DmTimely!AL788","v":0},{"$f":"DmTimely!AM788","v":0},{"$f":"DmTimely!AN788","v":0},{"$f":"DmTimely!AO788","v":0},{"$f":"DmTimely!AP788","v":0},{"$f":"DmTimely!AQ788","v":0},{"$f":"DmTimely!AR788","v":0},0]
[7,{"$f":"DmTimely!C789","v":0},{"$f":"DmTimely!D789","v":0},{"$f":"DmTimely!E789","v":0},{"$f":"DmTimely!F789","v":0},{"$f":"DmTimely!G789","v":0},{"$f":"DmTimely!H789","v":0},{"$f":"DmTimely!I789","v":0},{"$f":"DmTimely!J789","v":0},{"$f":"DmTimely!K789","v":0},{"$f":"DmTimely!L789","v":0},{"$f":"DmTimely!M789","v":0},{"$f":"DmTimely!N789","v":0},0,null,7,{"$f":"DmTimely!R789","v":0},{"$f":"DmTimely!S789","v":0},{"$f":"DmTimely!T789","v":0},{"$f":"DmTimely!U789","v":0},{"$f":"DmTimely!V789","v":0},{"$f":"DmTimely!W789","v":0},{"$f":"DmTimely!X789","v":0},{"$f":"DmTimely!Y789","v":0},{"$f":"DmTimely!Z789","v":0},{"$f":"DmTimely!AA789","v":0},{"$f":"DmTimely!AB789","v":0},{"$f":"DmTimely!AC789","v":0},0,null,7,{"$f":"DmTimely!AG789","v":0},{"$f":"DmTimely!AH789","v":0},{"$f":"DmTimely!AI789","v":0},{"$f":"DmTimely!AJ789","v":0},{"$f":"DmTimely!AK789","v":0},{"$f":"DmTimely!AL789","v":0},{"$f":"DmTimely!AM789","v":0},{"$f":"DmTimely!AN789","v":0},{"$f":"DmTimely!AO789","v":0},{"$f":"DmTimely!AP789","v":0},{"$f":"DmTimely!AQ789","v":0},{"$f":"DmTimely!AR789","v":0},0]
[8,{"$f":"DmTimely!C790","v":0},{"$f":"DmTimely!D790","v":0},{"$f":"DmTimely!E790","v":0},{"$f":"DmTimely!F790","v":0},{"$f":"DmTimely!G790","v":0},{"$f":"DmTimely!H790","v":0},{"$f":"DmTimely!I790","v":0},{"$f":"DmTimely!J790","v":0},{"$f":"DmTimely!K790","v":0},{"$f":"DmTimely!L790","v":0},{"$f":"DmTimely!M790","v":0},{"$f":"DmTimely!N790","v":0},0,null,8,{"$f":"DmTimely!R790","v":0},{"$f":"DmTimely!S790","v":0},{"$f":"DmTimely!T790","v":0},{"$f":"DmTimely!U790","v":0},{"$f":"DmTimely!V790","v":0},{"$f":"DmTimely!W790","v":0},{"$f":"DmTimely!X790","v":0},{"$f":"DmTimely!Y790","v":0},{"$f":"DmTimely!Z790","v":0},{"$f":"DmTimely!AA790","v":0},{"$f":"DmTimely!AB790","v":0},{"$f":"DmTimely!AC790","v":0},0,null,8,{"$f":"DmTimely!AG790","v":0},{"$f":"DmTimely!AH790","v":0},{"$f":"DmTimely!AI790","v":0},{"$f":"DmTimely!AJ790","v":0},{"$f":"DmTimely!AK790","v":0},{"$f":"DmTimely!AL790","v":0},{"$f":"DmTimely!AM790","v":0},{"$f":"DmTimely!AN790","v":0},{"$f":"DmTimely!AO790","v":0},{"$f":"DmTimely!AP790","v":0},{"$f":"DmTimely!AQ790","v":0},{"$f":"DmTimely!AR790","v":0},0]
[9,{"$f":"DmTimely!C791","v":0},{"$f":"DmTimely!D791","v":0},{"$f":"DmTimely!E791","v":0},{"$f":"DmTimely!F791","v":0},{"$f":"DmTimely!G791","v":0},{"$f":"DmTimely!H791","v":0},{"$f":"DmTimely!I791","v":0},{"$f":"DmTimely!J791","v":0},{"$f":"DmTimely!K791","v":0},{"$f":"DmTimely!L791","v":0},{"$f":"DmTimely!M791","v":0},{"$f":"DmTimely!N791","v":0},0,null,9,{"$f":"DmTimely!R791","v":0},{"$f":"DmTimely!S791","v":0},{"$f":"DmTimely!T791","v":0},{"$f":"DmTimely!U791","v":0},{"$f":"DmTimely!V791","v":0},{"$f":"DmTimely!W791","v":0},{"$f":"DmTimely!X791","v":0},{"$f":"DmTimely!Y791","v":0},{"$f":"DmTimely!Z791","v":0},{"$f":"DmTimely!AA791","v":0},{"$f":"DmTimely!AB791","v":0},{"$f":"DmTimely!AC791","v":0},0,null,9,{"$f":"DmTimely!AG791","v":0},{"$f":"DmTimely!AH791","v":0},{"$f":"DmTimely!AI791","v":0},{"$f":"DmTimely!AJ791","v":0},{"$f":"DmTimely!AK791","v":0},{"$f":"DmTimely!AL791","v":0},{"$f":"DmTimely!AM791","v":0},{"$f":"DmTimely!AN791","v":0},{"$f":"DmTimely!AO791","v":0},{"$f":"DmTimely!AP791","v":0},{"$f":"DmTimely!AQ791","v":0},{"$f":"DmTimely!AR791","v":0},0]
[10,{"$f":"DmTimely!C792","v":0},{"$f":"DmTimely!D792","v":0},{"$f":"DmTimely!E792","v":0},{"$f":"DmTimely!F792","v":0},{"$f":"DmTimely!G792","v":0},{"$f":"DmTimely!H792","v":0},{"$f":"DmTimely!I792","v":0},{"$f":"DmTimely!J792","v":0},{"$f":"DmTimely!K792","v":0},{"$f":"DmTimely!L792","v":0},{"$f":"DmTimely!M792","v":0},{"$f":"DmTimely!N792","v":0},0,null,10,{"$f":"DmTimely!R792","v":0},{"$f":"DmTimely!S792","v":0},{"$f":"DmTimely!T792","v":0},{"$f":"DmTimely!U792","v":0},{"$f":"DmTimely!V792","v":0},{"$f":"DmTimely!W792","v":0},{"$f":"DmTimely!X792","v":0},{"$f":"DmTimely!Y792","v":0},{"$f":"DmTimely!Z792","v":0},{"$f":"DmTimely!AA792","v":0},{"$f":"DmTimely!AB792","v":0},{"$f":"DmTimely!AC792","v":0},0,null,10,{"$f":"DmTimely!AG792","v":0},{"$f":"DmTimely!AH792","v":0},{"$f":"DmTimely!AI792","v":0},{"$f":"DmTimely!AJ792","v":0},{"$f":"DmTimely!AK792","v":0},{"$f":"DmTimely!AL792","v":0},{"$f":"DmTimely!AM792","v":0},{"$f":"DmTimely!AN792","v":0},{"$f":"DmTimely!AO792","v":0},{"$f":"DmTimely!AP792","v":0},{"$f":"DmTimely!AQ792","v":0},{"$f":"DmTimely!AR792","v":0},0]
[11,{"$f":"DmTimely!C793","v":0},{"$f":"DmTimely!D793","v":0},{"$f":"DmTimely!E793","v":0},{"$f":"DmTimely!F793","v":0},{"$f":"DmTimely!G793","v":0},{"$f":"DmTimely!H793","v":0},{"$f":"DmTimely!I793","v":0},{"$f":"DmTimely!J793","v":0},{"$f":"DmTimely!K793","v":0},{"$f":"DmTimely!L793","v":0},{"$f":"DmTimely!M793","v":0},{"$f":"DmTimely!N793","v":0},0,null,11,{"$f":"DmTimely!R793","v":0},{"$f":"DmTimely!S793","v":0},{"$f":"DmTimely!T793","v":0},{"$f":"DmTimely!U793","v":0},{"$f":"DmTimely!V793","v":0},{"$f":"DmTimely!W793","v":0},{"$f":"DmTimely!X793","v":0},{"$f":"DmTimely!Y793","v":0},{"$f":"DmTimely!Z793","v":0},{"$f":"DmTimely!AA793","v":0},{"$f":"DmTimely!AB793","v":0},{"$f":"DmTimely!AC793","v":0},0,null,11,{"$f":"DmTimely!AG793","v":0},{"$f":"DmTimely!AH793","v":0},{"$f":"DmTimely!AI793","v":0},{"$f":"DmTimely!AJ793","v":0},{"$f":"DmTimely!AK793","v":0},{"$f":"DmTimely!AL793","v":0},{"$f":"DmTimely!AM793","v":0},{"$f":"DmTimely!AN793","v":0},{"$f":"DmTimely!AO793","v":0},{"$f":"DmTimely!AP793","v":0},{"$f":"DmTimely!AQ793","v":0},{"$f":"DmTimely!AR793","v":0},0]
[12,{"$f":"DmTimely!C794","v":0},{"$f":"DmTimely!D794","v":0},{"$f":"DmTimely!E794","v":0},{"$f":"DmTimely!F794","v":0},{"$f":"DmTimely!G794","v":0},{"$f":"DmTimely!H794","v":0},{"$f":"DmTimely!I794","v":0},{"$f":"DmTimely!J794","v":0},{"$f":"DmTimely!K794","v":0},{"$f":"DmTimely!L794","v":0},{"$f":"DmTimely!M794","v":0},{"$f":"DmTimely!N794","v":0},0,null,12,{"$f":"DmTimely!R794","v":0},{"$f":"DmTimely!S794","v":0},{"$f":"DmTimely!T794","v":0},{"$f":"DmTimely!U794","v":0},{"$f":"DmTimely!V794","v":0},{"$f":"DmTimely!W794","v":0},{"$f":"DmTimely!X794","v":0},{"$f":"DmTimely!Y794","v":0},{"$f":"DmTimely!Z794","v":0},{"$f":"DmTimely!AA794","v":0},{"$f":"DmTimely!AB794","v":0},{"$f":"DmTimely!AC794","v":0},0,null,12,{"$f":"DmTimely!AG794","v":0},{"$f":"DmTimely!AH794","v":0},{"$f":"DmTimely!AI794","v":0},{"$f":"DmTimely!AJ794","v":0},{"$f":"DmTimely!AK794","v":0},{"$f":"DmTimely!AL794","v":0},{"$f":"DmTimely!AM794","v":0},{"$f":"DmTimely!AN794","v":0},{"$f":"DmTimely!AO794","v":0},{"$f":"DmTimely!AP794","v":0},{"$f":"DmTimely!AQ794","v":0},{"$f":"DmTimely!AR794","v":0},0]
[13,{"$f":"DmTimely!C795","v":0},{"$f":"DmTimely!D795","v":0},{"$f":"DmTimely!E795","v":0},{"$f":"DmTimely!F795","v":0},{"$f":"DmTimely!G795","v":0},{"$f":"DmTimely!H795","v":0},{"$f":"DmTimely!I795","v":0},{"$f":"DmTimely!J795","v":0},{"$f":"DmTimely!K795","v":0},{"$f":"DmTimely!L795","v":0},{"$f":"DmTimely!M795","v":0},{"$f":"DmTimely!N795","v":0},0,null,13,{"$f":"DmTimely!R795","v":0},{"$f":"DmTimely!S795","v":0},{"$f":"DmTimely!T795","v":0},{"$f":"DmTimely!U795","v":0},{"$f":"DmTimely!V795","v":0},{"$f":"DmTimely!W795","v":0},{"$f":"DmTimely!X795","v":0},{"$f":"DmTimely!Y795","v":0},{"$f":"DmTimely!Z795","v":0},{"$f":"DmTimely!AA795","v":0},{"$f":"DmTimely!AB795","v":0},{"$f":"DmTimely!AC795","v":0},0,null,13,{"$f":"DmTimely!AG795","v":0},{"$f":"DmTimely!AH795","v":0},{"$f":"DmTimely!AI795","v":0},{"$f":"DmTimely!AJ795","v":0},{"$f":"DmTimely!AK795","v":0},{"$f":"DmTimely!AL795","v":0},{"$f":"DmTimely!AM795","v":0},{"$f":"DmTimely!AN795","v":0},{"$f":"DmTimely!AO795","v":0},{"$f":"DmTimely!AP795","v":0},{"$f":"DmTimely!AQ795","v":0},{"$f":"DmTimely!AR795","v":0},0]
[14,{"$f":"DmTimely!C796","v":0},{"$f":"DmTimely!D796","v":0},{"$f":"DmTimely!E796","v":0},{"$f":"DmTimely!F796","v":0},{"$f":"DmTimely!G796","v":0},{"$f":"DmTimely!H796","v":0},{"$f":"DmTimely!I796","v":0},{"$f":"DmTimely!J796","v":0},{"$f":"DmTimely!K796","v":0},{"$f":"DmTimely!L796","v":0},{"$f":"DmTimely!M796","v":0},{"$f":"DmTimely!N796","v":0},0,null,14,{"$f":"DmTimely!R796","v":0},{"$f":"DmTimely!S796","v":0},{"$f":"DmTimely!T796","v":0},{"$f":"DmTimely!U796","v":0},{"$f":"DmTimely!V796","v":0},{"$f":"DmTimely!W796","v":0},{"$f":"DmTimely!X796","v":0},{"$f":"DmTimely!Y796","v":0},{"$f":"DmTimely!Z796","v":0},{"$f":"DmTimely!AA796","v":0},{"$f":"DmTimely!AB796","v":0},{"$f":"DmTimely!AC796","v":0},0,null,14,{"$f":"DmTimely!AG796","v":0},{"$f":"DmTimely!AH796","v":0},{"$f":"DmTimely!AI796","v":0},{"$f":"DmTimely!AJ796","v":0},{"$f":"DmTimely!AK796","v":0},{"$f":"DmTimely!AL796","v":0},{"$f":"DmTimely!AM796","v":0},{"$f":"DmTimely!AN796","v":0},{"$f":"DmTimely!AO796","v":0},{"$f":"DmTimely!AP796","v":0},{"$f":"DmTimely!AQ796","v":0},{"$f":"DmTimely!AR796","v":0},0]
[15,{"$f":"DmTimely!C797","v":0},{"$f":"DmTimely!D797","v":0},{"$f":"DmTimely!E797","v":0},{"$f":"DmTimely!F797","v":0},{"$f":"DmTimely!G797","v":0},{"$f":"DmTimely!H797","v":0},{"$f":"DmTimely!I797","v":0},{"$f":"DmTimely!J797","v":0},{"$f":"DmTimely!K797","v":0},{"$f":"DmTimely!L797","v":0},{"$f":"DmTimely!M797","v":0},{"$f":"DmTimely!N797","v":0},0,null,15,{"$f":"DmTimely!R797","v":0},{"$f":"DmTimely!S797","v":0},{"$f":"DmTimely!T797","v":0},{"$f":"DmTimely!U797","v":0},{"$f":"DmTimely!V797","v":0},{"$f":"DmTimely!W797","v":0},{"$f":"DmTimely!X797","v":0},{"$f":"DmTimely!Y797","v":0},{"$f":"DmTimely!Z797","v":0},{"$f":"DmTimely!AA797","v":0},{"$f":"DmTimely!AB797","v":0},{"$f":"DmTimely!AC797","v":0},0,null,15,{"$f":"DmTimely!AG797","v":0},{"$f":"DmTimely!AH797","v":0},{"$f":"DmTimely!AI797","v":0},{"$f":"DmTimely!AJ797","v":0},{"$f":"DmTimely!AK797","v":0},{"$f":"DmTimely!AL797","v":0},{"$f":"DmTimely!AM797","v":0},{"$f":"DmTimely!AN797","v":0},{"$f":"DmTimely!AO797","v":0},{"$f":"DmTimely!AP797","v":0},{"$f":"DmTimely!AQ797","v":0},{"$f":"DmTimely!AR797","v":0},0]
[16,{"$f":"DmTimely!C798","v":0},{"$f":"DmTimely!D798","v":0},{"$f":"DmTimely!E798","v":0},{"$f":"DmTimely!F798","v":0},{"$f":"DmTimely!G798","v":0},{"$f":"DmTimely!H798","v":0},{"$f":"DmTimely!I798","v":0},{"$f":"DmTimely!J798","v":0},{"$f":"DmTimely!K798","v":0},{"$f":"DmTimely!L798","v":0},{"$f":"DmTimely!M798","v":0},{"$f":"DmTimely!N798","v":0},0,null,16,{"$f":"DmTimely!R798","v":0},{"$f":"DmTimely!S798","v":0},{"$f":"DmTimely!T798","v":0},{"$f":"DmTimely!U798","v":0},{"$f":"DmTimely!V798","v":0},{"$f":"DmTimely!W798","v":0},{"$f":"DmTimely!X798","v":0},{"$f":"DmTimely!Y798","v":0},{"$f":"DmTimely!Z798","v":0},{"$f":"DmTimely!AA798","v":0},{"$f":"DmTimely!AB798","v":0},{"$f":"DmTimely!AC798","v":0},0,null,16,{"$f":"DmTimely!AG798","v":0},{"$f":"DmTimely!AH798","v":0},{"$f":"DmTimely!AI798","v":0},{"$f":"DmTimely!AJ798","v":0},{"$f":"DmTimely!AK798","v":0},{"$f":"DmTimely!AL798","v":0},{"$f":"DmTimely!AM798","v":0},{"$f":"DmTimely!AN798","v":0},{"$f":"DmTimely!AO798","v":0},{"$f":"DmTimely!AP798","v":0},{"$f":"DmTimely!AQ798","v":0},{"$f":"DmTimely!AR798","v":0},0]
[17,{"$f":"DmTimely!C799","v":0},{"$f":"DmTimely!D799","v":0},{"$f":"DmTimely!E799","v":0},{"$f":"DmTimely!F799","v":0},{"$f":"DmTimely!G799","v":0},{"$f":"DmTimely!H799","v":0},{"$f":"DmTimely!I799","v":0},{"$f":"DmTimely!J799","v":0},{"$f":"DmTimely!K799","v":0},{"$f":"DmTimely!L799","v":0},{"$f":"DmTimely!M799","v":0},{"$f":"DmTimely!N799","v":0},0,null,17,{"$f":"DmTimely!R799","v":0},{"$f":"DmTimely!S799","v":0},{"$f":"DmTimely!T799","v":0},{"$f":"DmTimely!U799","v":0},{"$f":"DmTimely!V799","v":0},{"$f":"DmTimely!W799","v":0},{"$f":"DmTimely!X799","v":0},{"$f":"DmTimely!Y799","v":0},{"$f":"DmTimely!Z799","v":0},{"$f":"DmTimely!AA799","v":0},{"$f":"DmTimely!AB799","v":0},{"$f":"DmTimely!AC799","v":0},0,null,17,{"$f":"DmTimely!AG799","v":0},{"$f":"DmTimely!AH799","v":0},{"$f":"DmTimely!AI799","v":0},{"$f":"DmTimely!AJ799","v":0},{"$f":"DmTimely!AK799","v":0},{"$f":"DmTimely!AL799","v":0},{"$f":"DmTimely!AM799","v":0},{"$f":"DmTimely!AN799","v":0},{"$f":"DmTimely!AO799","v":0},{"$f":"DmTimely!AP799","v":0},{"$f":"DmTimely!AQ799","v":0},{"$f":"DmTimely!AR799","v":0},0]
[18,{"$f":"DmTimely!C800","v":0},{"$f":"DmTimely!D800","v":0},{"$f":"DmTimely!E800","v":0},{"$f":"DmTimely!F800","v":0},{"$f":"DmTimely!G800","v":0},{"$f":"DmTimely!H800","v":0},{"$f":"DmTimely!I800","v":0},{"$f":"DmTimely!J800","v":0},{"$f":"DmTimely!K800","v":0},{"$f":"DmTimely!L800","v":0},{"$f":"DmTimely!M800","v":0},{"$f":"DmTimely!N800","v":0},0,null,18,{"$f":"DmTimely!R800","v":0},{"$f":"DmTimely!S800","v":0},{"$f":"DmTimely!T800","v":0},{"$f":"DmTimely!U800","v":0},{"$f":"DmTimely!V800","v":0},{"$f":"DmTimely!W800","v":0},{"$f":"DmTimely!X800","v":0},{"$f":"DmTimely!Y800","v":0},{"$f":"DmTimely!Z800","v":0},{"$f":"DmTimely!AA800","v":0},{"$f":"DmTimely!AB800","v":0},{"$f":"DmTimely!AC800","v":0},0,null,18,{"$f":"DmTimely!AG800","v":0},{"$f":"DmTimely!AH800","v":0},{"$f":"DmTimely!AI800","v":0},{"$f":"DmTimely!AJ800","v":0},{"$f":"DmTimely!AK800","v":0},{"$f":"DmTimely!AL800","v":0},{"$f":"DmTimely!AM800","v":0},{"$f":"DmTimely!AN800","v":0},{"$f":"DmTimely!AO800","v":0},{"$f":"DmTimely!AP800","v":0},{"$f":"DmTimely!AQ800","v":0},{"$f":"DmTimely!AR800","v":0},0]
[19,{"$f":"DmTimely!C801","v":0},{"$f":"DmTimely!D801","v":0},{"$f":"DmTimely!E801","v":0},{"$f":"DmTimely!F801","v":0},{"$f":"DmTimely!G801","v":0},{"$f":"DmTimely!H801","v":0},{"$f":"DmTimely!I801","v":0},{"$f":"DmTimely!J801","v":0},{"$f":"DmTimely!K801","v":0},{"$f":"DmTimely!L801","v":0},{"$f":"DmTimely!M801","v":0},{"$f":"DmTimely!N801","v":0},0,null,19,{"$f":"DmTimely!R801","v":0},{"$f":"DmTimely!S801","v":0},{"$f":"DmTimely!T801","v":0},{"$f":"DmTimely!U801","v":0},{"$f":"DmTimely!V801","v":0},{"$f":"DmTimely!W801","v":0},{"$f":"DmTimely!X801","v":0},{"$f":"DmTimely!Y801","v":0},{"$f":"DmTimely!Z801","v":0},{"$f":"DmTimely!AA801","v":0},{"$f":"DmTimely!AB801","v":0},{"$f":"DmTimely!AC801","v":0},0,null,19,{"$f":"DmTimely!AG801","v":0},{"$f":"DmTimely!AH801","v":0},{"$f":"DmTimely!AI801","v":0},{"$f":"DmTimely!AJ801","v":0},{"$f":"DmTimely!AK801","v":0},{"$f":"DmTimely!AL801","v":0},{"$f":"DmTimely!AM801","v":0},{"$f":"DmTimely!AN801","v":0},{"$f":"DmTimely!AO801","v":0},{"$f":"DmTimely!AP801","v":0},{"$f":"DmTimely!AQ801","v":0},{"$f":"DmTimely!AR801","v":0},0]
[20,{"$f":"DmTimely!C802","v":0},{"$f":"DmTimely!D802","v":0},{"$f":"DmTimely!E802","v":0},{"$f":"DmTimely!F802","v":0},{"$f":"DmTimely!G802","v":0},{"$f":"DmTimely!H802","v":0},{"$f":"DmTimely!I802","v":0},{"$f":"DmTimely!J802","v":0},{"$f":"DmTimely!K802","v":0},{"$f":"DmTimely!L802","v":0},{"$f":"DmTimely!M802","v":0},{"$f":"DmTimely!N802","v":0},0,null,20,{"$f":"DmTimely!R802","v":0},{"$f":"DmTimely!S802","v":0},{"$f":"DmTimely!T802","v":0},{"$f":"DmTimely!U802","v":0},{"$f":"DmTimely!V802","v":0},{"$f":"DmTimely!W802","v":0},{"$f":"DmTimely!X802","v":0},{"$f":"DmTimely!Y802","v":0},{"$f":"DmTimely!Z802","v":0},{"$f":"DmTimely!AA802","v":0},{"$f":"DmTimely!AB802","v":0},{"$f":"DmTimely!AC802","v":0},0,null,20,{"$f":"DmTimely!AG802","v":0},{"$f":"DmTimely!AH802","v":0},{"$f":"DmTimely!AI802","v":0},{"$f":"DmTimely!AJ802","v":0},{"$f":"DmTimely!AK802","v":0},{"$f":"DmTimely!AL802","v":0},{"$f":"DmTimely!AM802","v":0},{"$f":"DmTimely!AN802","v":0},{"$f":"DmTimely!AO802","v":0},{"$f":"DmTimely!AP802","v":0},{"$f":"DmTimely!AQ802","v":0},{"$f":"DmTimely!AR802","v":0},0]
[21,{"$f":"DmTimely!C803","v":0},{"$f":"DmTimely!D803","v":0},{"$f":"DmTimely!E803","v":0},{"$f":"DmTimely!F803","v":0},{"$f":"DmTimely!G803","v":0},{"$f":"DmTimely!H803","v":0},{"$f":"DmTimely!I803","v":0},{"$f":"DmTimely!J803","v":0},{"$f":"DmTimely!K803","v":0},{"$f":"DmTimely!L803","v":0},{"$f":"DmTimely!M803","v":0},{"$f":"DmTimely!N803","v":0},0,null,21,{"$f":"DmTimely!R803","v":0},{"$f":"DmTimely!S803","v":0},{"$f":"DmTimely!T803","v":0},{"$f":"DmTimely!U803","v":0},{"$f":"DmTimely!V803","v":0},{"$f":"DmTimely!W803","v":0},{"$f":"DmTimely!X803","v":0},{"$f":"DmTimely!Y803","v":0},{"$f":"DmTimely!Z803","v":0},{"$f":"DmTimely!AA803","v":0},{"$f":"DmTimely!AB803","v":0},{"$f":"DmTimely!AC803","v":0},0,null,21,{"$f":"DmTimely!AG803","v":0},{"$f":"DmTimely!AH803","v":0},{"$f":"DmTimely!AI803","v":0},{"$f":"DmTimely!AJ803","v":0},{"$f":"DmTimely!AK803","v":0},{"$f":"DmTimely!AL803","v":0},{"$f":"DmTimely!AM803","v":0},{"$f":"DmTimely!AN803","v":0},{"$f":"DmTimely!AO803","v":0},{"$f":"DmTimely!AP803","v":0},{"$f":"DmTimely!AQ803","v":0},{"$f":"DmTimely!AR803","v":0},0]
[22,{"$f":"DmTimely!C804","v":0},{"$f":"DmTimely!D804","v":0},{"$f":"DmTimely!E804","v":0},{"$f":"DmTimely!F804","v":0},{"$f":"DmTimely!G804","v":0},{"$f":"DmTimely!H804","v":0},{"$f":"DmTimely!I804","v":0},{"$f":"DmTimely!J804","v":0},{"$f":"DmTimely!K804","v":0},{"$f":"DmTimely!L804","v":0},{"$f":"DmTimely!M804","v":0},{"$f":"DmTimely!N804","v":0},0,null,22,{"$f":"DmTimely!R804","v":0},{"$f":"DmTimely!S804","v":0},{"$f":"DmTimely!T804","v":0},{"$f":"DmTimely!U804","v":0},{"$f":"DmTimely!V804","v":0},{"$f":"DmTimely!W804","v":0},{"$f":"DmTimely!X804","v":0},{"$f":"DmTimely!Y804","v":0},{"$f":"DmTimely!Z804","v":0},{"$f":"DmTimely!AA804","v":0},{"$f":"DmTimely!AB804","v":0},{"$f":"DmTimely!AC804","v":0},0,null,22,{"$f":"DmTimely!AG804","v":0},{"$f":"DmTimely!AH804","v":0},{"$f":"DmTimely!AI804","v":0},{"$f":"DmTimely!AJ804","v":0},{"$f":"DmTimely!AK804","v":0},{"$f":"DmTimely!AL804","v":0},{"$f":"DmTimely!AM804","v":0},{"$f":"DmTimely!AN804","v":0},{"$f":"DmTimely!AO804","v":0},{"$f":"DmTimely!AP804","v":0},{"$f":"DmTimely!AQ804","v":0},{"$f":"DmTimely!AR804","v":0},0]
[23,{"$f":"DmTimely!C805","v":0},{"$f":"DmTimely!D805","v":0},{"$f":"DmTimely!E805","v":0},{"$f":"DmTimely!F805","v":0},{"$f":"DmTimely!G805","v":0},{"$f":"DmTimely!H805","v":0},{"$f":"DmTimely!I805","v":0},{"$f":"DmTimely!J805","v":0},{"$f":"DmTimely!K805","v":0},{"$f":"DmTimely!L805","v":0},{"$f":"DmTimely!M805","v":0},{"$f":"DmTimely!N805","v":0},0,null,23,{"$f":"DmTimely!R805","v":0},{"$f":"DmTimely!S805","v":0},{"$f":"DmTimely!T805","v":0},{"$f":"DmTimely!U805","v":0},{"$f":"DmTimely!V805","v":0},{"$f":"DmTimely!W805","v":0},{"$f":"DmTimely!X805","v":0},{"$f":"DmTimely!Y805","v":0},{"$f":"DmTimely!Z805","v":0},{"$f":"DmTimely!AA805","v":0},{"$f":"DmTimely!AB805","v":0},{"$f":"DmTimely!AC805","v":0},0,null,23,{"$f":"DmTimely!AG805","v":0},{"$f":"DmTimely!AH805","v":0},{"$f":"DmTimely!AI805","v":0},{"$f":"DmTimely!AJ805","v":0},{"$f":"DmTimely!AK805","v":0},{"$f":"DmTimely!AL805","v":0},{"$f":"DmTimely!AM805","v":0},{"$f":"DmTimely!AN805","v":0},{"$f":"DmTimely!AO805","v":0},{"$f":"DmTimely!AP805","v":0},{"$f":"DmTimely!AQ805","v":0},{"$f":"DmTimely!AR805","v":0},0]
["kWh/日",{"$f":"SUM(B3:B26)","v":0},{"$f":"SUM(C3:C26)","v":0},0,0,0,0,0,0,0,0,0,0,{"$f":"SUM(B27:M27)","v":0},null,"kWh/日",{"$f":"SUM(Q3:Q26)","v":0},{"$f":"SUM(R3:R26)","v":0},0,0,0,0,0,0,0,0,0,0,{"$f":"SUM(Q27:AB27)","v":0},null,"kWh/日",{"$f":"SUM(AF3:AF26)","v":0},{"$f":"SUM(AG3:AG26)","v":0},0,0,0,0,0,0,0,0,0,0,{"$f":"SUM(AF27:AQ27)","v":0}]
["日",{"$f":"DB!$H$3","v":20},{"$f":"DB!$I$3","v":20},{"$f":"DB!$J$3","v":22},{"$f":"DB!$K$3","v":20},{"$f":"DB!$L$3","v":20},{"$f":"DB!$M$3","v":22},{"$f":"DB!$N$3","v":20},{"$f":"DB!$O$3","v":23},{"$f":"DB!$P$3","v":20},{"$f":"DB!$Q$3","v":21},{"$f":"DB!$R$3","v":20},{"$f":"DB!$S$3","v":21},{"$f":"SUM(B28:M28)","v":249},null,"日",{"$f":"DB!$H$4","v":4},{"$f":"DB!$I$4","v":3},{"$f":"DB!$J$4","v":4},{"$f":"DB!$K$4","v":4},{"$f":"DB!$L$4","v":4},{"$f":"DB!$M$4","v":4},{"$f":"DB!$N$4","v":5},{"$f":"DB!$O$4","v":4},{"$f":"DB!$P$4","v":4},{"$f":"DB!$Q$4","v":4},{"$f":"DB!$R$4","v":4},{"$f":"DB!$S$4","v":4},{"$f":"SUM(Q28:AB28)","v":48},null,"日",{"$f":"DB!$H$5","v":7},{"$f":"DB!$I$5","v":5},{"$f":"DB!$J$5","v":5},{"$f":"DB!$K$5","v":6},{"$f":"DB!$L$5","v":7},{"$f":"DB!$M$5","v":4},{"$f":"DB!$N$5","v":6},{"$f":"DB!$O$5","v":4},{"$f":"DB!$P$5","v":6},{"$f":"DB!$Q$5","v":6},{"$f":"DB!$R$5","v":6},{"$f":"DB!$S$5","v":6},{"$f":"SUM(AF28:AQ28)","v":68}]
["MWh/月",{"$f":"B27*B28/1000","v":0},{"$f":"C27*C28/1000","v":0},0,0,0,0,0,0,0,0,0,0,{"$f":"SUM(B29:M29)","v":0},null,"MWh/月",{"$f":"Q27*Q28/1000","v":0},{"$f":"R27*R28/1000","v":0},0,0,0,0,0,0,0,0,0,0,{"$f":"SUM(Q29:AB29)","v":0},null,"MWh/月",{"$f":"AF27*AF28/1000","v":0},{"$f":"AG27*AG28/1000","v":0},0,0,0,0,0,0,0,0,0,0,{"$f":"SUM(AF29:AQ29)","v":0}]
[]
["冷房負荷（新設建物）",null,"※MJ→kWh変換済み",null,null,null,null,null,null,null,null,null,null,"（新設建物・平日）",null,"冷房負荷（新設建物）",null,"※MJ→kWh変換済み",null,null,null,null,null,null,null,null,null,null,"（新設建物・土曜）",null,"冷房負荷（新設建物）",null,"※MJ→kWh変換済み",null,null,null,null,null,null,null,null,null,null,"（新設建物・休日）"]
["kW","1月","2月","3月","4月","5月","6月","7月","8月","9月","10月","11月","12月","計",null,"kW","1月","2月","3月","4月","5月","6月","7月","8月","9月","10月","11月","12月","計",null,"kW","1月","2月","3月","4月","5月","6月","7月","8月","9月","10月","11月","12月","計"]
[0,{"$f":"DmTimely!C812/3.6","v":0},{"$f":"DmTimely!D812/3.6","v":0},{"$f":"DmTimely!E812/3.6","v":0},{"$f":"DmTimely!F812/3.6","v":0},{"$f":"DmTimely!G812/3.6","v":0},{"$f":"DmTimely!H812/3.6","v":0},{"$f":"DmTimely!I812/3.6","v":0},{"$f":"DmTimely!J812/3.6","v":0},{"$f":"DmTimely!K812/3.6","v":0},{"$f":"DmTimely!L812/3.6","v":0},{"$f":"DmTimely!M812/3.6","v":0},{"$f":"DmTimely!N812/3.6","v":0},{"$f":"SUM(B33:M33)","v":0},null,0,{"$f":"DmTimely!R812/3.6","v":0},{"$f":"DmTimely!S812/3.6","v":0},{"$f":"DmTimely!T812/3.6","v":0},{"$f":"DmTimely!U812/3.6","v":0},{"$f":"DmTimely!V812/3.6","v":0},{"$f":"DmTimely!W812/3.6","v":0},{"$f":"DmTimely!X812/3.6","v":0},{"$f":"DmTimely!Y812/3.6","v":0},{"$f":"DmTimely!Z812/3.6","v":0},{"$f":"DmTimely!AA812/3.6","v":0},{"$f":"DmTimely!AB812/3.6","v":0},{"$f":"DmTimely!AC812/3.6","v":0},{"$f":"SUM(Q33:AB33)","v":0},null,0,{"$f":"DmTimely!AG812/3.6","v":0},{"$f":"DmTimely!AH812/3.6","v":0},{"$f":"DmTimely!AI812/3.6","v":0},{"$f":"DmTimely!AJ812/3.6","v":0},{"$f":"DmTimely!AK812/3.6","v":0},{"$f":"DmTimely!AL812/3.6","v":0},{"$f":"DmTimely!AM812/3.6","v":0},{"$f":"DmTimely!AN812/3.6","v":0},{"$f":"DmTimely!AO812/3.6","v":0},{"$f":"DmTimely!AP812/3.6","v":0},{"$f":"DmTimely!AQ812/3.6","v":0},{"$f":"DmTimely!AR812/3.6","v":0},{"$f":"SUM(AF33:AQ33)","v":0}]
[1,{"$f":"DmTimely!C813/3.6","v":0},{"$f":"DmTimely!D813/3.6","v":0},{"$f":"DmTimely!E813/3.6","v":0},{"$f":"DmTimely!F813/3.6","v":0},{"$f":"DmTimely!G813/3.6","v":0},{"$f":"DmTimely!H813/3.6","v":0},{"$f":"DmTimely!I813/3.6","v":0},{"$f":"DmTimely!J813/3.6","v":0},{"$f":"DmTimely!K813/3.6","v":0},{"$f":"DmTimely!L813/3.6","v":0},{"$f":"DmTimely!M813/3.6","v":0},{"$f":"DmTimely!N813/3.6","v":0},{"$f":"SUM(B34:M34)","v":0},null,1,{"$f":"DmTimely!R813/3.6","v":0},{"$f":"DmTimely!S813/3.6","v":0},{"$f":"DmTimely!T813/3.6","v":0},{"$f":"DmTimely!U813/3.6","v":0},{"$f":"DmTimely!V813/3.6","v":0},{"$f":"DmTimely!W813/3.6","v":0},{"$f":"DmTimely!X813/3.6","v":0},{"$f":"DmTimely!Y813/3.6","v":0},{"$f":"DmTimely!Z813/3.6","v":0},{"$f":"DmTimely!AA813/3.6","v":0},{"$f":"DmTimely!AB813/3.6","v":0},{"$f":"DmTimely!AC813/3.6","v":0},{"$f":"SUM(Q34:AB34)","v":0},null,1,{"$f":"DmTimely!AG813/3.6","v":0},{"$f":"DmTimely!AH813/3.6","v":0},{"$f":"DmTimely!AI813/3.6","v":0},{"$f":"DmTimely!AJ813/3.6","v":0},{"$f":"DmTimely!AK813/3.6","v":0},{"$f":"DmTimely!AL813/3.6","v":0},{"$f":"DmTimely!AM813/3.6","v":0},{"$f":"DmTimely!AN813/3.6","v":0},{"$f":"DmTimely!AO813/3.6","v":0},{"$f":"DmTimely!AP813/3.6","v":0},{"$f":"DmTimely!AQ813/3.6","v":0},{"$f":"DmTimely!AR813/3.6","v":0},{"$f":"SUM(AF34:AQ34)","v":0}]
[2,{"$f":"DmTimely!C814/3.6","v":0},{"$f":"DmTimely!D814/3.6","v":0},{"$f":"DmTimely!E814/3.6","v":0},{"$f":"DmTimely!F814/3.6","v":0},{"$f":"DmTimely!G814/3.6","v":0},{"$f":"DmTimely!H814/3.6","v":0},{"$f":"DmTimely!I814/3.6","v":0},{"$f":"DmTimely!J814/3.6","v":0},{"$f":"DmTimely!K814/3.6","v":0},{"$f":"DmTimely!L814/3.6","v":0},{"$f":"DmTimely!M814/3.6","v":0},{"$f":"DmTimely!N814/3.6","v":0},0,null,2,{"$f":"DmTimely!R814/3.6","v":0},{"$f":"DmTimely!S814/3.6","v":0},{"$f":"DmTimely!T814/3.6","v":0},{"$f":"DmTimely!U814/3.6","v":0},{"$f":"DmTimely!V814/3.6","v":0},{"$f":"DmTimely!W814/3.6","v":0},{"$f":"DmTimely!X814/3.6","v":0},{"$f":"DmTimely!Y814/3.6","v":0},{"$f":"DmTimely!Z814/3.6","v":0},{"$f":"DmTimely!AA814/3.6","v":0},{"$f":"DmTimely!AB814/3.6","v":0},{"$f":"DmTimely!AC814/3.6","v":0},0,null,2,{"$f":"DmTimely!AG814/3.6","v":0},{"$f":"DmTimely!AH814/3.6","v":0},{"$f":"DmTimely!AI814/3.6","v":0},{"$f":"DmTimely!AJ814/3.6","v":0},{"$f":"DmTimely!AK814/3.6","v":0},{"$f":"DmTimely!AL814/3.6","v":0},{"$f":"DmTimely!AM814/3.6","v":0},{"$f":"DmTimely!AN814/3.6","v":0},{"$f":"DmTimely!AO814/3.6","v":0},{"$f":"DmTimely!AP814/3.6","v":0},{"$f":"DmTimely!AQ814/3.6","v":0},{"$f":"DmTimely!AR814/3.6","v":0},0]
[3,{"$f":"DmTimely!C815/3.6","v":0},{"$f":"DmTimely!D815/3.6","v":0},{"$f":"DmTimely!E815/3.6","v":0},{"$f":"DmTimely!F815/3.6","v":0},{"$f":"DmTimely!G815/3.6","v":0},{"$f":"DmTimely!H815/3.6","v":0},{"$f":"DmTimely!I815/3.6","v":0},{"$f":"DmTimely!J815/3.6","v":0},{"$f":"DmTimely!K815/3.6","v":0},{"$f":"DmTimely!L815/3.6","v":0},{"$f":"DmTimely!M815/3.6","v":0},{"$f":"DmTimely!N815/3.6","v":0},0,null,3,{"$f":"DmTimely!R815/3.6","v":0},{"$f":"DmTimely!S815/3.6","v":0},{"$f":"DmTimely!T815/3.6","v":0},{"$f":"DmTimely!U815/3.6","v":0},{"$f":"DmTimely!V815/3.6","v":0},{"$f":"DmTimely!W815/3.6","v":0},{"$f":"DmTimely!X815/3.6","v":0},{"$f":"DmTimely!Y815/3.6","v":0},{"$f":"DmTimely!Z815/3.6","v":0},{"$f":"DmTimely!AA815/3.6","v":0},{"$f":"DmTimely!AB815/3.6","v":0},{"$f":"DmTimely!AC815/3.6","v":0},0,null,3,{"$f":"DmTimely!AG815/3.6","v":0},{"$f":"DmTimely!AH815/3.6","v":0},{"$f":"DmTimely!AI815/3.6","v":0},{"$f":"DmTimely!AJ815/3.6","v":0},{"$f":"DmTimely!AK815/3.6","v":0},{"$f":"DmTimely!AL815/3.6","v":0},{"$f":"DmTimely!AM815/3.6","v":0},{"$f":"DmTimely!AN815/3.6","v":0},{"$f":"DmTimely!AO815/3.6","v":0},{"$f":"DmTimely!AP815/3.6","v":0},{"$f":"DmTimely!AQ815/3.6","v":0},{"$f":"DmTimely!AR815/3.6","v":0},0]
[4,{"$f":"DmTimely!C816/3.6","v":0},{"$f":"DmTimely!D816/3.6","v":0},{"$f":"DmTimely!E816/3.6","v":0},{"$f":"DmTimely!F816/3.6","v":0},{"$f":"DmTimely!G816/3.6","v":0},{"$f":"DmTimely!H816/3.6","v":0},{"$f":"DmTimely!I816/3.6","v":0},{"$f":"DmTimely!J816/3.6","v":0},{"$f":"DmTimely!K816/3.6","v":0},{"$f":"DmTimely!L816/3.6","v":0},{"$f":"DmTimely!M816/3.6","v":0},{"$f":"DmTimely!N816/3.6","v":0},0,null,4,{"$f":"DmTimely!R816/3.6","v":0},{"$f":"DmTimely!S816/3.6","v":0},{"$f":"DmTimely!T816/3.6","v":0},{"$f":"DmTimely!U816/3.6","v":0},{"$f":"DmTimely!V816/3.6","v":0},{"$f":"DmTimely!W816/3.6","v":0},{"$f":"DmTimely!X816/3.6","v":0},{"$f":"DmTimely!Y816/3.6","v":0},{"$f":"DmTimely!Z816/3.6","v":0},{"$f":"DmTimely!AA816/3.6","v":0},{"$f":"DmTimely!AB816/3.6","v":0},{"$f":"DmTimely!AC816/3.6","v":0},0,null,4,{"$f":"DmTimely!AG816/3.6","v":0},{"$f":"DmTimely!AH816/3.6","v":0},{"$f":"DmTimely!AI816/3.6","v":0},{"$f":"DmTimely!AJ816/3.6","v":0},{"$f":"DmTimely!AK816/3.6","v":0},{"$f":"DmTimely!AL816/3.6","v":0},{"$f":"DmTimely!AM816/3.6","v":0},{"$f":"DmTimely!AN816/3.6","v":0},{"$f":"DmTimely!AO816/3.6","v":0},{"$f":"DmTimely!AP816/3.6","v":0},{"$f":"DmTimely!AQ816/3.6","v":0},{"$f":"DmTimely!AR816/3.6","v":0},0]
[5,{"$f":"DmTimely!C817/3.6","v":0},{"$f":"DmTimely!D817/3.6","v":0},{"$f":"DmTimely!E817/3.6","v":0},{"$f":"DmTimely!F817/3.6","v":0},{"$f":"DmTimely!G817/3.6","v":0},{"$f":"DmTimely!H817/3.6","v":0},{"$f":"DmTimely!I817/3.6","v":0},{"$f":"DmTimely!J817/3.6","v":0},{"$f":"DmTimely!K817/3.6","v":0},{"$f":"DmTimely!L817/3.6","v":0},{"$f":"DmTimely!M817/3.6","v":0},{"$f":"DmTimely!N817/3.6","v":0},0,null,5,{"$f":"DmTimely!R817/3.6","v":0},{"$f":"DmTimely!S817/3.6","v":0},{"$f":"DmTimely!T817/3.6","v":0},{"$f":"DmTimely!U817/3.6","v":0},{"$f":"DmTimely!V817/3.6","v":0},{"$f":"DmTimely!W817/3.6","v":0},{"$f":"DmTimely!X817/3.6","v":0},{"$f":"DmTimely!Y817/3.6","v":0},{"$f":"DmTimely!Z817/3.6","v":0},{"$f":"DmTimely!AA817/3.6","v":0},{"$f":"DmTimely!AB817/3.6","v":0},{"$f":"DmTimely!AC817/3.6","v":0},0,null,5,{"$f":"DmTimely!AG817/3.6","v":0},{"$f":"DmTimely!AH817/3.6","v":0},{"$f":"DmTimely!AI817/3.6","v":0},{"$f":"DmTimely!AJ817/3.6","v":0},{"$f":"DmTimely!AK817/3.6","v":0},{"$f":"DmTimely!AL817/3.6","v":0},{"$f":"DmTimely!AM817/3.6","v":0},{"$f":"DmTimely!AN817/3.6","v":0},{"$f":"DmTimely!AO817/3.6","v":0},{"$f":"DmTimely!AP817/3.6","v":0},{"$f":"DmTimely!AQ817/3.6","v":0},{"$f":"DmTimely!AR817/3.6","v":0},0]
[6,{"$f":"DmTimely!C818/3.6","v":0},{"$f":"DmTimely!D818/3.6","v":0},{"$f":"DmTimely!E818/3.6","v":0},{"$f":"DmTimely!F818/3.6","v":0},{"$f":"DmTimely!G818/3.6","v":0},{"$f":"DmTimely!H818/3.6","v":0},{"$f":"DmTimely!I818/3.6","v":0},{"$f":"DmTimely!J818/3.6","v":0},{"$f":"DmTimely!K818/3.6","v":0},{"$f":"DmTimely!L818/3.6","v":0},{"$f":"DmTimely!M818/3.6","v":0},{"$f":"DmTimely!N818/3.6","v":0},0,null,6,{"$f":"DmTimely!R818/3.6","v":0},{"$f":"DmTimely!S818/3.6","v":0},{"$f":"DmTimely!T818/3.6","v":0},{"$f":"DmTimely!U818/3.6","v":0},{"$f":"DmTimely!V818/3.6","v":0},{"$f":"DmTimely!W818/3.6","v":0},{"$f":"DmTimely!X818/3.6","v":0},{"$f":"DmTimely!Y818/3.6","v":0},{"$f":"DmTimely!Z818/3.6","v":0},{"$f":"DmTimely!AA818/3.6","v":0},{"$f":"DmTimely!AB818/3.6","v":0},{"$f":"DmTimely!AC818/3.6","v":0},0,null,6,{"$f":"DmTimely!AG818/3.6","v":0},{"$f":"DmTimely!AH818/3.6","v":0},{"$f":"DmTimely!AI818/3.6","v":0},{"$f":"DmTimely!AJ818/3.6","v":0},{"$f":"DmTimely!AK818/3.6","v":0},{"$f":"DmTimely!AL818/3.6","v":0},{"$f":"DmTimely!AM818/3.6","v":0},{"$f":"DmTimely!AN818/3.6","v":0},{"$f":"DmTimely!AO818/3.6","v":0},{"$f":"DmTimely!AP818/3.6","v":0},{"$f":"DmTimely!AQ818/3.6","v":0},{"$f":"DmTimely!AR818/3.6","v":0},0]
[7,{"$f":"DmTimely!C819/3.6","v":0},{"$f":"DmTimely!D819/3.6","v":0},{"$f":"DmTimely!E819/3.6","v":0},{"$f":"DmTimely!F819/3.6","v":0},{"$f":"DmTimely!G819/3.6","v":0},{"$f":"DmTimely!H819/3.6","v":0},{"$f":"DmTimely!I819/3.6","v":0},{"$f":"DmTimely!J819/3.6","v":0},{"$f":"DmTimely!K819/3.6","v":0},{"$f":"DmTimely!L819/3.6","v":0},{"$f":"DmTimely!M819/3.6","v":0},{"$f":"DmTimely!N819/3.6","v":0},0,null,7,{"$f":"DmTimely!R819/3.6","v":0},{"$f":"DmTimely!S819/3.6","v":0},{"$f":"DmTimely!T819/3.6","v":0},{"$f":"DmTimely!U819/3.6","v":0},{"$f":"DmTimely!V819/3.6","v":0},{"$f":"DmTimely!W819/3.6","v":0},{"$f":"DmTimely!X819/3.6","v":0},{"$f":"DmTimely!Y819/3.6","v":0},{"$f":"DmTimely!Z819/3.6","v":0},{"$f":"DmTimely!AA819/3.6","v":0},{"$f":"DmTimely!AB819/3.6","v":0},{"$f":"DmTimely!AC819/3.6","v":0},0,null,7,{"$f":"DmTimely!AG819/3.6","v":0},{"$f":"DmTimely!AH819/3.6","v":0},{"$f":"DmTimely!AI819/3.6","v":0},{"$f":"DmTimely!AJ819/3.6","v":0},{"$f":"DmTimely!AK819/3.6","v":0},{"$f":"DmTimely!AL819/3.6","v":0},{"$f":"DmTimely!AM819/3.6","v":0},{"$f":"DmTimely!AN819/3.6","v":0},{"$f":"DmTimely!AO819/3.6","v":0},{"$f":"DmTimely!AP819/3.6","v":0},{"$f":"DmTimely!AQ819/3.6","v":0},{"$f":"DmTimely!AR819/3.6","v":0},0]
[8,{"$f":"DmTimely!C820/3.6","v":0},{"$f":"DmTimely!D820/3.6","v":0},{"$f":"DmTimely!E820/3.6","v":0},{"$f":"DmTimely!F820/3.6","v":0},{"$f":"DmTimely!G820/3.6","v":0},{"$f":"DmTimely!H820/3.6","v":0},{"$f":"DmTimely!I820/3.6","v":0},{"$f":"DmTimely!J820/3.6","v":0},{"$f":"DmTimely!K820/3.6","v":0},{"$f":"DmTimely!L820/3.6","v":0},{"$f":"DmTimely!M820/3.6","v":0},{"$f":"DmTimely!N820/3.6","v":0},0,null,8,{"$f":"DmTimely!R820/3.6","v":0},{"$f":"DmTimely!S820/3.6","v":0},{"$f":"DmTimely!T820/3.6","v":0},{"$f":"DmTimely!U820/3.6","v":0},{"$f":"DmTimely!V820/3.6","v":0},{"$f":"DmTimely!W820/3.6","v":0},{"$f":"DmTimely!X820/3.6","v":0},{"$f":"DmTimely!Y820/3.6","v":0},{"$f":"DmTimely!Z820/3.6","v":0},{"$f":"DmTimely!AA820/3.6","v":0},{"$f":"DmTimely!AB820/3.6","v":0},{"$f":"DmTimely!AC820/3.6","v":0},0,null,8,{"$f":"DmTimely!AG820/3.6","v":0},{"$f":"DmTimely!AH820/3.6","v":0},{"$f":"DmTimely!AI820/3.6","v":0},{"$f":"DmTimely!AJ820/3.6","v":0},{"$f":"DmTimely!AK820/3.6","v":0},{"$f":"DmTimely!AL820/3.6","v":0},{"$f":"DmTimely!AM820/3.6","v":0},{"$f":"DmTimely!AN820/3.6","v":0},{"$f":"DmTimely!AO820/3.6","v":0},{"$f":"DmTimely!AP820/3.6","v":0},{"$f":"DmTimely!AQ820/3.6","v":0},{"$f":"DmTimely!AR820/3.6","v":0},0]
[9,{"$f":"DmTimely!C821/3.6","v":0},{"$f":"DmTimely!D821/3.6","v":0},{"$f":"DmTimely!E821/3.6","v":0},{"$f":"DmTimely!F821/3.6","v":0},{"$f":"DmTimely!G821/3.6","v":0},{"$f":"DmTimely!H821/3.6","v":0},{"$f":"DmTimely!I821/3.6","v":0},{"$f":"DmTimely!J821/3.6","v":0},{"$f":"DmTimely!K821/3.6","v":0},{"$f":"DmTimely!L821/3.6","v":0},{"$f":"DmTimely!M821/3.6","v":0},{"$f":"DmTimely!N821/3.6","v":0},0,null,9,{"$f":"DmTimely!R821/3.6","v":0},{"$f":"DmTimely!S821/3.6","v":0},{"$f":"DmTimely!T821/3.6","v":0},{"$f":"DmTimely!U821/3.6","v":0},{"$f":"DmTimely!V821/3.6","v":0},{"$f":"DmTimely!W821/3.6","v":0},{"$f":"DmTimely!X821/3.6","v":0},{"$f":"DmTimely!Y821/3.6","v":0},{"$f":"DmTimely!Z821/3.6","v":0},{"$f":"DmTimely!AA821/3.6","v":0},{"$f":"DmTimely!AB821/3.6","v":0},{"$f":"DmTimely!AC821/3.6","v":0},0,null,9,{"$f":"DmTimely!AG821/3.6","v":0},{"$f":"DmTimely!AH821/3.6","v":0},{"$f":"DmTimely!AI821/3.6","v":0},{"$f":"DmTimely!AJ821/3.6","v":0},{"$f":"DmTimely!AK821/3.6","v":0},{"$f":"DmTimely!AL821/3.6","v":0},{"$f":"DmTimely!AM821/3.6","v":0},{"$f":"DmTimely!AN821/3.6","v":0},{"$f":"DmTimely!AO821/3.6","v":0},{"$f":"DmTimely!AP821/3.6","v":0},{"$f":"DmTimely!AQ821/3.6","v":0},{"$f":"DmTimely!AR821/3.6","v":0},0]
[10,{"$f":"DmTimely!C822/3.6","v":0},{"$f":"DmTimely!D822/3.6","v":0},{"$f":"DmTimely!E822/3.6","v":0},{"$f":"DmTimely!F822/3.6","v":0},{"$f":"DmTimely!G822/3.6","v":0},{"$f":"DmTimely!H822/3.6","v":0},{"$f":"DmTimely!I822/3.6","v":0},{"$f":"DmTimely!J822/3.6","v":0},{"$f":"DmTimely!K822/3.6","v":0},{"$f":"DmTimely!L822/3.6","v":0},{"$f":"DmTimely!M822/3.6","v":0},{"$f":"DmTimely!N822/3.6","v":0},0,null,10,{"$f":"DmTimely!R822/3.6","v":0},{"$f":"DmTimely!S822/3.6","v":0},{"$f":"DmTimely!T822/3.6","v":0},{"$f":"DmTimely!U822/3.6","v":0},{"$f":"DmTimely!V822/3.6","v":0},{"$f":"DmTimely!W822/3.6","v":0},{"$f":"DmTimely!X822/3.6","v":0},{"$f":"DmTimely!Y822/3.6","v":0},{"$f":"DmTimely!Z822/3.6","v":0},{"$f":"DmTimely!AA822/3.6","v":0},{"$f":"DmTimely!AB822/3.6","v":0},{"$f":"DmTimely!AC822/3.6","v":0},0,null,10,{"$f":"DmTimely!AG822/3.6","v":0},{"$f":"DmTimely!AH822/3.6","v":0},{"$f":"DmTimely!AI822/3.6","v":0},{"$f":"DmTimely!AJ822/3.6","v":0},{"$f":"DmTimely!AK822/3.6","v":0},{"$f":"DmTimely!AL822/3.6","v":0},{"$f":"DmTimely!AM822/3.6","v":0},{"$f":"DmTimely!AN822/3.6","v":0},{"$f":"DmTimely!AO822/3.6","v":0},{"$f":"DmTimely!AP822/3.6","v":0},{"$f":"DmTimely!AQ822/3.6","v":0},{"$f":"DmTimely!AR822/3.6","v":0},0]
[11,{"$f":"DmTimely!C823/3.6","v":0},{"$f":"DmTimely!D823/3.6","v":0},{"$f":"DmTimely!E823/3.6","v":0},{"$f":"DmTimely!F823/3.6","v":0},{"$f":"DmTimely!G823/3.6","v":0},{"$f":"DmTimely!H823/3.6","v":0},{"$f":"DmTimely!I823/3.6","v":0},{"$f":"DmTimely!J823/3.6","v":0},{"$f":"DmTimely!K823/3.6","v":0},{"$f":"DmTimely!L823/3.6","v":0},{"$f":"DmTimely!M823/3.6","v":0},{"$f":"DmTimely!N823/3.6","v":0},0,null,11,{"$f":"DmTimely!R823/3.6","v":0},{"$f":"DmTimely!S823/3.6","v":0},{"$f":"DmTimely!T823/3.6","v":0},{"$f":"DmTimely!U823/3.6","v":0},{"$f":"DmTimely!V823/3.6","v":0},{"$f":"DmTimely!W823/3.6","v":0},{"$f":"DmTimely!X823/3.6","v":0},{"$f":"DmTimely!Y823/3.6","v":0},{"$f":"DmTimely!Z823/3.6","v":0},{"$f":"DmTimely!AA823/3.6","v":0},{"$f":"DmTimely!AB823/3.6","v":0},{"$f":"DmTimely!AC823/3.6","v":0},0,null,11,{"$f":"DmTimely!AG823/3.6","v":0},{"$f":"DmTimely!AH823/3.6","v":0},{"$f":"DmTimely!AI823/3.6","v":0},{"$f":"DmTimely!AJ823/3.6","v":0},{"$f":"DmTimely!AK823/3.6","v":0},{"$f":"DmTimely!AL823/3.6","v":0},{"$f":"DmTimely!AM823/3.6","v":0},{"$f":"DmTimely!AN823/3.6","v":0},{"$f":"DmTimely!AO823/3.6","v":0},{"$f":"DmTimely!AP823/3.6","v":0},{"$f":"DmTimely!AQ823/3.6","v":0},{"$f":"DmTimely!AR823/3.6","v":0},0]
[12,{"$f":"DmTimely!C824/3.6","v":0},{"$f":"DmTimely!D824/3.6","v":0},{"$f":"DmTimely!E824/3.6","v":0},{"$f":"DmTimely!F824/3.6","v":0},{"$f":"DmTimely!G824/3.6","v":0},{"$f":"DmTimely!H824/3.6","v":0},{"$f":"DmTimely!I824/3.6","v":0},{"$f":"DmTimely!J824/3.6","v":0},{"$f":"DmTimely!K824/3.6","v":0},{"$f":"DmTimely!L824/3.6","v":0},{"$f":"DmTimely!M824/3.6","v":0},{"$f":"DmTimely!N824/3.6","v":0},0,null,12,{"$f":"DmTimely!R824/3.6","v":0},{"$f":"DmTimely!S824/3.6","v":0},{"$f":"DmTimely!T824/3.6","v":0},{"$f":"DmTimely!U824/3.6","v":0},{"$f":"DmTimely!V824/3.6","v":0},{"$f":"DmTimely!W824/3.6","v":0},{"$f":"DmTimely!X824/3.6","v":0},{"$f":"DmTimely!Y824/3.6","v":0},{"$f":"DmTimely!Z824/3.6","v":0},{"$f":"DmTimely!AA824/3.6","v":0},{"$f":"DmTimely!AB824/3.6","v":0},{"$f":"DmTimely!AC824/3.6","v":0},0,null,12,{"$f":"DmTimely!AG824/3.6","v":0},{"$f":"DmTimely!AH824/3.6","v":0},{"$f":"DmTimely!AI824/3.6","v":0},{"$f":"DmTimely!AJ824/3.6","v":0},{"$f":"DmTimely!AK824/3.6","v":0},{"$f":"DmTimely!AL824/3.6","v":0},{"$f":"DmTimely!AM824/3.6","v":0},{"$f":"DmTimely!AN824/3.6","v":0},{"$f":"DmTimely!AO824/3.6","v":0},{"$f":"DmTimely!AP824/3.6","v":0},{"$f":"DmTimely!AQ824/3.6","v":0},{"$f":"DmTimely!AR824/3.6","v":0},0]
[13,{"$f":"DmTimely!C825/3.6","v":0},{"$f":"DmTimely!D825/3.6","v":0},{"$f":"DmTimely!E825/3.6","v":0},{"$f":"DmTimely!F825/3.6","v":0},{"$f":"DmTimely!G825/3.6","v":0},{"$f":"DmTimely!H825/3.6","v":0},{"$f":"DmTimely!I825/3.6","v":0},{"$f":"DmTimely!J825/3.6","v":0},{"$f":"DmTimely!K825/3.6","v":0},{"$f":"DmTimely!L825/3.6","v":0},{"$f":"DmTimely!M825/3.6","v":0},{"$f":"DmTimely!N825/3.6","v":0},0,null,13,{"$f":"DmTimely!R825/3.6","v":0},{"$f":"DmTimely!S825/3.6","v":0},{"$f":"DmTimely!T825/3.6","v":0},{"$f":"DmTimely!U825/3.6","v":0},{"$f":"DmTimely!V825/3.6","v":0},{"$f":"DmTimely!W825/3.6","v":0},{"$f":"DmTimely!X825/3.6","v":0},{"$f":"DmTimely!Y825/3.6","v":0},{"$f":"DmTimely!Z825/3.6","v":0},{"$f":"DmTimely!AA825/3.6","v":0},{"$f":"DmTimely!AB825/3.6","v":0},{"$f":"DmTimely!AC825/3.6","v":0},0,null,13,{"$f":"DmTimely!AG825/3.6","v":0},{"$f":"DmTimely!AH825/3.6","v":0},{"$f":"DmTimely!AI825/3.6","v":0},{"$f":"DmTimely!AJ825/3.6","v":0},{"$f":"DmTimely!AK825/3.6","v":0},{"$f":"DmTimely!AL825/3.6","v":0},{"$f":"DmTimely!AM825/3.6","v":0},{"$f":"DmTimely!AN825/3.6","v":0},{"$f":"DmTimely!AO825/3.6","v":0},{"$f":"DmTimely!AP825/3.6","v":0},{"$f":"DmTimely!AQ825/3.6","v":0},{"$f":"DmTimely!AR825/3.6","v":0},0]
[14,{"$f":"DmTimely!C826/3.6","v":0},{"$f":"DmTimely!D826/3.6","v":0},{"$f":"DmTimely!E826/3.6","v":0},{"$f":"DmTimely!F826/3.6","v":0},{"$f":"DmTimely!G826/3.6","v":0},{"$f":"DmTimely!H826/3.6","v":0},{"$f":"DmTimely!I826/3.6","v":0},{"$f":"DmTimely!J826/3.6","v":0},{"$f":"DmTimely!K826/3.6","v":0},{"$f":"DmTimely!L826/3.6","v":0},{"$f":"DmTimely!M826/3.6","v":0},{"$f":"DmTimely!N826/3.6","v":0},0,null,14,{"$f":"DmTimely!R826/3.6","v":0},{"$f":"DmTimely!S826/3.6","v":0},{"$f":"DmTimely!T826/3.6","v":0},{"$f":"DmTimely!U826/3.6","v":0},{"$f":"DmTimely!V826/3.6","v":0},{"$f":"DmTimely!W826/3.6","v":0},{"$f":"DmTimely!X826/3.6","v":0},{"$f":"DmTimely!Y826/3.6","v":0},{"$f":"DmTimely!Z826/3.6","v":0},{"$f":"DmTimely!AA826/3.6","v":0},{"$f":"DmTimely!AB826/3.6","v":0},{"$f":"DmTimely!AC826/3.6","v":0},0,null,14,{"$f":"DmTimely!AG826/3.6","v":0},{"$f":"DmTimely!AH826/3.6","v":0},{"$f":"DmTimely!AI826/3.6","v":0},{"$f":"DmTimely!AJ826/3.6","v":0},{"$f":"DmTimely!AK826/3.6","v":0},{"$f":"DmTimely!AL826/3.6","v":0},{"$f":"DmTimely!AM826/3.6","v":0},{"$f":"DmTimely!AN826/3.6","v":0},{"$f":"DmTimely!AO826/3.6","v":0},{"$f":"DmTimely!AP826/3.6","v":0},{"$f":"DmTimely!AQ826/3.6","v":0},{"$f":"DmTimely!AR826/3.6","v":0},0]
[15,{"$f":"DmTimely!C827/3.6","v":0},{"$f":"DmTimely!D827/3.6","v":0},{"$f":"DmTimely!E827/3.6","v":0},{"$f":"DmTimely!F827/3.6","v":0},{"$f":"DmTimely!G827/3.6","v":0},{"$f":"DmTimely!H827/3.6","v":0},{"$f":"DmTimely!I827/3.6","v":0},{"$f":"DmTimely!J827/3.6","v":0},{"$f":"DmTimely!K827/3.6","v":0},{"$f":"DmTimely!L827/3.6","v":0},{"$f":"DmTimely!M827/3.6","v":0},{"$f":"DmTimely!N827/3.6","v":0},0,null,15,{"$f":"DmTimely!R827/3.6","v":0},{"$f":"DmTimely!S827/3.6","v":0},{"$f":"DmTimely!T827/3.6","v":0},{"$f":"DmTimely!U827/3.6","v":0},{"$f":"DmTimely!V827/3.6","v":0},{"$f":"DmTimely!W827/3.6","v":0},{"$f":"DmTimely!X827/3.6","v":0},{"$f":"DmTimely!Y827/3.6","v":0},{"$f":"DmTimely!Z827/3.6","v":0},{"$f":"DmTimely!AA827/3.6","v":0},{"$f":"DmTimely!AB827/3.6","v":0},{"$f":"DmTimely!AC827/3.6","v":0},0,null,15,{"$f":"DmTimely!AG827/3.6","v":0},{"$f":"DmTimely!AH827/3.6","v":0},{"$f":"DmTimely!AI827/3.6","v":0},{"$f":"DmTimely!AJ827/3.6","v":0},{"$f":"DmTimely!AK827/3.6","v":0},{"$f":"DmTimely!AL827/3.6","v":0},{"$f":"DmTimely!AM827/3.6","v":0},{"$f":"DmTimely!AN827/3.6","v":0},{"$f":"DmTimely!AO827/3.6","v":0},{"$f":"DmTimely!AP827/3.6","v":0},{"$f":"DmTimely!AQ827/3.6","v":0},{"$f":"DmTimely!AR827/3.6","v":0},0]
[16,{"$f":"DmTimely!C828/3.6","v":0},{"$f":"DmTimely!D828/3.6","v":0},{"$f":"DmTimely!E828/3.6","v":0},{"$f":"DmTimely!F828/3.6","v":0},{"$f":"DmTimely!G828/3.6","v":0},{"$f":"DmTimely!H828/3.6","v":0},{"$f":"DmTimely!I828/3.6","v":0},{"$f":"DmTimely!J828/3.6","v":0},{"$f":"DmTimely!K828/3.6","v":0},{"$f":"DmTimely!L828/3.6","v":0},{"$f":"DmTimely!M828/3.6","v":0},{"$f":"DmTimely!N828/3.6","v":0},0,null,16,{"$f":"DmTimely!R828/3.6","v":0},{"$f":"DmTimely!S828/3.6","v":0},{"$f":"DmTimely!T828/3.6","v":0},{"$f":"DmTimely!U828/3.6","v":0},{"$f":"DmTimely!V828/3.6","v":0},{"$f":"DmTimely!W828/3.6","v":0},{"$f":"DmTimely!X828/3.6","v":0},{"$f":"DmTimely!Y828/3.6","v":0},{"$f":"DmTimely!Z828/3.6","v":0},{"$f":"DmTimely!AA828/3.6","v":0},{"$f":"DmTimely!AB828/3.6","v":0},{"$f":"DmTimely!AC828/3.6","v":0},0,null,16,{"$f":"DmTimely!AG828/3.6","v":0},{"$f":"DmTimely!AH828/3.6","v":0},{"$f":"DmTimely!AI828/3.6","v":0},{"$f":"DmTimely!AJ828/3.6","v":0},{"$f":"DmTimely!AK828/3.6","v":0},{"$f":"DmTimely!AL828/3.6","v":0},{"$f":"DmTimely!AM828/3.6","v":0},{"$f":"DmTimely!AN828/3.6","v":0},{"$f":"DmTimely!AO828/3.6","v":0},{"$f":"DmTimely!AP828/3.6","v":0},{"$f":"DmTimely!AQ828/3.6","v":0},{"$f":"DmTimely!AR828/3.6","v":0},0]
[17,{"$f":"DmTimely!C829/3.6","v":0},{"$f":"DmTimely!D829/3.6","v":0},{"$f":"DmTimely!E829/3.6","v":0},{"$f":"DmTimely!F829/3.6","v":0},{"$f":"DmTimely!G829/3.6","v":0},{"$f":"DmTimely!H829/3.6","v":0},{"$f":"DmTimely!I829/3.6","v":0},{"$f":"DmTimely!J829/3.6","v":0},{"$f":"DmTimely!K829/3.6","v":0},{"$f":"DmTimely!L829/3.6","v":0},{"$f":"DmTimely!M829/3.6","v":0},{"$f":"DmTimely!N829/3.6","v":0},0,null,17,{"$f":"DmTimely!R829/3.6","v":0},{"$f":"DmTimely!S829/3.6","v":0},{"$f":"DmTimely!T829/3.6","v":0},{"$f":"DmTimely!U829/3.6","v":0},{"$f":"DmTimely!V829/3.6","v":0},{"$f":"DmTimely!W829/3.6","v":0},{"$f":"DmTimely!X829/3.6","v":0},{"$f":"DmTimely!Y829/3.6","v":0},{"$f":"DmTimely!Z829/3.6","v":0},{"$f":"DmTimely!AA829/3.6","v":0},{"$f":"DmTimely!AB829/3.6","v":0},{"$f":"DmTimely!AC829/3.6","v":0},0,null,17,{"$f":"DmTimely!AG829/3.6","v":0},{"$f":"DmTimely!AH829/3.6","v":0},{"$f":"DmTimely!AI829/3.6","v":0},{"$f":"DmTimely!AJ829/3.6","v":0},{"$f":"DmTimely!AK829/3.6","v":0},{"$f":"DmTimely!AL829/3.6","v":0},{"$f":"DmTimely!AM829/3.6","v":0},{"$f":"DmTimely!AN829/3.6","v":0},{"$f":"DmTimely!AO829/3.6","v":0},{"$f":"DmTimely!AP829/3.6","v":0},{"$f":"DmTimely!AQ829/3.6","v":0},{"$f":"DmTimely!AR829/3.6","v":0},0]
[18,{"$f":"DmTimely!C830/3.6","v":0},{"$f":"DmTimely!D830/3.6","v":0},{"$f":"DmTimely!E830/3.6","v":0},{"$f":"DmTimely!F830/3.6","v":0},{"$f":"DmTimely!G830/3.6","v":0},{"$f":"DmTimely!H830/3.6","v":0},{"$f":"DmTimely!I830/3.6","v":0},{"$f":"DmTimely!J830/3.6","v":0},{"$f":"DmTimely!K830/3.6","v":0},{"$f":"DmTimely!L830/3.6","v":0},{"$f":"DmTimely!M830/3.6","v":0},{"$f":"DmTimely!N830/3.6","v":0},0,null,18,{"$f":"DmTimely!R830/3.6","v":0},{"$f":"DmTimely!S830/3.6","v":0},{"$f":"DmTimely!T830/3.6","v":0},{"$f":"DmTimely!U830/3.6","v":0},{"$f":"DmTimely!V830/3.6","v":0},{"$f":"DmTimely!W830/3.6","v":0},{"$f":"DmTimely!X830/3.6","v":0},{"$f":"DmTimely!Y830/3.6","v":0},{"$f":"DmTimely!Z830/3.6","v":0},{"$f":"DmTimely!AA830/3.6","v":0},{"$f":"DmTimely!AB830/3.6","v":0},{"$f":"DmTimely!AC830/3.6","v":0},0,null,18,{"$f":"DmTimely!AG830/3.6","v":0},{"$f":"DmTimely!AH830/3.6","v":0},{"$f":"DmTimely!AI830/3.6","v":0},{"$f":"DmTimely!AJ830/3.6","v":0},{"$f":"DmTimely!AK830/3.6","v":0},{"$f":"DmTimely!AL830/3.6","v":0},{"$f":"DmTimely!AM830/3.6","v":0},{"$f":"DmTimely!AN830/3.6","v":0},{"$f":"DmTimely!AO830/3.6","v":0},{"$f":"DmTimely!AP830/3.6","v":0},{"$f":"DmTimely!AQ830/3.6","v":0},{"$f":"DmTimely!AR830/3.6","v":0},0]
[19,{"$f":"DmTimely!C831/3.6","v":0},{"$f":"DmTimely!D831/3.6","v":0},{"$f":"DmTimely!E831/3.6","v":0},{"$f":"DmTimely!F831/3.6","v":0},{"$f":"DmTimely!G831/3.6","v":0},{"$f":"DmTimely!H831/3.6","v":0},{"$f":"DmTimely!I831/3.6","v":0},{"$f":"DmTimely!J831/3.6","v":0},{"$f":"DmTimely!K831/3.6","v":0},{"$f":"DmTimely!L831/3.6","v":0},{"$f":"DmTimely!M831/3.6","v":0},{"$f":"DmTimely!N831/3.6","v":0},0,null,19,{"$f":"DmTimely!R831/3.6","v":0},{"$f":"DmTimely!S831/3.6","v":0},{"$f":"DmTimely!T831/3.6","v":0},{"$f":"DmTimely!U831/3.6","v":0},{"$f":"DmTimely!V831/3.6","v":0},{"$f":"DmTimely!W831/3.6","v":0},{"$f":"DmTimely!X831/3.6","v":0},{"$f":"DmTimely!Y831/3.6","v":0},{"$f":"DmTimely!Z831/3.6","v":0},{"$f":"DmTimely!AA831/3.6","v":0},{"$f":"DmTimely!AB831/3.6","v":0},{"$f":"DmTimely!AC831/3.6","v":0},0,null,19,{"$f":"DmTimely!AG831/3.6","v":0},{"$f":"DmTimely!AH831/3.6","v":0},{"$f":"DmTimely!AI831/3.6","v":0},{"$f":"DmTimely!AJ831/3.6","v":0},{"$f":"DmTimely!AK831/3.6","v":0},{"$f":"DmTimely!AL831/3.6","v":0},{"$f":"DmTimely!AM831/3.6","v":0},{"$f":"DmTimely!AN831/3.6","v":0},{"$f":"DmTimely!AO831/3.6","v":0},{"$f":"DmTimely!AP831/3.6","v":0},{"$f":"DmTimely!AQ831/3.6","v":0},{"$f":"DmTimely!AR831/3.6","v":0},0]
[20,{"$f":"DmTimely!C832/3.6","v":0},{"$f":"DmTimely!D832/3.6","v":0},{"$f":"DmTimely!E832/3.6","v":0},{"$f":"DmTimely!F832/3.6","v":0},{"$f":"DmTimely!G832/3.6","v":0},{"$f":"DmTimely!H832/3.6","v":0},{"$f":"DmTimely!I832/3.6","v":0},{"$f":"DmTimely!J832/3.6","v":0},{"$f":"DmTimely!K832/3.6","v":0},{"$f":"DmTimely!L832/3.6","v":0},{"$f":"DmTimely!M832/3.6","v":0},{"$f":"DmTimely!N832/3.6","v":0},0,null,20,{"$f":"DmTimely!R832/3.6","v":0},{"$f":"DmTimely!S832/3.6","v":0},{"$f":"DmTimely!T832/3.6","v":0},{"$f":"DmTimely!U832/3.6","v":0},{"$f":"DmTimely!V832/3.6","v":0},{"$f":"DmTimely!W832/3.6","v":0},{"$f":"DmTimely!X832/3.6","v":0},{"$f":"DmTimely!Y832/3.6","v":0},{"$f":"DmTimely!Z832/3.6","v":0},{"$f":"DmTimely!AA832/3.6","v":0},{"$f":"DmTimely!AB832/3.6","v":0},{"$f":"DmTimely!AC832/3.6","v":0},0,null,20,{"$f":"DmTimely!AG832/3.6","v":0},{"$f":"DmTimely!AH832/3.6","v":0},{"$f":"DmTimely!AI832/3.6","v":0},{"$f":"DmTimely!AJ832/3.6","v":0},{"$f":"DmTimely!AK832/3.6","v":0},{"$f":"DmTimely!AL832/3.6","v":0},{"$f":"DmTimely!AM832/3.6","v":0},{"$f":"DmTimely!AN832/3.6","v":0},{"$f":"DmTimely!AO832/3.6","v":0},{"$f":"DmTimely!AP832/3.6","v":0},{"$f":"DmTimely!AQ832/3.6","v":0},{"$f":"DmTimely!AR832/3.6","v":0},0]
[21,{"$f":"DmTimely!C833/3.6","v":0},{"$f":"DmTimely!D833/3.6","v":0},{"$f":"DmTimely!E833/3.6","v":0},{"$f":"DmTimely!F833/3.6","v":0},{"$f":"DmTimely!G833/3.6","v":0},{"$f":"DmTimely!H833/3.6","v":0},{"$f":"DmTimely!I833/3.6","v":0},{"$f":"DmTimely!J833/3.6","v":0},{"$f":"DmTimely!K833/3.6","v":0},{"$f":"DmTimely!L833/3.6","v":0},{"$f":"DmTimely!M833/3.6","v":0},{"$f":"DmTimely!N833/3.6","v":0},0,null,21,{"$f":"DmTimely!R833/3.6","v":0},{"$f":"DmTimely!S833/3.6","v":0},{"$f":"DmTimely!T833/3.6","v":0},{"$f":"DmTimely!U833/3.6","v":0},{"$f":"DmTimely!V833/3.6","v":0},{"$f":"DmTimely!W833/3.6","v":0},{"$f":"DmTimely!X833/3.6","v":0},{"$f":"DmTimely!Y833/3.6","v":0},{"$f":"DmTimely!Z833/3.6","v":0},{"$f":"DmTimely!AA833/3.6","v":0},{"$f":"DmTimely!AB833/3.6","v":0},{"$f":"DmTimely!AC833/3.6","v":0},0,null,21,{"$f":"DmTimely!AG833/3.6","v":0},{"$f":"DmTimely!AH833/3.6","v":0},{"$f":"DmTimely!AI833/3.6","v":0},{"$f":"DmTimely!AJ833/3.6","v":0},{"$f":"DmTimely!AK833/3.6","v":0},{"$f":"DmTimely!AL833/3.6","v":0},{"$f":"DmTimely!AM833/3.6","v":0},{"$f":"DmTimely!AN833/3.6","v":0},{"$f":"DmTimely!AO833/3.6","v":0},{"$f":"DmTimely!AP833/3.6","v":0},{"$f":"DmTimely!AQ833/3.6","v":0},{"$f":"DmTimely!AR833/3.6","v":0},0]
[22,{"$f":"DmTimely!C834/3.6","v":0},{"$f":"DmTimely!D834/3.6","v":0},{"$f":"DmTimely!E834/3.6","v":0},{"$f":"DmTimely!F834/3.6","v":0},{"$f":"DmTimely!G834/3.6","v":0},{"$f":"DmTimely!H834/3.6","v":0},{"$f":"DmTimely!I834/3.6","v":0},{"$f":"DmTimely!J834/3.6","v":0},{"$f":"DmTimely!K834/3.6","v":0},{"$f":"DmTimely!L834/3.6","v":0},{"$f":"DmTimely!M834/3.6","v":0},{"$f":"DmTimely!N834/3.6","v":0},0,null,22,{"$f":"DmTimely!R834/3.6","v":0},{"$f":"DmTimely!S834/3.6","v":0},{"$f":"DmTimely!T834/3.6","v":0},{"$f":"DmTimely!U834/3.6","v":0},{"$f":"DmTimely!V834/3.6","v":0},{"$f":"DmTimely!W834/3.6","v":0},{"$f":"DmTimely!X834/3.6","v":0},{"$f":"DmTimely!Y834/3.6","v":0},{"$f":"DmTimely!Z834/3.6","v":0},{"$f":"DmTimely!AA834/3.6","v":0},{"$f":"DmTimely!AB834/3.6","v":0},{"$f":"DmTimely!AC834/3.6","v":0},0,null,22,{"$f":"DmTimely!AG834/3.6","v":0},{"$f":"DmTimely!AH834/3.6","v":0},{"$f":"DmTimely!AI834/3.6","v":0},{"$f":"DmTimely!AJ834/3.6","v":0},{"$f":"DmTimely!AK834/3.6","v":0},{"$f":"DmTimely!AL834/3.6","v":0},{"$f":"DmTimely!AM834/3.6","v":0},{"$f":"DmTimely!AN834/3.6","v":0},{"$f":"DmTimely!AO834/3.6","v":0},{"$f":"DmTimely!AP834/3.6","v":0},{"$f":"DmTimely!AQ834/3.6","v":0},{"$f":"DmTimely!AR834/3.6","v":0},0]
[23,{"$f":"DmTimely!C835/3.6","v":0},{"$f":"DmTimely!D835/3.6","v":0},{"$f":"DmTimely!E835/3.6","v":0},{"$f":"DmTimely!F835/3.6","v":0},{"$f":"DmTimely!G835/3.6","v":0},{"$f":"DmTimely!H835/3.6","v":0},{"$f":"DmTimely!I835/3.6","v":0},{"$f":"DmTimely!J835/3.6","v":0},{"$f":"DmTimely!K835/3.6","v":0},{"$f":"DmTimely!L835/3.6","v":0},{"$f":"DmTimely!M835/3.6","v":0},{"$f":"DmTimely!N835/3.6","v":0},0,null,23,{"$f":"DmTimely!R835/3.6","v":0},{"$f":"DmTimely!S835/3.6","v":0},{"$f":"DmTimely!T835/3.6","v":0},{"$f":"DmTimely!U835/3.6","v":0},{"$f":"DmTimely!V835/3.6","v":0},{"$f":"DmTimely!W835/3.6","v":0},{"$f":"DmTimely!X835/3.6","v":0},{"$f":"DmTimely!Y835/3.6","v":0},{"$f":"DmTimely!Z835/3.6","v":0},{"$f":"DmTimely!AA835/3.6","v":0},{"$f":"DmTimely!AB835/3.6","v":0},{"$f":"DmTimely!AC835/3.6","v":0},0,null,23,{"$f":"DmTimely!AG835/3.6","v":0},{"$f":"DmTimely!AH835/3.6","v":0},{"$f":"DmTimely!AI835/3.6","v":0},{"$f":"DmTimely!AJ835/3.6","v":0},{"$f":"DmTimely!AK835/3.6","v":0},{"$f":"DmTimely!AL835/3.6","v":0},{"$f":"DmTimely!AM835/3.6","v":0},{"$f":"DmTimely!AN835/3.6","v":0},{"$f":"DmTimely!AO835/3.6","v":0},{"$f":"DmTimely!AP835/3.6","v":0},{"$f":"DmTimely!AQ835/3.6","v":0},{"$f":"DmTimely!AR835/3.6","v":0},0]
["kWh/日",{"$f":"SUM(B33:B56)","v":0},{"$f":"SUM(C33:C56)","v":0},{"$f":"SUM(D33:D56)","v":0},{"$f":"SUM(E33:E56)","v":0},{"$f":"SUM(F33:F56)","v":0},{"$f":"SUM(G33:G56)","v":0},{"$f":"SUM(H33:H56)","v":0},{"$f":"SUM(I33:I56)","v":0},{"$f":"SUM(J33:J56)","v":0},{"$f":"SUM(K33:K56)","v":0},{"$f":"SUM(L33:L56)","v":0},{"$f":"SUM(M33:M56)","v":0},{"$f":"SUM(B57:M57)","v":0},null,"kWh/日",{"$f":"SUM(Q33:Q56)","v":0},{"$f":"SUM(R33:R56)","v":0},0,0,0,0,0,0,0,0,0,0,{"$f":"SUM(Q57:AB57)","v":0},null,"kWh/日",{"$f":"SUM(AF33:AF56)","v":0},{"$f":"SUM(AG33:AG56)","v":0},0,0,0,0,0,0,0,0,0,0,{"$f":"SUM(AF57:AQ57)","v":0}]
["日",{"$f":"B$28","v":20},{"$f":"C$28","v":20},22,20,20,22,20,23,20,21,20,21,{"$f":"SUM(B58:M58)","v":249},null,"日",{"$f":"Q$28","v":4},{"$f":"R$28","v":3},4,4,4,4,5,4,4,4,4,4,{"$f":"SUM(Q58:AB58)","v":48},null,"日",{"$f":"AF$28","v":7},{"$f":"AG$28","v":5},5,6,7,4,6,4,6,6,6,6,{"$f":"SUM(AF58:AQ58)","v":68}]
["MWh/月",{"$f":"B57*B58/1000","v":0},{"$f":"C57*C58/1000","v":0},{"$f":"D57*D58/1000","v":0},{"$f":"E57*E58/1000","v":0},{"$f":"F57*F58/1000","v":0},{"$f":"G57*G58/1000","v":0},{"$f":"H57*H58/1000","v":0},{"$f":"I57*I58/1000","v":0},{"$f":"J57*J58/1000","v":0},{"$f":"K57*K58/1000","v":0},{"$f":"L57*L58/1000","v":0},{"$f":"M57*M58/1000","v":0},{"$f":"SUM(B59:M59)","v":0},null,"MWh/月",{"$f":"Q57*Q58/1000","v":0},{"$f":"R57*R58/1000","v":0},0,0,0,0,0,0,0,0,0,0,{"$f":"SUM(Q59:AB59)","v":0},null,"MWh/月",{"$f":"AF57*AF58/1000","v":0},{"$f":"AG57*AG58/1000","v":0},0,0,0,0,0,0,0,0,0,0,{"$f":"SUM(AF59:AQ59)","v":0}]
[]
["暖房負荷（新設建物）",null,"※MJ→kWh変換済み",null,null,null,null,null,null,null,null,null,null,"（新設建物・平日）",null,"暖房負荷（新設建物）",null,"※MJ→kWh変換済み",null,null,null,null,null,null,null,null,null,null,"（新設建物・土曜）",null,"暖房負荷（新設建物）",null,"※MJ→kWh変換済み",null,null,null,null,null,null,null,null,null,null,"（新設建物・休日）"]
["kW","1月","2月","3月","4月","5月","6月","7月","8月","9月","10月","11月","12月","計",null,"kW","1月","2月","3月","4月","5月","6月","7月","8月","9月","10月","11月","12月","計",null,"kW","1月","2月","3月","4月","5月","6月","7月","8月","9月","10月","11月","12月","計"]
[0,{"$f":"DmTimely!C842/3.6","v":0},{"$f":"DmTimely!D842/3.6","v":0},{"$f":"DmTimely!E842/3.6","v":0},{"$f":"DmTimely!F842/3.6","v":0},{"$f":"DmTimely!G842/3.6","v":0},{"$f":"DmTimely!H842/3.6","v":0},{"$f":"DmTimely!I842/3.6","v":0},{"$f":"DmTimely!J842/3.6","v":0},{"$f":"DmTimely!K842/3.6","v":0},{"$f":"DmTimely!L842/3.6","v":0},{"$f":"DmTimely!M842/3.6","v":0},{"$f":"DmTimely!N842/3.6","v":0},{"$f":"SUM(B63:M63)","v":0},null,0,{"$f":"DmTimely!R842/3.6","v":0},{"$f":"DmTimely!S842/3.6","v":0},{"$f":"DmTimely!T842/3.6","v":0},{"$f":"DmTimely!U842/3.6","v":0},{"$f":"DmTimely!V842/3.6","v":0},{"$f":"DmTimely!W842/3.6","v":0},{"$f":"DmTimely!X842/3.6","v":0},{"$f":"DmTimely!Y842/3.6","v":0},{"$f":"DmTimely!Z842/3.6","v":0},{"$f":"DmTimely!AA842/3.6","v":0},{"$f":"DmTimely!AB842/3.6","v":0},{"$f":"DmTimely!AC842/3.6","v":0},{"$f":"SUM(Q63:AB63)","v":0},null,0,{"$f":"DmTimely!AG842/3.6","v":0},{"$f":"DmTimely!AH842/3.6","v":0},{"$f":"DmTimely!AI842/3.6","v":0},{"$f":"DmTimely!AJ842/3.6","v":0},{"$f":"DmTimely!AK842/3.6","v":0},{"$f":"DmTimely!AL842/3.6","v":0},{"$f":"DmTimely!AM842/3.6","v":0},{"$f":"DmTimely!AN842/3.6","v":0},{"$f":"DmTimely!AO842/3.6","v":0},{"$f":"DmTimely!AP842/3.6","v":0},{"$f":"DmTimely!AQ842/3.6","v":0},{"$f":"DmTimely!AR842/3.6","v":0},{"$f":"SUM(AF63:AQ63)","v":0}]
[1,{"$f":"DmTimely!C843/3.6","v":0},{"$f":"DmTimely!D843/3.6","v":0},{"$f":"DmTimely!E843/3.6","v":0},{"$f":"DmTimely!F843/3.6","v":0},{"$f":"DmTimely!G843/3.6","v":0},{"$f":"DmTimely!H843/3.6","v":0},{"$f":"DmTimely!I843/3.6","v":0},{"$f":"DmTimely!J843/3.6","v":0},{"$f":"DmTimely!K843/3.6","v":0},{"$f":"DmTimely!L843/3.6","v":0},{"$f":"DmTimely!M843/3.6","v":0},{"$f":"DmTimely!N843/3.6","v":0},{"$f":"SUM(B64:M64)","v":0},null,1,{"$f":"DmTimely!R843/3.6","v":0},{"$f":"DmTimely!S843/3.6","v":0},{"$f":"DmTimely!T843/3.6","v":0},{"$f":"DmTimely!U843/3.6","v":0},{"$f":"DmTimely!V843/3.6","v":0},{"$f":"DmTimely!W843/3.6","v":0},{"$f":"DmTimely!X843/3.6","v":0},{"$f":"DmTimely!Y843/3.6","v":0},{"$f":"DmTimely!Z843/3.6","v":0},{"$f":"DmTimely!AA843/3.6","v":0},{"$f":"DmTimely!AB843/3.6","v":0},{"$f":"DmTimely!AC843/3.6","v":0},{"$f":"SUM(Q64:AB64)","v":0},null,1,{"$f":"DmTimely!AG843/3.6","v":0},{"$f":"DmTimely!AH843/3.6","v":0},{"$f":"DmTimely!AI843/3.6","v":0},{"$f":"DmTimely!AJ843/3.6","v":0},{"$f":"DmTimely!AK843/3.6","v":0},{"$f":"DmTimely!AL843/3.6","v":0},{"$f":"DmTimely!AM843/3.6","v":0},{"$f":"DmTimely!AN843/3.6","v":0},{"$f":"DmTimely!AO843/3.6","v":0},{"$f":"DmTimely!AP843/3.6","v":0},{"$f":"DmTimely!AQ843/3.6","v":0},{"$f":"DmTimely!AR843/3.6","v":0},{"$f":"SUM(AF64:AQ64)","v":0}]
[2,{"$f":"DmTimely!C844/3.6","v":0},{"$f":"DmTimely!D844/3.6","v":0},{"$f":"DmTimely!E844/3.6","v":0},{"$f":"DmTimely!F844/3.6","v":0},{"$f":"DmTimely!G844/3.6","v":0},{"$f":"DmTimely!H844/3.6","v":0},{"$f":"DmTimely!I844/3.6","v":0},{"$f":"DmTimely!J844/3.6","v":0},{"$f":"DmTimely!K844/3.6","v":0},{"$f":"DmTimely!L844/3.6","v":0},{"$f":"DmTimely!M844/3.6","v":0},{"$f":"DmTimely!N844/3.6","v":0},0,null,2,{"$f":"DmTimely!R844/3.6","v":0},{"$f":"DmTimely!S844/3.6","v":0},{"$f":"DmTimely!T844/3.6","v":0},{"$f":"DmTimely!U844/3.6","v":0},{"$f":"DmTimely!V844/3.6","v":0},{"$f":"DmTimely!W844/3.6","v":0},{"$f":"DmTimely!X844/3.6","v":0},{"$f":"DmTimely!Y844/3.6","v":0},{"$f":"DmTimely!Z844/3.6","v":0},{"$f":"DmTimely!AA844/3.6","v":0},{"$f":"DmTimely!AB844/3.6","v":0},{"$f":"DmTimely!AC844/3.6","v":0},0,null,2,{"$f":"DmTimely!AG844/3.6","v":0},{"$f":"DmTimely!AH844/3.6","v":0},{"$f":"DmTimely!AI844/3.6","v":0},{"$f":"DmTimely!AJ844/3.6","v":0},{"$f":"DmTimely!AK844/3.6","v":0},{"$f":"DmTimely!AL844/3.6","v":0},{"$f":"DmTimely!AM844/3.6","v":0},{"$f":"DmTimely!AN844/3.6","v":0},{"$f":"DmTimely!AO844/3.6","v":0},{"$f":"DmTimely!AP844/3.6","v":0},{"$f":"DmTimely!AQ844/3.6","v":0},{"$f":"DmTimely!AR844/3.6","v":0},0]
[3,{"$f":"DmTimely!C845/3.6","v":0},{"$f":"DmTimely!D845/3.6","v":0},{"$f":"DmTimely!E845/3.6","v":0},{"$f":"DmTimely!F845/3.6","v":0},{"$f":"DmTimely!G845/3.6","v":0},{"$f":"DmTimely!H845/3.6","v":0},{"$f":"DmTimely!I845/3.6","v":0},{"$f":"DmTimely!J845/3.6","v":0},{"$f":"DmTimely!K845/3.6","v":0},{"$f":"DmTimely!L845/3.6","v":0},{"$f":"DmTimely!M845/3.6","v":0},{"$f":"DmTimely!N845/3.6","v":0},0,null,3,{"$f":"DmTimely!R845/3.6","v":0},{"$f":"DmTimely!S845/3.6","v":0},{"$f":"DmTimely!T845/3.6","v":0},{"$f":"DmTimely!U845/3.6","v":0},{"$f":"DmTimely!V845/3.6","v":0},{"$f":"DmTimely!W845/3.6","v":0},{"$f":"DmTimely!X845/3.6","v":0},{"$f":"DmTimely!Y845/3.6","v":0},{"$f":"DmTimely!Z845/3.6","v":0},{"$f":"DmTimely!AA845/3.6","v":0},{"$f":"DmTimely!AB845/3.6","v":0},{"$f":"DmTimely!AC845/3.6","v":0},0,null,3,{"$f":"DmTimely!AG845/3.6","v":0},{"$f":"DmTimely!AH845/3.6","v":0},{"$f":"DmTimely!AI845/3.6","v":0},{"$f":"DmTimely!AJ845/3.6","v":0},{"$f":"DmTimely!AK845/3.6","v":0},{"$f":"DmTimely!AL845/3.6","v":0},{"$f":"DmTimely!AM845/3.6","v":0},{"$f":"DmTimely!AN845/3.6","v":0},{"$f":"DmTimely!AO845/3.6","v":0},{"$f":"DmTimely!AP845/3.6","v":0},{"$f":"DmTimely!AQ845/3.6","v":0},{"$f":"DmTimely!AR845/3.6","v":0},0]
[4,{"$f":"DmTimely!C846/3.6","v":0},{"$f":"DmTimely!D846/3.6","v":0},{"$f":"DmTimely!E846/3.6","v":0},{"$f":"DmTimely!F846/3.6","v":0},{"$f":"DmTimely!G846/3.6","v":0},{"$f":"DmTimely!H846/3.6","v":0},{"$f":"DmTimely!I846/3.6","v":0},{"$f":"DmTimely!J846/3.6","v":0},{"$f":"DmTimely!K846/3.6","v":0},{"$f":"DmTimely!L846/3.6","v":0},{"$f":"DmTimely!M846/3.6","v":0},{"$f":"DmTimely!N846/3.6","v":0},0,null,4,{"$f":"DmTimely!R846/3.6","v":0},{"$f":"DmTimely!S846/3.6","v":0},{"$f":"DmTimely!T846/3.6","v":0},{"$f":"DmTimely!U846/3.6","v":0},{"$f":"DmTimely!V846/3.6","v":0},{"$f":"DmTimely!W846/3.6","v":0},{"$f":"DmTimely!X846/3.6","v":0},{"$f":"DmTimely!Y846/3.6","v":0},{"$f":"DmTimely!Z846/3.6","v":0},{"$f":"DmTimely!AA846/3.6","v":0},{"$f":"DmTimely!AB846/3.6","v":0},{"$f":"DmTimely!AC846/3.6","v":0},0,null,4,{"$f":"DmTimely!AG846/3.6","v":0},{"$f":"DmTimely!AH846/3.6","v":0},{"$f":"DmTimely!AI846/3.6","v":0},{"$f":"DmTimely!AJ846/3.6","v":0},{"$f":"DmTimely!AK846/3.6","v":0},{"$f":"DmTimely!AL846/3.6","v":0},{"$f":"DmTimely!AM846/3.6","v":0},{"$f":"DmTimely!AN846/3.6","v":0},{"$f":"DmTimely!AO846/3.6","v":0},{"$f":"DmTimely!AP846/3.6","v":0},{"$f":"DmTimely!AQ846/3.6","v":0},{"$f":"DmTimely!AR846/3.6","v":0},0]
[5,{"$f":"DmTimely!C847/3.6","v":0},{"$f":"DmTimely!D847/3.6","v":0},{"$f":"DmTimely!E847/3.6","v":0},{"$f":"DmTimely!F847/3.6","v":0},{"$f":"DmTimely!G847/3.6","v":0},{"$f":"DmTimely!H847/3.6","v":0},{"$f":"DmTimely!I847/3.6","v":0},{"$f":"DmTimely!J847/3.6","v":0},{"$f":"DmTimely!K847/3.6","v":0},{"$f":"DmTimely!L847/3.6","v":0},{"$f":"DmTimely!M847/3.6","v":0},{"$f":"DmTimely!N847/3.6","v":0},0,null,5,{"$f":"DmTimely!R847/3.6","v":0},{"$f":"DmTimely!S847/3.6","v":0},{"$f":"DmTimely!T847/3.6","v":0},{"$f":"DmTimely!U847/3.6","v":0},{"$f":"DmTimely!V847/3.6","v":0},{"$f":"DmTimely!W847/3.6","v":0},{"$f":"DmTimely!X847/3.6","v":0},{"$f":"DmTimely!Y847/3.6","v":0},{"$f":"DmTimely!Z847/3.6","v":0},{"$f":"DmTimely!AA847/3.6","v":0},{"$f":"DmTimely!AB847/3.6","v":0},{"$f":"DmTimely!AC847/3.6","v":0},0,null,5,{"$f":"DmTimely!AG847/3.6","v":0},{"$f":"DmTimely!AH847/3.6","v":0},{"$f":"DmTimely!AI847/3.6","v":0},{"$f":"DmTimely!AJ847/3.6","v":0},{"$f":"DmTimely!AK847/3.6","v":0},{"$f":"DmTimely!AL847/3.6","v":0},{"$f":"DmTimely!AM847/3.6","v":0},{"$f":"DmTimely!AN847/3.6","v":0},{"$f":"DmTimely!AO847/3.6","v":0},{"$f":"DmTimely!AP847/3.6","v":0},{"$f":"DmTimely!AQ847/3.6","v":0},{"$f":"DmTimely!AR847/3.6","v":0},0]
[6,{"$f":"DmTimely!C848/3.6","v":0},{"$f":"DmTimely!D848/3.6","v":0},{"$f":"DmTimely!E848/3.6","v":0},{"$f":"DmTimely!F848/3.6","v":0},{"$f":"DmTimely!G848/3.6","v":0},{"$f":"DmTimely!H848/3.6","v":0},{"$f":"DmTimely!I848/3.6","v":0},{"$f":"DmTimely!J848/3.6","v":0},{"$f":"DmTimely!K848/3.6","v":0},{"$f":"DmTimely!L848/3.6","v":0},{"$f":"DmTimely!M848/3.6","v":0},{"$f":"DmTimely!N848/3.6","v":0},0,null,6,{"$f":"DmTimely!R848/3.6","v":0},{"$f":"DmTimely!S848/3.6","v":0},{"$f":"DmTimely!T848/3.6","v":0},{"$f":"DmTimely!U848/3.6","v":0},{"$f":"DmTimely!V848/3.6","v":0},{"$f":"DmTimely!W848/3.6","v":0},{"$f":"DmTimely!X848/3.6","v":0},{"$f":"DmTimely!Y848/3.6","v":0},{"$f":"DmTimely!Z848/3.6","v":0},{"$f":"DmTimely!AA848/3.6","v":0},{"$f":"DmTimely!AB848/3.6","v":0},{"$f":"DmTimely!AC848/3.6","v":0},0,null,6,{"$f":"DmTimely!AG848/3.6","v":0},{"$f":"DmTimely!AH848/3.6","v":0},{"$f":"DmTimely!AI848/3.6","v":0},{"$f":"DmTimely!AJ848/3.6","v":0},{"$f":"DmTimely!AK848/3.6","v":0},{"$f":"DmTimely!AL848/3.6","v":0},{"$f":"DmTimely!AM848/3.6","v":0},{"$f":"DmTimely!AN848/3.6","v":0},{"$f":"DmTimely!AO848/3.6","v":0},{"$f":"DmTimely!AP848/3.6","v":0},{"$f":"DmTimely!AQ848/3.6","v":0},{"$f":"DmTimely!AR848/3.6","v":0},0]
[7,{"$f":"DmTimely!C849/3.6","v":0},{"$f":"DmTimely!D849/3.6","v":0},{"$f":"DmTimely!E849/3.6","v":0},{"$f":"DmTimely!F849/3.6","v":0},{"$f":"DmTimely!G849/3.6","v":0},{"$f":"DmTimely!H849/3.6","v":0},{"$f":"DmTimely!I849/3.6","v":0},{"$f":"DmTimely!J849/3.6","v":0},{"$f":"DmTimely!K849/3.6","v":0},{"$f":"DmTimely!L849/3.6","v":0},{"$f":"DmTimely!M849/3.6","v":0},{"$f":"DmTimely!N849/3.6","v":0},0,null,7,{"$f":"DmTimely!R849/3.6","v":0},{"$f":"DmTimely!S849/3.6","v":0},{"$f":"DmTimely!T849/3.6","v":0},{"$f":"DmTimely!U849/3.6","v":0},{"$f":"DmTimely!V849/3.6","v":0},{"$f":"DmTimely!W849/3.6","v":0},{"$f":"DmTimely!X849/3.6","v":0},{"$f":"DmTimely!Y849/3.6","v":0},{"$f":"DmTimely!Z849/3.6","v":0},{"$f":"DmTimely!AA849/3.6","v":0},{"$f":"DmTimely!AB849/3.6","v":0},{"$f":"DmTimely!AC849/3.6","v":0},0,null,7,{"$f":"DmTimely!AG849/3.6","v":0},{"$f":"DmTimely!AH849/3.6","v":0},{"$f":"DmTimely!AI849/3.6","v":0},{"$f":"DmTimely!AJ849/3.6","v":0},{"$f":"DmTimely!AK849/3.6","v":0},{"$f":"DmTimely!AL849/3.6","v":0},{"$f":"DmTimely!AM849/3.6","v":0},{"$f":"DmTimely!AN849/3.6","v":0},{"$f":"DmTimely!AO849/3.6","v":0},{"$f":"DmTimely!AP849/3.6","v":0},{"$f":"DmTimely!AQ849/3.6","v":0},{"$f":"DmTimely!AR849/3.6","v":0},0]
[8,{"$f":"DmTimely!C850/3.6","v":0},{"$f":"DmTimely!D850/3.6","v":0},{"$f":"DmTimely!E850/3.6","v":0},{"$f":"DmTimely!F850/3.6","v":0},{"$f":"DmTimely!G850/3.6","v":0},{"$f":"DmTimely!H850/3.6","v":0},{"$f":"DmTimely!I850/3.6","v":0},{"$f":"DmTimely!J850/3.6","v":0},{"$f":"DmTimely!K850/3.6","v":0},{"$f":"DmTimely!L850/3.6","v":0},{"$f":"DmTimely!M850/3.6","v":0},{"$f":"DmTimely!N850/3.6","v":0},0,null,8,{"$f":"DmTimely!R850/3.6","v":0},{"$f":"DmTimely!S850/3.6","v":0},{"$f":"DmTimely!T850/3.6","v":0},{"$f":"DmTimely!U850/3.6","v":0},{"$f":"DmTimely!V850/3.6","v":0},{"$f":"DmTimely!W850/3.6","v":0},{"$f":"DmTimely!X850/3.6","v":0},{"$f":"DmTimely!Y850/3.6","v":0},{"$f":"DmTimely!Z850/3.6","v":0},{"$f":"DmTimely!AA850/3.6","v":0},{"$f":"DmTimely!AB850/3.6","v":0},{"$f":"DmTimely!AC850/3.6","v":0},0,null,8,{"$f":"DmTimely!AG850/3.6","v":0},{"$f":"DmTimely!AH850/3.6","v":0},{"$f":"DmTimely!AI850/3.6","v":0},{"$f":"DmTimely!AJ850/3.6","v":0},{"$f":"DmTimely!AK850/3.6","v":0},{"$f":"DmTimely!AL850/3.6","v":0},{"$f":"DmTimely!AM850/3.6","v":0},{"$f":"DmTimely!AN850/3.6","v":0},{"$f":"DmTimely!AO850/3.6","v":0},{"$f":"DmTimely!AP850/3.6","v":0},{"$f":"DmTimely!AQ850/3.6","v":0},{"$f":"DmTimely!AR850/3.6","v":0},0]
[9,{"$f":"DmTimely!C851/3.6","v":0},{"$f":"DmTimely!D851/3.6","v":0},{"$f":"DmTimely!E851/3.6","v":0},{"$f":"DmTimely!F851/3.6","v":0},{"$f":"DmTimely!G851/3.6","v":0},{"$f":"DmTimely!H851/3.6","v":0},{"$f":"DmTimely!I851/3.6","v":0},{"$f":"DmTimely!J851/3.6","v":0},{"$f":"DmTimely!K851/3.6","v":0},{"$f":"DmTimely!L851/3.6","v":0},{"$f":"DmTimely!M851/3.6","v":0},{"$f":"DmTimely!N851/3.6","v":0},0,null,9,{"$f":"DmTimely!R851/3.6","v":0},{"$f":"DmTimely!S851/3.6","v":0},{"$f":"DmTimely!T851/3.6","v":0},{"$f":"DmTimely!U851/3.6","v":0},{"$f":"DmTimely!V851/3.6","v":0},{"$f":"DmTimely!W851/3.6","v":0},{"$f":"DmTimely!X851/3.6","v":0},{"$f":"DmTimely!Y851/3.6","v":0},{"$f":"DmTimely!Z851/3.6","v":0},{"$f":"DmTimely!AA851/3.6","v":0},{"$f":"DmTimely!AB851/3.6","v":0},{"$f":"DmTimely!AC851/3.6","v":0},0,null,9,{"$f":"DmTimely!AG851/3.6","v":0},{"$f":"DmTimely!AH851/3.6","v":0},{"$f":"DmTimely!AI851/3.6","v":0},{"$f":"DmTimely!AJ851/3.6","v":0},{"$f":"DmTimely!AK851/3.6","v":0},{"$f":"DmTimely!AL851/3.6","v":0},{"$f":"DmTimely!AM851/3.6","v":0},{"$f":"DmTimely!AN851/3.6","v":0},{"$f":"DmTimely!AO851/3.6","v":0},{"$f":"DmTimely!AP851/3.6","v":0},{"$f":"DmTimely!AQ851/3.6","v":0},{"$f":"DmTimely!AR851/3.6","v":0},0]
[10,{"$f":"DmTimely!C852/3.6","v":0},{"$f":"DmTimely!D852/3.6","v":0},{"$f":"DmTimely!E852/3.6","v":0},{"$f":"DmTimely!F852/3.6","v":0},{"$f":"DmTimely!G852/3.6","v":0},{"$f":"DmTimely!H852/3.6","v":0},{"$f":"DmTimely!I852/3.6","v":0},{"$f":"DmTimely!J852/3.6","v":0},{"$f":"DmTimely!K852/3.6","v":0},{"$f":"DmTimely!L852/3.6","v":0},{"$f":"DmTimely!M852/3.6","v":0},{"$f":"DmTimely!N852/3.6","v":0},0,null,10,{"$f":"DmTimely!R852/3.6","v":0},{"$f":"DmTimely!S852/3.6","v":0},{"$f":"DmTimely!T852/3.6","v":0},{"$f":"DmTimely!U852/3.6","v":0},{"$f":"DmTimely!V852/3.6","v":0},{"$f":"DmTimely!W852/3.6","v":0},{"$f":"DmTimely!X852/3.6","v":0},{"$f":"DmTimely!Y852/3.6","v":0},{"$f":"DmTimely!Z852/3.6","v":0},{"$f":"DmTimely!AA852/3.6","v":0},{"$f":"DmTimely!AB852/3.6","v":0},{"$f":"DmTimely!AC852/3.6","v":0},0,null,10,{"$f":"DmTimely!AG852/3.6","v":0},{"$f":"DmTimely!AH852/3.6","v":0},{"$f":"DmTimely!AI852/3.6","v":0},{"$f":"DmTimely!AJ852/3.6","v":0},{"$f":"DmTimely!AK852/3.6","v":0},{"$f":"DmTimely!AL852/3.6","v":0},{"$f":"DmTimely!AM852/3.6","v":0},{"$f":"DmTimely!AN852/3.6","v":0},{"$f":"DmTimely!AO852/3.6","v":0},{"$f":"DmTimely!AP852/3.6","v":0},{"$f":"DmTimely!AQ852/3.6","v":0},{"$f":"DmTimely!AR852/3.6","v":0},0]
[11,{"$f":"DmTimely!C853/3.6","v":0},{"$f":"DmTimely!D853/3.6","v":0},{"$f":"DmTimely!E853/3.6","v":0},{"$f":"DmTimely!F853/3.6","v":0},{"$f":"DmTimely!G853/3.6","v":0},{"$f":"DmTimely!H853/3.6","v":0},{"$f":"DmTimely!I853/3.6","v":0},{"$f":"DmTimely!J853/3.6","v":0},{"$f":"DmTimely!K853/3.6","v":0},{"$f":"DmTimely!L853/3.6","v":0},{"$f":"DmTimely!M853/3.6","v":0},{"$f":"DmTimely!N853/3.6","v":0},0,null,11,{"$f":"DmTimely!R853/3.6","v":0},{"$f":"DmTimely!S853/3.6","v":0},{"$f":"DmTimely!T853/3.6","v":0},{"$f":"DmTimely!U853/3.6","v":0},{"$f":"DmTimely!V853/3.6","v":0},{"$f":"DmTimely!W853/3.6","v":0},{"$f":"DmTimely!X853/3.6","v":0},{"$f":"DmTimely!Y853/3.6","v":0},{"$f":"DmTimely!Z853/3.6","v":0},{"$f":"DmTimely!AA853/3.6","v":0},{"$f":"DmTimely!AB853/3.6","v":0},{"$f":"DmTimely!AC853/3.6","v":0},0,null,11,{"$f":"DmTimely!AG853/3.6","v":0},{"$f":"DmTimely!AH853/3.6","v":0},{"$f":"DmTimely!AI853/3.6","v":0},{"$f":"DmTimely!AJ853/3.6","v":0},{"$f":"DmTimely!AK853/3.6","v":0},{"$f":"DmTimely!AL853/3.6","v":0},{"$f":"DmTimely!AM853/3.6","v":0},{"$f":"DmTimely!AN853/3.6","v":0},{"$f":"DmTimely!AO853/3.6","v":0},{"$f":"DmTimely!AP853/3.6","v":0},{"$f":"DmTimely!AQ853/3.6","v":0},{"$f":"DmTimely!AR853/3.6","v":0},0]
[12,{"$f":"DmTimely!C854/3.6","v":0},{"$f":"DmTimely!D854/3.6","v":0},{"$f":"DmTimely!E854/3.6","v":0},{"$f":"DmTimely!F854/3.6","v":0},{"$f":"DmTimely!G854/3.6","v":0},{"$f":"DmTimely!H854/3.6","v":0},{"$f":"DmTimely!I854/3.6","v":0},{"$f":"DmTimely!J854/3.6","v":0},{"$f":"DmTimely!K854/3.6","v":0},{"$f":"DmTimely!L854/3.6","v":0},{"$f":"DmTimely!M854/3.6","v":0},{"$f":"DmTimely!N854/3.6","v":0},0,null,12,{"$f":"DmTimely!R854/3.6","v":0},{"$f":"DmTimely!S854/3.6","v":0},{"$f":"DmTimely!T854/3.6","v":0},{"$f":"DmTimely!U854/3.6","v":0},{"$f":"DmTimely!V854/3.6","v":0},{"$f":"DmTimely!W854/3.6","v":0},{"$f":"DmTimely!X854/3.6","v":0},{"$f":"DmTimely!Y854/3.6","v":0},{"$f":"DmTimely!Z854/3.6","v":0},{"$f":"DmTimely!AA854/3.6","v":0},{"$f":"DmTimely!AB854/3.6","v":0},{"$f":"DmTimely!AC854/3.6","v":0},0,null,12,{"$f":"DmTimely!AG854/3.6","v":0},{"$f":"DmTimely!AH854/3.6","v":0},{"$f":"DmTimely!AI854/3.6","v":0},{"$f":"DmTimely!AJ854/3.6","v":0},{"$f":"DmTimely!AK854/3.6","v":0},{"$f":"DmTimely!AL854/3.6","v":0},{"$f":"DmTimely!AM854/3.6","v":0},{"$f":"DmTimely!AN854/3.6","v":0},{"$f":"DmTimely!AO854/3.6","v":0},{"$f":"DmTimely!AP854/3.6","v":0},{"$f":"DmTimely!AQ854/3.6","v":0},{"$f":"DmTimely!AR854/3.6","v":0},0]
[13,{"$f":"DmTimely!C855/3.6","v":0},{"$f":"DmTimely!D855/3.6","v":0},{"$f":"DmTimely!E855/3.6","v":0},{"$f":"DmTimely!F855/3.6","v":0},{"$f":"DmTimely!G855/3.6","v":0},{"$f":"DmTimely!H855/3.6","v":0},{"$f":"DmTimely!I855/3.6","v":0},{"$f":"DmTimely!J855/3.6","v":0},{"$f":"DmTimely!K855/3.6","v":0},{"$f":"DmTimely!L855/3.6","v":0},{"$f":"DmTimely!M855/3.6","v":0},{"$f":"DmTimely!N855/3.6","v":0},0,null,13,{"$f":"DmTimely!R855/3.6","v":0},{"$f":"DmTimely!S855/3.6","v":0},{"$f":"DmTimely!T855/3.6","v":0},{"$f":"DmTimely!U855/3.6","v":0},{"$f":"DmTimely!V855/3.6","v":0},{"$f":"DmTimely!W855/3.6","v":0},{"$f":"DmTimely!X855/3.6","v":0},{"$f":"DmTimely!Y855/3.6","v":0},{"$f":"DmTimely!Z855/3.6","v":0},{"$f":"DmTimely!AA855/3.6","v":0},{"$f":"DmTimely!AB855/3.6","v":0},{"$f":"DmTimely!AC855/3.6","v":0},0,null,13,{"$f":"DmTimely!AG855/3.6","v":0},{"$f":"DmTimely!AH855/3.6","v":0},{"$f":"DmTimely!AI855/3.6","v":0},{"$f":"DmTimely!AJ855/3.6","v":0},{"$f":"DmTimely!AK855/3.6","v":0},{"$f":"DmTimely!AL855/3.6","v":0},{"$f":"DmTimely!AM855/3.6","v":0},{"$f":"DmTimely!AN855/3.6","v":0},{"$f":"DmTimely!AO855/3.6","v":0},{"$f":"DmTimely!AP855/3.6","v":0},{"$f":"DmTimely!AQ855/3.6","v":0},{"$f":"DmTimely!AR855/3.6","v":0},0]
[14,{"$f":"DmTimely!C856/3.6","v":0},{"$f":"DmTimely!D856/3.6","v":0},{"$f":"DmTimely!E856/3.6","v":0},{"$f":"DmTimely!F856/3.6","v":0},{"$f":"DmTimely!G856/3.6","v":0},{"$f":"DmTimely!H856/3.6","v":0},{"$f":"DmTimely!I856/3.6","v":0},{"$f":"DmTimely!J856/3.6","v":0},{"$f":"DmTimely!K856/3.6","v":0},{"$f":"DmTimely!L856/3.6","v":0},{"$f":"DmTimely!M856/3.6","v":0},{"$f":"DmTimely!N856/3.6","v":0},0,null,14,{"$f":"DmTimely!R856/3.6","v":0},{"$f":"DmTimely!S856/3.6","v":0},{"$f":"DmTimely!T856/3.6","v":0},{"$f":"DmTimely!U856/3.6","v":0},{"$f":"DmTimely!V856/3.6","v":0},{"$f":"DmTimely!W856/3.6","v":0},{"$f":"DmTimely!X856/3.6","v":0},{"$f":"DmTimely!Y856/3.6","v":0},{"$f":"DmTimely!Z856/3.6","v":0},{"$f":"DmTimely!AA856/3.6","v":0},{"$f":"DmTimely!AB856/3.6","v":0},{"$f":"DmTimely!AC856/3.6","v":0},0,null,14,{"$f":"DmTimely!AG856/3.6","v":0},{"$f":"DmTimely!AH856/3.6","v":0},{"$f":"DmTimely!AI856/3.6","v":0},{"$f":"DmTimely!AJ856/3.6","v":0},{"$f":"DmTimely!AK856/3.6","v":0},{"$f":"DmTimely!AL856/3.6","v":0},{"$f":"DmTimely!AM856/3.6","v":0},{"$f":"DmTimely!AN856/3.6","v":0},{"$f":"DmTimely!AO856/3.6","v":0},{"$f":"DmTimely!AP856/3.6","v":0},{"$f":"DmTimely!AQ856/3.6","v":0},{"$f":"DmTimely!AR856/3.6","v":0},0]
[15,{"$f":"DmTimely!C857/3.6","v":0},{"$f":"DmTimely!D857/3.6","v":0},{"$f":"DmTimely!E857/3.6","v":0},{"$f":"DmTimely!F857/3.6","v":0},{"$f":"DmTimely!G857/3.6","v":0},{"$f":"DmTimely!H857/3.6","v":0},{"$f":"DmTimely!I857/3.6","v":0},{"$f":"DmTimely!J857/3.6","v":0},{"$f":"DmTimely!K857/3.6","v":0},{"$f":"DmTimely!L857/3.6","v":0},{"$f":"DmTimely!M857/3.6","v":0},{"$f":"DmTimely!N857/3.6","v":0},0,null,15,{"$f":"DmTimely!R857/3.6","v":0},{"$f":"DmTimely!S857/3.6","v":0},{"$f":"DmTimely!T857/3.6","v":0},{"$f":"DmTimely!U857/3.6","v":0},{"$f":"DmTimely!V857/3.6","v":0},{"$f":"DmTimely!W857/3.6","v":0},{"$f":"DmTimely!X857/3.6","v":0},{"$f":"DmTimely!Y857/3.6","v":0},{"$f":"DmTimely!Z857/3.6","v":0},{"$f":"DmTimely!AA857/3.6","v":0},{"$f":"DmTimely!AB857/3.6","v":0},{"$f":"DmTimely!AC857/3.6","v":0},0,null,15,{"$f":"DmTimely!AG857/3.6","v":0},{"$f":"DmTimely!AH857/3.6","v":0},{"$f":"DmTimely!AI857/3.6","v":0},{"$f":"DmTimely!AJ857/3.6","v":0},{"$f":"DmTimely!AK857/3.6","v":0},{"$f":"DmTimely!AL857/3.6","v":0},{"$f":"DmTimely!AM857/3.6","v":0},{"$f":"DmTimely!AN857/3.6","v":0},{"$f":"DmTimely!AO857/3.6","v":0},{"$f":"DmTimely!AP857/3.6","v":0},{"$f":"DmTimely!AQ857/3.6","v":0},{"$f":"DmTimely!AR857/3.6","v":0},0]
[16,{"$f":"DmTimely!C858/3.6","v":0},{"$f":"DmTimely!D858/3.6","v":0},{"$f":"DmTimely!E858/3.6","v":0},{"$f":"DmTimely!F858/3.6","v":0},{"$f":"DmTimely!G858/3.6","v":0},{"$f":"DmTimely!H858/3.6","v":0},{"$f":"DmTimely!I858/3.6","v":0},{"$f":"DmTimely!J858/3.6","v":0},{"$f":"DmTimely!K858/3.6","v":0},{"$f":"DmTimely!L858/3.6","v":0},{"$f":"DmTimely!M858/3.6","v":0},{"$f":"DmTimely!N858/3.6","v":0},0,null,16,{"$f":"DmTimely!R858/3.6","v":0},{"$f":"DmTimely!S858/3.6","v":0},{"$f":"DmTimely!T858/3.6","v":0},{"$f":"DmTimely!U858/3.6","v":0},{"$f":"DmTimely!V858/3.6","v":0},{"$f":"DmTimely!W858/3.6","v":0},{"$f":"DmTimely!X858/3.6","v":0},{"$f":"DmTimely!Y858/3.6","v":0},{"$f":"DmTimely!Z858/3.6","v":0},{"$f":"DmTimely!AA858/3.6","v":0},{"$f":"DmTimely!AB858/3.6","v":0},{"$f":"DmTimely!AC858/3.6","v":0},0,null,16,{"$f":"DmTimely!AG858/3.6","v":0},{"$f":"DmTimely!AH858/3.6","v":0},{"$f":"DmTimely!AI858/3.6","v":0},{"$f":"DmTimely!AJ858/3.6","v":0},{"$f":"DmTimely!AK858/3.6","v":0},{"$f":"DmTimely!AL858/3.6","v":0},{"$f":"DmTimely!AM858/3.6","v":0},{"$f":"DmTimely!AN858/3.6","v":0},{"$f":"DmTimely!AO858/3.6","v":0},{"$f":"DmTimely!AP858/3.6","v":0},{"$f":"DmTimely!AQ858/3.6","v":0},{"$f":"DmTimely!AR858/3.6","v":0},0]
[17,{"$f":"DmTimely!C859/3.6","v":0},{"$f":"DmTimely!D859/3.6","v":0},{"$f":"DmTimely!E859/3.6","v":0},{"$f":"DmTimely!F859/3.6","v":0},{"$f":"DmTimely!G859/3.6","v":0},{"$f":"DmTimely!H859/3.6","v":0},{"$f":"DmTimely!I859/3.6","v":0},{"$f":"DmTimely!J859/3.6","v":0},{"$f":"DmTimely!K859/3.6","v":0},{"$f":"DmTimely!L859/3.6","v":0},{"$f":"DmTimely!M859/3.6","v":0},{"$f":"DmTimely!N859/3.6","v":0},0,null,17,{"$f":"DmTimely!R859/3.6","v":0},{"$f":"DmTimely!S859/3.6","v":0},{"$f":"DmTimely!T859/3.6","v":0},{"$f":"DmTimely!U859/3.6","v":0},{"$f":"DmTimely!V859/3.6","v":0},{"$f":"DmTimely!W859/3.6","v":0},{"$f":"DmTimely!X859/3.6","v":0},{"$f":"DmTimely!Y859/3.6","v":0},{"$f":"DmTimely!Z859/3.6","v":0},{"$f":"DmTimely!AA859/3.6","v":0},{"$f":"DmTimely!AB859/3.6","v":0},{"$f":"DmTimely!AC859/3.6","v":0},0,null,17,{"$f":"DmTimely!AG859/3.6","v":0},{"$f":"DmTimely!AH859/3.6","v":0},{"$f":"DmTimely!AI859/3.6","v":0},{"$f":"DmTimely!AJ859/3.6","v":0},{"$f":"DmTimely!AK859/3.6","v":0},{"$f":"DmTimely!AL859/3.6","v":0},{"$f":"DmTimely!AM859/3.6","v":0},{"$f":"DmTimely!AN859/3.6","v":0},{"$f":"DmTimely!AO859/3.6","v":0},{"$f":"DmTimely!AP859/3.6","v":0},{"$f":"DmTimely!AQ859/3.6","v":0},{"$f":"DmTimely!AR859/3.6","v":0},0]
[18,{"$f":"DmTimely!C860/3.6","v":0},{"$f":"DmTimely!D860/3.6","v":0},{"$f":"DmTimely!E860/3.6","v":0},{"$f":"DmTimely!F860/3.6","v":0},{"$f":"DmTimely!G860/3.6","v":0},{"$f":"DmTimely!H860/3.6","v":0},{"$f":"DmTimely!I860/3.6","v":0},{"$f":"DmTimely!J860/3.6","v":0},{"$f":"DmTimely!K860/3.6","v":0},{"$f":"DmTimely!L860/3.6","v":0},{"$f":"DmTimely!M860/3.6","v":0},{"$f":"DmTimely!N860/3.6","v":0},0,null,18,{"$f":"DmTimely!R860/3.6","v":0},{"$f":"DmTimely!S860/3.6","v":0},{"$f":"DmTimely!T860/3.6","v":0},{"$f":"DmTimely!U860/3.6","v":0},{"$f":"DmTimely!V860/3.6","v":0},{"$f":"DmTimely!W860/3.6","v":0},{"$f":"DmTimely!X860/3.6","v":0},{"$f":"DmTimely!Y860/3.6","v":0},{"$f":"DmTimely!Z860/3.6","v":0},{"$f":"DmTimely!AA860/3.6","v":0},{"$f":"DmTimely!AB860/3.6","v":0},{"$f":"DmTimely!AC860/3.6","v":0},0,null,18,{"$f":"DmTimely!AG860/3.6","v":0},{"$f":"DmTimely!AH860/3.6","v":0},{"$f":"DmTimely!AI860/3.6","v":0},{"$f":"DmTimely!AJ860/3.6","v":0},{"$f":"DmTimely!AK860/3.6","v":0},{"$f":"DmTimely!AL860/3.6","v":0},{"$f":"DmTimely!AM860/3.6","v":0},{"$f":"DmTimely!AN860/3.6","v":0},{"$f":"DmTimely!AO860/3.6","v":0},{"$f":"DmTimely!AP860/3.6","v":0},{"$f":"DmTimely!AQ860/3.6","v":0},{"$f":"DmTimely!AR860/3.6","v":0},0]
[19,{"$f":"DmTimely!C861/3.6","v":0},{"$f":"DmTimely!D861/3.6","v":0},{"$f":"DmTimely!E861/3.6","v":0},{"$f":"DmTimely!F861/3.6","v":0},{"$f":"DmTimely!G861/3.6","v":0},{"$f":"DmTimely!H861/3.6","v":0},{"$f":"DmTimely!I861/3.6","v":0},{"$f":"DmTimely!J861/3.6","v":0},{"$f":"DmTimely!K861/3.6","v":0},{"$f":"DmTimely!L861/3.6","v":0},{"$f":"DmTimely!M861/3.6","v":0},{"$f":"DmTimely!N861/3.6","v":0},0,null,19,{"$f":"DmTimely!R861/3.6","v":0},{"$f":"DmTimely!S861/3.6","v":0},{"$f":"DmTimely!T861/3.6","v":0},{"$f":"DmTimely!U861/3.6","v":0},{"$f":"DmTimely!V861/3.6","v":0},{"$f":"DmTimely!W861/3.6","v":0},{"$f":"DmTimely!X861/3.6","v":0},{"$f":"DmTimely!Y861/3.6","v":0},{"$f":"DmTimely!Z861/3.6","v":0},{"$f":"DmTimely!AA861/3.6","v":0},{"$f":"DmTimely!AB861/3.6","v":0},{"$f":"DmTimely!AC861/3.6","v":0},0,null,19,{"$f":"DmTimely!AG861/3.6","v":0},{"$f":"DmTimely!AH861/3.6","v":0},{"$f":"DmTimely!AI861/3.6","v":0},{"$f":"DmTimely!AJ861/3.6","v":0},{"$f":"DmTimely!AK861/3.6","v":0},{"$f":"DmTimely!AL861/3.6","v":0},{"$f":"DmTimely!AM861/3.6","v":0},{"$f":"DmTimely!AN861/3.6","v":0},{"$f":"DmTimely!AO861/3.6","v":0},{"$f":"DmTimely!AP861/3.6","v":0},{"$f":"DmTimely!AQ861/3.6","v":0},{"$f":"DmTimely!AR861/3.6","v":0},0]
[20,{"$f":"DmTimely!C862/3.6","v":0},{"$f":"DmTimely!D862/3.6","v":0},{"$f":"DmTimely!E862/3.6","v":0},{"$f":"DmTimely!F862/3.6","v":0},{"$f":"DmTimely!G862/3.6","v":0},{"$f":"DmTimely!H862/3.6","v":0},{"$f":"DmTimely!I862/3.6","v":0},{"$f":"DmTimely!J862/3.6","v":0},{"$f":"DmTimely!K862/3.6","v":0},{"$f":"DmTimely!L862/3.6","v":0},{"$f":"DmTimely!M862/3.6","v":0},{"$f":"DmTimely!N862/3.6","v":0},0,null,20,{"$f":"DmTimely!R862/3.6","v":0},{"$f":"DmTimely!S862/3.6","v":0},{"$f":"DmTimely!T862/3.6","v":0},{"$f":"DmTimely!U862/3.6","v":0},{"$f":"DmTimely!V862/3.6","v":0},{"$f":"DmTimely!W862/3.6","v":0},{"$f":"DmTimely!X862/3.6","v":0},{"$f":"DmTimely!Y862/3.6","v":0},{"$f":"DmTimely!Z862/3.6","v":0},{"$f":"DmTimely!AA862/3.6","v":0},{"$f":"DmTimely!AB862/3.6","v":0},{"$f":"DmTimely!AC862/3.6","v":0},0,null,20,{"$f":"DmTimely!AG862/3.6","v":0},{"$f":"DmTimely!AH862/3.6","v":0},{"$f":"DmTimely!AI862/3.6","v":0},{"$f":"DmTimely!AJ862/3.6","v":0},{"$f":"DmTimely!AK862/3.6","v":0},{"$f":"DmTimely!AL862/3.6","v":0},{"$f":"DmTimely!AM862/3.6","v":0},{"$f":"DmTimely!AN862/3.6","v":0},{"$f":"DmTimely!AO862/3.6","v":0},{"$f":"DmTimely!AP862/3.6","v":0},{"$f":"DmTimely!AQ862/3.6","v":0},{"$f":"DmTimely!AR862/3.6","v":0},0]
[21,{"$f":"DmTimely!C863/3.6","v":0},{"$f":"DmTimely!D863/3.6","v":0},{"$f":"DmTimely!E863/3.6","v":0},{"$f":"DmTimely!F863/3.6","v":0},{"$f":"DmTimely!G863/3.6","v":0},{"$f":"DmTimely!H863/3.6","v":0},{"$f":"DmTimely!I863/3.6","v":0},{"$f":"DmTimely!J863/3.6","v":0},{"$f":"DmTimely!K863/3.6","v":0},{"$f":"DmTimely!L863/3.6","v":0},{"$f":"DmTimely!M863/3.6","v":0},{"$f":"DmTimely!N863/3.6","v":0},0,null,21,{"$f":"DmTimely!R863/3.6","v":0},{"$f":"DmTimely!S863/3.6","v":0},{"$f":"DmTimely!T863/3.6","v":0},{"$f":"DmTimely!U863/3.6","v":0},{"$f":"DmTimely!V863/3.6","v":0},{"$f":"DmTimely!W863/3.6","v":0},{"$f":"DmTimely!X863/3.6","v":0},{"$f":"DmTimely!Y863/3.6","v":0},{"$f":"DmTimely!Z863/3.6","v":0},{"$f":"DmTimely!AA863/3.6","v":0},{"$f":"DmTimely!AB863/3.6","v":0},{"$f":"DmTimely!AC863/3.6","v":0},0,null,21,{"$f":"DmTimely!AG863/3.6","v":0},{"$f":"DmTimely!AH863/3.6","v":0},{"$f":"DmTimely!AI863/3.6","v":0},{"$f":"DmTimely!AJ863/3.6","v":0},{"$f":"DmTimely!AK863/3.6","v":0},{"$f":"DmTimely!AL863/3.6","v":0},{"$f":"DmTimely!AM863/3.6","v":0},{"$f":"DmTimely!AN863/3.6","v":0},{"$f":"DmTimely!AO863/3.6","v":0},{"$f":"DmTimely!AP863/3.6","v":0},{"$f":"DmTimely!AQ863/3.6","v":0},{"$f":"DmTimely!AR863/3.6","v":0},0]
[22,{"$f":"DmTimely!C864/3.6","v":0},{"$f":"DmTimely!D864/3.6","v":0},{"$f":"DmTimely!E864/3.6","v":0},{"$f":"DmTimely!F864/3.6","v":0},{"$f":"DmTimely!G864/3.6","v":0},{"$f":"DmTimely!H864/3.6","v":0},{"$f":"DmTimely!I864/3.6","v":0},{"$f":"DmTimely!J864/3.6","v":0},{"$f":"DmTimely!K864/3.6","v":0},{"$f":"DmTimely!L864/3.6","v":0},{"$f":"DmTimely!M864/3.6","v":0},{"$f":"DmTimely!N864/3.6","v":0},0,null,22,{"$f":"DmTimely!R864/3.6","v":0},{"$f":"DmTimely!S864/3.6","v":0},{"$f":"DmTimely!T864/3.6","v":0},{"$f":"DmTimely!U864/3.6","v":0},{"$f":"DmTimely!V864/3.6","v":0},{"$f":"DmTimely!W864/3.6","v":0},{"$f":"DmTimely!X864/3.6","v":0},{"$f":"DmTimely!Y864/3.6","v":0},{"$f":"DmTimely!Z864/3.6","v":0},{"$f":"DmTimely!AA864/3.6","v":0},{"$f":"DmTimely!AB864/3.6","v":0},{"$f":"DmTimely!AC864/3.6","v":0},0,null,22,{"$f":"DmTimely!AG864/3.6","v":0},{"$f":"DmTimely!AH864/3.6","v":0},{"$f":"DmTimely!AI864/3.6","v":0},{"$f":"DmTimely!AJ864/3.6","v":0},{"$f":"DmTimely!AK864/3.6","v":0},{"$f":"DmTimely!AL864/3.6","v":0},{"$f":"DmTimely!AM864/3.6","v":0},{"$f":"DmTimely!AN864/3.6","v":0},{"$f":"DmTimely!AO864/3.6","v":0},{"$f":"DmTimely!AP864/3.6","v":0},{"$f":"DmTimely!AQ864/3.6","v":0},{"$f":"DmTimely!AR864/3.6","v":0},0]
[23,{"$f":"DmTimely!C865/3.6","v":0},{"$f":"DmTimely!D865/3.6","v":0},{"$f":"DmTimely!E865/3.6","v":0},{"$f":"DmTimely!F865/3.6","v":0},{"$f":"DmTimely!G865/3.6","v":0},{"$f":"DmTimely!H865/3.6","v":0},{"$f":"DmTimely!I865/3.6","v":0},{"$f":"DmTimely!J865/3.6","v":0},{"$f":"DmTimely!K865/3.6","v":0},{"$f":"DmTimely!L865/3.6","v":0},{"$f":"DmTimely!M865/3.6","v":0},{"$f":"DmTimely!N865/3.6","v":0},0,null,23,{"$f":"DmTimely!R865/3.6","v":0},{"$f":"DmTimely!S865/3.6","v":0},{"$f":"DmTimely!T865/3.6","v":0},{"$f":"DmTimely!U865/3.6","v":0},{"$f":"DmTimely!V865/3.6","v":0},{"$f":"DmTimely!W865/3.6","v":0},{"$f":"DmTimely!X865/3.6","v":0},{"$f":"DmTimely!Y865/3.6","v":0},{"$f":"DmTimely!Z865/3.6","v":0},{"$f":"DmTimely!AA865/3.6","v":0},{"$f":"DmTimely!AB865/3.6","v":0},{"$f":"DmTimely!AC865/3.6","v":0},0,null,23,{"$f":"DmTimely!AG865/3.6","v":0},{"$f":"DmTimely!AH865/3.6","v":0},{"$f":"DmTimely!AI865/3.6","v":0},{"$f":"DmTimely!AJ865/3.6","v":0},{"$f":"DmTimely!AK865/3.6","v":0},{"$f":"DmTimely!AL865/3.6","v":0},{"$f":"DmTimely!AM865/3.6","v":0},{"$f":"DmTimely!AN865/3.6","v":0},{"$f":"DmTimely!AO865/3.6","v":0},{"$f":"DmTimely!AP865/3.6","v":0},{"$f":"DmTimely!AQ865/3.6","v":0},{"$f":"DmTimely!AR865/3.6","v":0},0]
["kWh/日",{"$f":"SUM(B63:B86)","v":0},{"$f":"SUM(C63:C86)","v":0},{"$f":"SUM(D63:D86)","v":0},{"$f":"SUM(E63:E86)","v":0},{"$f":"SUM(F63:F86)","v":0},{"$f":"SUM(G63:G86)","v":0},{"$f":"SUM(H63:H86)","v":0},{"$f":"SUM(I63:I86)","v":0},{"$f":"SUM(J63:J86)","v":0},{"$f":"SUM(K63:K86)","v":0},{"$f":"SUM(L63:L86)","v":0},{"$f":"SUM(M63:M86)","v":0},{"$f":"SUM(B87:M87)","v":0},null,"kWh/日",{"$f":"SUM(Q63:Q86)","v":0},{"$f":"SUM(R63:R86)","v":0},0,0,0,0,0,0,0,0,0,0,{"$f":"SUM(Q87:AB87)","v":0},null,"kWh/日",{"$f":"SUM(AF63:AF86)","v":0},{"$f":"SUM(AG63:AG86)","v":0},0,0,0,0,0,0,0,0,0,0,{"$f":"SUM(AF87:AQ87)","v":0}]
["日",{"$f":"B$28","v":20},{"$f":"C$28","v":20},22,20,20,22,20,23,20,21,20,21,{"$f":"SUM(B88:M88)","v":249},null,"日",{"$f":"Q$28","v":4},{"$f":"R$28","v":3},4,4,4,4,5,4,4,4,4,4,{"$f":"SUM(Q88:AB88)","v":48},null,"日",{"$f":"AF$28","v":7},{"$f":"AG$28","v":5},5,6,7,4,6,4,6,6,6,6,{"$f":"SUM(AF88:AQ88)","v":68}]
["MWh/月",{"$f":"B87*B88/1000","v":0},{"$f":"C87*C88/1000","v":0},{"$f":"D87*D88/1000","v":0},{"$f":"E87*E88/1000","v":0},{"$f":"F87*F88/1000","v":0},{"$f":"G87*G88/1000","v":0},{"$f":"H87*H88/1000","v":0},{"$f":"I87*I88/1000","v":0},{"$f":"J87*J88/1000","v":0},{"$f":"K87*K88/1000","v":0},{"$f":"L87*L88/1000","v":0},{"$f":"M87*M88/1000","v":0},{"$f":"SUM(B89:M89)","v":0},null,"MWh/月",{"$f":"Q87*Q88/1000","v":0},{"$f":"R87*R88/1000","v":0},0,0,0,0,0,0,0,0,0,0,{"$f":"SUM(Q89:AB89)","v":0},null,"MWh/月",{"$f":"AF87*AF88/1000","v":0},{"$f":"AG87*AG88/1000","v":0},0,0,0,0,0,0,0,0,0,0,{"$f":"SUM(AF89:AQ89)","v":0}]
[]
["給湯負荷（新設建物）",null,"※MJ→kWh変換済み",null,null,null,null,null,null,null,null,null,null,"（新設建物・平日）",null,"給湯負荷（新設建物）",null,"※MJ→kWh変換済み",null,null,null,null,null,null,null,null,null,null,"（新設建物・土曜）",null,"給湯負荷（新設建物）",null,"※MJ→kWh変換済み",null,null,null,null,null,null,null,null,null,null,"（新設建物・休日）"]
["kW","1月","2月","3月","4月","5月","6月","7月","8月","9月","10月","11月","12月","計",null,"kW","1月","2月","3月","4月","5月","6月","7月","8月","9月","10月","11月","12月","計",null,"kW","1月","2月","3月","4月","5月","6月","7月","8月","9月","10月","11月","12月","計"]
[0,{"$f":"DmTimely!C872/3.6","v":0},{"$f":"DmTimely!D872/3.6","v":0},{"$f":"DmTimely!E872/3.6","v":0},{"$f":"DmTimely!F872/3.6","v":0},{"$f":"DmTimely!G872/3.6","v":0},{"$f":"DmTimely!H872/3.6","v":0},{"$f":"DmTimely!I872/3.6","v":0},{"$f":"DmTimely!J872/3.6","v":0},{"$f":"DmTimely!K872/3.6","v":0},{"$f":"DmTimely!L872/3.6","v":0},{"$f":"DmTimely!M872/3.6","v":0},{"$f":"DmTimely!N872/3.6","v":0},{"$f":"SUM(B93:M93)","v":0},null,0,{"$f":"DmTimely!R872/3.6","v":0},{"$f":"DmTimely!S872/3.6","v":0},{"$f":"DmTimely!T872/3.6","v":0},{"$f":"DmTimely!U872/3.6","v":0},{"$f":"DmTimely!V872/3.6","v":0},{"$f":"DmTimely!W872/3.6","v":0},{"$f":"DmTimely!X872/3.6","v":0},{"$f":"DmTimely!Y872/3.6","v":0},{"$f":"DmTimely!Z872/3.6","v":0},{"$f":"DmTimely!AA872/3.6","v":0},{"$f":"DmTimely!AB872/3.6","v":0},{"$f":"DmTimely!AC872/3.6","v":0},{"$f":"SUM(Q93:AB93)","v":0},null,0,{"$f":"DmTimely!AG872/3.6","v":0},{"$f":"DmTimely!AH872/3.6","v":0},{"$f":"DmTimely!AI872/3.6","v":0},{"$f":"DmTimely!AJ872/3.6","v":0},{"$f":"DmTimely!AK872/3.6","v":0},{"$f":"DmTimely!AL872/3.6","v":0},{"$f":"DmTimely!AM872/3.6","v":0},{"$f":"DmTimely!AN872/3.6","v":0},{"$f":"DmTimely!AO872/3.6","v":0},{"$f":"DmTimely!AP872/3.6","v":0},{"$f":"DmTimely!AQ872/3.6","v":0},{"$f":"DmTimely!AR872/3.6","v":0},{"$f":"SUM(AF93:AQ93)","v":0}]
[1,{"$f":"DmTimely!C873/3.6","v":0},{"$f":"DmTimely!D873/3.6","v":0},{"$f":"DmTimely!E873/3.6","v":0},{"$f":"DmTimely!F873/3.6","v":0},{"$f":"DmTimely!G873/3.6","v":0},{"$f":"DmTimely!H873/3.6","v":0},{"$f":"DmTimely!I873/3.6","v":0},{"$f":"DmTimely!J873/3.6","v":0},{"$f":"DmTimely!K873/3.6","v":0},{"$f":"DmTimely!L873/3.6","v":0},{"$f":"DmTimely!M873/3.6","v":0},{"$f":"DmTimely!N873/3.6","v":0},{"$f":"SUM(B94:M94)","v":0},null,1,{"$f":"DmTimely!R873/3.6","v":0},{"$f":"DmTimely!S873/3.6","v":0},{"$f":"DmTimely!T873/3.6","v":0},{"$f":"DmTimely!U873/3.6","v":0},{"$f":"DmTimely!V873/3.6","v":0},{"$f":"DmTimely!W873/3.6","v":0},{"$f":"DmTimely!X873/3.6","v":0},{"$f":"DmTimely!Y873/3.6","v":0},{"$f":"DmTimely!Z873/3.6","v":0},{"$f":"DmTimely!AA873/3.6","v":0},{"$f":"DmTimely!AB873/3.6","v":0},{"$f":"DmTimely!AC873/3.6","v":0},{"$f":"SUM(Q94:AB94)","v":0},null,1,{"$f":"DmTimely!AG873/3.6","v":0},{"$f":"DmTimely!AH873/3.6","v":0},{"$f":"DmTimely!AI873/3.6","v":0},{"$f":"DmTimely!AJ873/3.6","v":0},{"$f":"DmTimely!AK873/3.6","v":0},{"$f":"DmTimely!AL873/3.6","v":0},{"$f":"DmTimely!AM873/3.6","v":0},{"$f":"DmTimely!AN873/3.6","v":0},{"$f":"DmTimely!AO873/3.6","v":0},{"$f":"DmTimely!AP873/3.6","v":0},{"$f":"DmTimely!AQ873/3.6","v":0},{"$f":"DmTimely!AR873/3.6","v":0},{"$f":"SUM(AF94:AQ94)","v":0}]
[2,{"$f":"DmTimely!C874/3.6","v":0},{"$f":"DmTimely!D874/3.6","v":0},{"$f":"DmTimely!E874/3.6","v":0},{"$f":"DmTimely!F874/3.6","v":0},{"$f":"DmTimely!G874/3.6","v":0},{"$f":"DmTimely!H874/3.6","v":0},{"$f":"DmTimely!I874/3.6","v":0},{"$f":"DmTimely!J874/3.6","v":0},{"$f":"DmTimely!K874/3.6","v":0},{"$f":"DmTimely!L874/3.6","v":0},{"$f":"DmTimely!M874/3.6","v":0},{"$f":"DmTimely!N874/3.6","v":0},0,null,2,{"$f":"DmTimely!R874/3.6","v":0},{"$f":"DmTimely!S874/3.6","v":0},{"$f":"DmTimely!T874/3.6","v":0},{"$f":"DmTimely!U874/3.6","v":0},{"$f":"DmTimely!V874/3.6","v":0},{"$f":"DmTimely!W874/3.6","v":0},{"$f":"DmTimely!X874/3.6","v":0},{"$f":"DmTimely!Y874/3.6","v":0},{"$f":"DmTimely!Z874/3.6","v":0},{"$f":"DmTimely!AA874/3.6","v":0},{"$f":"DmTimely!AB874/3.6","v":0},{"$f":"DmTimely!AC874/3.6","v":0},0,null,2,{"$f":"DmTimely!AG874/3.6","v":0},{"$f":"DmTimely!AH874/3.6","v":0},{"$f":"DmTimely!AI874/3.6","v":0},{"$f":"DmTimely!AJ874/3.6","v":0},{"$f":"DmTimely!AK874/3.6","v":0},{"$f":"DmTimely!AL874/3.6","v":0},{"$f":"DmTimely!AM874/3.6","v":0},{"$f":"DmTimely!AN874/3.6","v":0},{"$f":"DmTimely!AO874/3.6","v":0},{"$f":"DmTimely!AP874/3.6","v":0},{"$f":"DmTimely!AQ874/3.6","v":0},{"$f":"DmTimely!AR874/3.6","v":0},0]
[3,{"$f":"DmTimely!C875/3.6","v":0},{"$f":"DmTimely!D875/3.6","v":0},{"$f":"DmTimely!E875/3.6","v":0},{"$f":"DmTimely!F875/3.6","v":0},{"$f":"DmTimely!G875/3.6","v":0},{"$f":"DmTimely!H875/3.6","v":0},{"$f":"DmTimely!I875/3.6","v":0},{"$f":"DmTimely!J875/3.6","v":0},{"$f":"DmTimely!K875/3.6","v":0},{"$f":"DmTimely!L875/3.6","v":0},{"$f":"DmTimely!M875/3.6","v":0},{"$f":"DmTimely!N875/3.6","v":0},0,null,3,{"$f":"DmTimely!R875/3.6","v":0},{"$f":"DmTimely!S875/3.6","v":0},{"$f":"DmTimely!T875/3.6","v":0},{"$f":"DmTimely!U875/3.6","v":0},{"$f":"DmTimely!V875/3.6","v":0},{"$f":"DmTimely!W875/3.6","v":0},{"$f":"DmTimely!X875/3.6","v":0},{"$f":"DmTimely!Y875/3.6","v":0},{"$f":"DmTimely!Z875/3.6","v":0},{"$f":"DmTimely!AA875/3.6","v":0},{"$f":"DmTimely!AB875/3.6","v":0},{"$f":"DmTimely!AC875/3.6","v":0},0,null,3,{"$f":"DmTimely!AG875/3.6","v":0},{"$f":"DmTimely!AH875/3.6","v":0},{"$f":"DmTimely!AI875/3.6","v":0},{"$f":"DmTimely!AJ875/3.6","v":0},{"$f":"DmTimely!AK875/3.6","v":0},{"$f":"DmTimely!AL875/3.6","v":0},{"$f":"DmTimely!AM875/3.6","v":0},{"$f":"DmTimely!AN875/3.6","v":0},{"$f":"DmTimely!AO875/3.6","v":0},{"$f":"DmTimely!AP875/3.6","v":0},{"$f":"DmTimely!AQ875/3.6","v":0},{"$f":"DmTimely!AR875/3.6","v":0},0]
[4,{"$f":"DmTimely!C876/3.6","v":0},{"$f":"DmTimely!D876/3.6","v":0},{"$f":"DmTimely!E876/3.6","v":0},{"$f":"DmTimely!F876/3.6","v":0},{"$f":"DmTimely!G876/3.6","v":0},{"$f":"DmTimely!H876/3.6","v":0},{"$f":"DmTimely!I876/3.6","v":0},{"$f":"DmTimely!J876/3.6","v":0},{"$f":"DmTimely!K876/3.6","v":0},{"$f":"DmTimely!L876/3.6","v":0},{"$f":"DmTimely!M876/3.6","v":0},{"$f":"DmTimely!N876/3.6","v":0},0,null,4,{"$f":"DmTimely!R876/3.6","v":0},{"$f":"DmTimely!S876/3.6","v":0},{"$f":"DmTimely!T876/3.6","v":0},{"$f":"DmTimely!U876/3.6","v":0},{"$f":"DmTimely!V876/3.6","v":0},{"$f":"DmTimely!W876/3.6","v":0},{"$f":"DmTimely!X876/3.6","v":0},{"$f":"DmTimely!Y876/3.6","v":0},{"$f":"DmTimely!Z876/3.6","v":0},{"$f":"DmTimely!AA876/3.6","v":0},{"$f":"DmTimely!AB876/3.6","v":0},{"$f":"DmTimely!AC876/3.6","v":0},0,null,4,{"$f":"DmTimely!AG876/3.6","v":0},{"$f":"DmTimely!AH876/3.6","v":0},{"$f":"DmTimely!AI876/3.6","v":0},{"$f":"DmTimely!AJ876/3.6","v":0},{"$f":"DmTimely!AK876/3.6","v":0},{"$f":"DmTimely!AL876/3.6","v":0},{"$f":"DmTimely!AM876/3.6","v":0},{"$f":"DmTimely!AN876/3.6","v":0},{"$f":"DmTimely!AO876/3.6","v":0},{"$f":"DmTimely!AP876/3.6","v":0},{"$f":"DmTimely!AQ876/3.6","v":0},{"$f":"DmTimely!AR876/3.6","v":0},0]
[5,{"$f":"DmTimely!C877/3.6","v":0},{"$f":"DmTimely!D877/3.6","v":0},{"$f":"DmTimely!E877/3.6","v":0},{"$f":"DmTimely!F877/3.6","v":0},{"$f":"DmTimely!G877/3.6","v":0},{"$f":"DmTimely!H877/3.6","v":0},{"$f":"DmTimely!I877/3.6","v":0},{"$f":"DmTimely!J877/3.6","v":0},{"$f":"DmTimely!K877/3.6","v":0},{"$f":"DmTimely!L877/3.6","v":0},{"$f":"DmTimely!M877/3.6","v":0},{"$f":"DmTimely!N877/3.6","v":0},0,null,5,{"$f":"DmTimely!R877/3.6","v":0},{"$f":"DmTimely!S877/3.6","v":0},{"$f":"DmTimely!T877/3.6","v":0},{"$f":"DmTimely!U877/3.6","v":0},{"$f":"DmTimely!V877/3.6","v":0},{"$f":"DmTimely!W877/3.6","v":0},{"$f":"DmTimely!X877/3.6","v":0},{"$f":"DmTimely!Y877/3.6","v":0},{"$f":"DmTimely!Z877/3.6","v":0},{"$f":"DmTimely!AA877/3.6","v":0},{"$f":"DmTimely!AB877/3.6","v":0},{"$f":"DmTimely!AC877/3.6","v":0},0,null,5,{"$f":"DmTimely!AG877/3.6","v":0},{"$f":"DmTimely!AH877/3.6","v":0},{"$f":"DmTimely!AI877/3.6","v":0},{"$f":"DmTimely!AJ877/3.6","v":0},{"$f":"DmTimely!AK877/3.6","v":0},{"$f":"DmTimely!AL877/3.6","v":0},{"$f":"DmTimely!AM877/3.6","v":0},{"$f":"DmTimely!AN877/3.6","v":0},{"$f":"DmTimely!AO877/3.6","v":0},{"$f":"DmTimely!AP877/3.6","v":0},{"$f":"DmTimely!AQ877/3.6","v":0},{"$f":"DmTimely!AR877/3.6","v":0},0]
[6,{"$f":"DmTimely!C878/3.6","v":0},{"$f":"DmTimely!D878/3.6","v":0},{"$f":"DmTimely!E878/3.6","v":0},{"$f":"DmTimely!F878/3.6","v":0},{"$f":"DmTimely!G878/3.6","v":0},{"$f":"DmTimely!H878/3.6","v":0},{"$f":"DmTimely!I878/3.6","v":0},{"$f":"DmTimely!J878/3.6","v":0},{"$f":"DmTimely!K878/3.6","v":0},{"$f":"DmTimely!L878/3.6","v":0},{"$f":"DmTimely!M878/3.6","v":0},{"$f":"DmTimely!N878/3.6","v":0},0,null,6,{"$f":"DmTimely!R878/3.6","v":0},{"$f":"DmTimely!S878/3.6","v":0},{"$f":"DmTimely!T878/3.6","v":0},{"$f":"DmTimely!U878/3.6","v":0},{"$f":"DmTimely!V878/3.6","v":0},{"$f":"DmTimely!W878/3.6","v":0},{"$f":"DmTimely!X878/3.6","v":0},{"$f":"DmTimely!Y878/3.6","v":0},{"$f":"DmTimely!Z878/3.6","v":0},{"$f":"DmTimely!AA878/3.6","v":0},{"$f":"DmTimely!AB878/3.6","v":0},{"$f":"DmTimely!AC878/3.6","v":0},0,null,6,{"$f":"DmTimely!AG878/3.6","v":0},{"$f":"DmTimely!AH878/3.6","v":0},{"$f":"DmTimely!AI878/3.6","v":0},{"$f":"DmTimely!AJ878/3.6","v":0},{"$f":"DmTimely!AK878/3.6","v":0},{"$f":"DmTimely!AL878/3.6","v":0},{"$f":"DmTimely!AM878/3.6","v":0},{"$f":"DmTimely!AN878/3.6","v":0},{"$f":"DmTimely!AO878/3.6","v":0},{"$f":"DmTimely!AP878/3.6","v":0},{"$f":"DmTimely!AQ878/3.6","v":0},{"$f":"DmTimely!AR878/3.6","v":0},0]
[7,{"$f":"DmTimely!C879/3.6","v":0},{"$f":"DmTimely!D879/3.6","v":0},{"$f":"DmTimely!E879/3.6","v":0},{"$f":"DmTimely!F879/3.6","v":0},{"$f":"DmTimely!G879/3.6","v":0},{"$f":"DmTimely!H879/3.6","v":0},{"$f":"DmTimely!I879/3.6","v":0},{"$f":"DmTimely!J879/3.6","v":0},{"$f":"DmTimely!K879/3.6","v":0},{"$f":"DmTimely!L879/3.6","v":0},{"$f":"DmTimely!M879/3.6","v":0},{"$f":"DmTimely!N879/3.6","v":0},0,null,7,{"$f":"DmTimely!R879/3.6","v":0},{"$f":"DmTimely!S879/3.6","v":0},{"$f":"DmTimely!T879/3.6","v":0},{"$f":"DmTimely!U879/3.6","v":0},{"$f":"DmTimely!V879/3.6","v":0},{"$f":"DmTimely!W879/3.6","v":0},{"$f":"DmTimely!X879/3.6","v":0},{"$f":"DmTimely!Y879/3.6","v":0},{"$f":"DmTimely!Z879/3.6","v":0},{"$f":"DmTimely!AA879/3.6","v":0},{"$f":"DmTimely!AB879/3.6","v":0},{"$f":"DmTimely!AC879/3.6","v":0},0,null,7,{"$f":"DmTimely!AG879/3.6","v":0},{"$f":"DmTimely!AH879/3.6","v":0},{"$f":"DmTimely!AI879/3.6","v":0},{"$f":"DmTimely!AJ879/3.6","v":0},{"$f":"DmTimely!AK879/3.6","v":0},{"$f":"DmTimely!AL879/3.6","v":0},{"$f":"DmTimely!AM879/3.6","v":0},{"$f":"DmTimely!AN879/3.6","v":0},{"$f":"DmTimely!AO879/3.6","v":0},{"$f":"DmTimely!AP879/3.6","v":0},{"$f":"DmTimely!AQ879/3.6","v":0},{"$f":"DmTimely!AR879/3.6","v":0},0]
[8,{"$f":"DmTimely!C880/3.6","v":0},{"$f":"DmTimely!D880/3.6","v":0},{"$f":"DmTimely!E880/3.6","v":0},{"$f":"DmTimely!F880/3.6","v":0},{"$f":"DmTimely!G880/3.6","v":0},{"$f":"DmTimely!H880/3.6","v":0},{"$f":"DmTimely!I880/3.6","v":0},{"$f":"DmTimely!J880/3.6","v":0},{"$f":"DmTimely!K880/3.6","v":0},{"$f":"DmTimely!L880/3.6","v":0},{"$f":"DmTimely!M880/3.6","v":0},{"$f":"DmTimely!N880/3.6","v":0},0,null,8,{"$f":"DmTimely!R880/3.6","v":0},{"$f":"DmTimely!S880/3.6","v":0},{"$f":"DmTimely!T880/3.6","v":0},{"$f":"DmTimely!U880/3.6","v":0},{"$f":"DmTimely!V880/3.6","v":0},{"$f":"DmTimely!W880/3.6","v":0},{"$f":"DmTimely!X880/3.6","v":0},{"$f":"DmTimely!Y880/3.6","v":0},{"$f":"DmTimely!Z880/3.6","v":0},{"$f":"DmTimely!AA880/3.6","v":0},{"$f":"DmTimely!AB880/3.6","v":0},{"$f":"DmTimely!AC880/3.6","v":0},0,null,8,{"$f":"DmTimely!AG880/3.6","v":0},{"$f":"DmTimely!AH880/3.6","v":0},{"$f":"DmTimely!AI880/3.6","v":0},{"$f":"DmTimely!AJ880/3.6","v":0},{"$f":"DmTimely!AK880/3.6","v":0},{"$f":"DmTimely!AL880/3.6","v":0},{"$f":"DmTimely!AM880/3.6","v":0},{"$f":"DmTimely!AN880/3.6","v":0},{"$f":"DmTimely!AO880/3.6","v":0},{"$f":"DmTimely!AP880/3.6","v":0},{"$f":"DmTimely!AQ880/3.6","v":0},{"$f":"DmTimely!AR880/3.6","v":0},0]
[9,{"$f":"DmTimely!C881/3.6","v":0},{"$f":"DmTimely!D881/3.6","v":0},{"$f":"DmTimely!E881/3.6","v":0},{"$f":"DmTimely!F881/3.6","v":0},{"$f":"DmTimely!G881/3.6","v":0},{"$f":"DmTimely!H881/3.6","v":0},{"$f":"DmTimely!I881/3.6","v":0},{"$f":"DmTimely!J881/3.6","v":0},{"$f":"DmTimely!K881/3.6","v":0},{"$f":"DmTimely!L881/3.6","v":0},{"$f":"DmTimely!M881/3.6","v":0},{"$f":"DmTimely!N881/3.6","v":0},0,null,9,{"$f":"DmTimely!R881/3.6","v":0},{"$f":"DmTimely!S881/3.6","v":0},{"$f":"DmTimely!T881/3.6","v":0},{"$f":"DmTimely!U881/3.6","v":0},{"$f":"DmTimely!V881/3.6","v":0},{"$f":"DmTimely!W881/3.6","v":0},{"$f":"DmTimely!X881/3.6","v":0},{"$f":"DmTimely!Y881/3.6","v":0},{"$f":"DmTimely!Z881/3.6","v":0},{"$f":"DmTimely!AA881/3.6","v":0},{"$f":"DmTimely!AB881/3.6","v":0},{"$f":"DmTimely!AC881/3.6","v":0},0,null,9,{"$f":"DmTimely!AG881/3.6","v":0},{"$f":"DmTimely!AH881/3.6","v":0},{"$f":"DmTimely!AI881/3.6","v":0},{"$f":"DmTimely!AJ881/3.6","v":0},{"$f":"DmTimely!AK881/3.6","v":0},{"$f":"DmTimely!AL881/3.6","v":0},{"$f":"DmTimely!AM881/3.6","v":0},{"$f":"DmTimely!AN881/3.6","v":0},{"$f":"DmTimely!AO881/3.6","v":0},{"$f":"DmTimely!AP881/3.6","v":0},{"$f":"DmTimely!AQ881/3.6","v":0},{"$f":"DmTimely!AR881/3.6","v":0},0]
[10,{"$f":"DmTimely!C882/3.6","v":0},{"$f":"DmTimely!D882/3.6","v":0},{"$f":"DmTimely!E882/3.6","v":0},{"$f":"DmTimely!F882/3.6","v":0},{"$f":"DmTimely!G882/3.6","v":0},{"$f":"DmTimely!H882/3.6","v":0},{"$f":"DmTimely!I882/3.6","v":0},{"$f":"DmTimely!J882/3.6","v":0},{"$f":"DmTimely!K882/3.6","v":0},{"$f":"DmTimely!L882/3.6","v":0},{"$f":"DmTimely!M882/3.6","v":0},{"$f":"DmTimely!N882/3.6","v":0},0,null,10,{"$f":"DmTimely!R882/3.6","v":0},{"$f":"DmTimely!S882/3.6","v":0},{"$f":"DmTimely!T882/3.6","v":0},{"$f":"DmTimely!U882/3.6","v":0},{"$f":"DmTimely!V882/3.6","v":0},{"$f":"DmTimely!W882/3.6","v":0},{"$f":"DmTimely!X882/3.6","v":0},{"$f":"DmTimely!Y882/3.6","v":0},{"$f":"DmTimely!Z882/3.6","v":0},{"$f":"DmTimely!AA882/3.6","v":0},{"$f":"DmTimely!AB882/3.6","v":0},{"$f":"DmTimely!AC882/3.6","v":0},0,null,10,{"$f":"DmTimely!AG882/3.6","v":0},{"$f":"DmTimely!AH882/3.6","v":0},{"$f":"DmTimely!AI882/3.6","v":0},{"$f":"DmTimely!AJ882/3.6","v":0},{"$f":"DmTimely!AK882/3.6","v":0},{"$f":"DmTimely!AL882/3.6","v":0},{"$f":"DmTimely!AM882/3.6","v":0},{"$f":"DmTimely!AN882/3.6","v":0},{"$f":"DmTimely!AO882/3.6","v":0},{"$f":"DmTimely!AP882/3.6","v":0},{"$f":"DmTimely!AQ882/3.6","v":0},{"$f":"DmTimely!AR882/3.6","v":0},0]
[11,{"$f":"DmTimely!C883/3.6","v":0},{"$f":"DmTimely!D883/3.6","v":0},{"$f":"DmTimely!E883/3.6","v":0},{"$f":"DmTimely!F883/3.6","v":0},{"$f":"DmTimely!G883/3.6","v":0},{"$f":"DmTimely!H883/3.6","v":0},{"$f":"DmTimely!I883/3.6","v":0},{"$f":"DmTimely!J883/3.6","v":0},{"$f":"DmTimely!K883/3.6","v":0},{"$f":"DmTimely!L883/3.6","v":0},{"$f":"DmTimely!M883/3.6","v":0},{"$f":"DmTimely!N883/3.6","v":0},0,null,11,{"$f":"DmTimely!R883/3.6","v":0},{"$f":"DmTimely!S883/3.6","v":0},{"$f":"DmTimely!T883/3.6","v":0},{"$f":"DmTimely!U883/3.6","v":0},{"$f":"DmTimely!V883/3.6","v":0},{"$f":"DmTimely!W883/3.6","v":0},{"$f":"DmTimely!X883/3.6","v":0},{"$f":"DmTimely!Y883/3.6","v":0},{"$f":"DmTimely!Z883/3.6","v":0},{"$f":"DmTimely!AA883/3.6","v":0},{"$f":"DmTimely!AB883/3.6","v":0},{"$f":"DmTimely!AC883/3.6","v":0},0,null,11,{"$f":"DmTimely!AG883/3.6","v":0},{"$f":"DmTimely!AH883/3.6","v":0},{"$f":"DmTimely!AI883/3.6","v":0},{"$f":"DmTimely!AJ883/3.6","v":0},{"$f":"DmTimely!AK883/3.6","v":0},{"$f":"DmTimely!AL883/3.6","v":0},{"$f":"DmTimely!AM883/3.6","v":0},{"$f":"DmTimely!AN883/3.6","v":0},{"$f":"DmTimely!AO883/3.6","v":0},{"$f":"DmTimely!AP883/3.6","v":0},{"$f":"DmTimely!AQ883/3.6","v":0},{"$f":"DmTimely!AR883/3.6","v":0},0]
[12,{"$f":"DmTimely!C884/3.6","v":0},{"$f":"DmTimely!D884/3.6","v":0},{"$f":"DmTimely!E884/3.6","v":0},{"$f":"DmTimely!F884/3.6","v":0},{"$f":"DmTimely!G884/3.6","v":0},{"$f":"DmTimely!H884/3.6","v":0},{"$f":"DmTimely!I884/3.6","v":0},{"$f":"DmTimely!J884/3.6","v":0},{"$f":"DmTimely!K884/3.6","v":0},{"$f":"DmTimely!L884/3.6","v":0},{"$f":"DmTimely!M884/3.6","v":0},{"$f":"DmTimely!N884/3.6","v":0},0,null,12,{"$f":"DmTimely!R884/3.6","v":0},{"$f":"DmTimely!S884/3.6","v":0},{"$f":"DmTimely!T884/3.6","v":0},{"$f":"DmTimely!U884/3.6","v":0},{"$f":"DmTimely!V884/3.6","v":0},{"$f":"DmTimely!W884/3.6","v":0},{"$f":"DmTimely!X884/3.6","v":0},{"$f":"DmTimely!Y884/3.6","v":0},{"$f":"DmTimely!Z884/3.6","v":0},{"$f":"DmTimely!AA884/3.6","v":0},{"$f":"DmTimely!AB884/3.6","v":0},{"$f":"DmTimely!AC884/3.6","v":0},0,null,12,{"$f":"DmTimely!AG884/3.6","v":0},{"$f":"DmTimely!AH884/3.6","v":0},{"$f":"DmTimely!AI884/3.6","v":0},{"$f":"DmTimely!AJ884/3.6","v":0},{"$f":"DmTimely!AK884/3.6","v":0},{"$f":"DmTimely!AL884/3.6","v":0},{"$f":"DmTimely!AM884/3.6","v":0},{"$f":"DmTimely!AN884/3.6","v":0},{"$f":"DmTimely!AO884/3.6","v":0},{"$f":"DmTimely!AP884/3.6","v":0},{"$f":"DmTimely!AQ884/3.6","v":0},{"$f":"DmTimely!AR884/3.6","v":0},0]
[13,{"$f":"DmTimely!C885/3.6","v":0},{"$f":"DmTimely!D885/3.6","v":0},{"$f":"DmTimely!E885/3.6","v":0},{"$f":"DmTimely!F885/3.6","v":0},{"$f":"DmTimely!G885/3.6","v":0},{"$f":"DmTimely!H885/3.6","v":0},{"$f":"DmTimely!I885/3.6","v":0},{"$f":"DmTimely!J885/3.6","v":0},{"$f":"DmTimely!K885/3.6","v":0},{"$f":"DmTimely!L885/3.6","v":0},{"$f":"DmTimely!M885/3.6","v":0},{"$f":"DmTimely!N885/3.6","v":0},0,null,13,{"$f":"DmTimely!R885/3.6","v":0},{"$f":"DmTimely!S885/3.6","v":0},{"$f":"DmTimely!T885/3.6","v":0},{"$f":"DmTimely!U885/3.6","v":0},{"$f":"DmTimely!V885/3.6","v":0},{"$f":"DmTimely!W885/3.6","v":0},{"$f":"DmTimely!X885/3.6","v":0},{"$f":"DmTimely!Y885/3.6","v":0},{"$f":"DmTimely!Z885/3.6","v":0},{"$f":"DmTimely!AA885/3.6","v":0},{"$f":"DmTimely!AB885/3.6","v":0},{"$f":"DmTimely!AC885/3.6","v":0},0,null,13,{"$f":"DmTimely!AG885/3.6","v":0},{"$f":"DmTimely!AH885/3.6","v":0},{"$f":"DmTimely!AI885/3.6","v":0},{"$f":"DmTimely!AJ885/3.6","v":0},{"$f":"DmTimely!AK885/3.6","v":0},{"$f":"DmTimely!AL885/3.6","v":0},{"$f":"DmTimely!AM885/3.6","v":0},{"$f":"DmTimely!AN885/3.6","v":0},{"$f":"DmTimely!AO885/3.6","v":0},{"$f":"DmTimely!AP885/3.6","v":0},{"$f":"DmTimely!AQ885/3.6","v":0},{"$f":"DmTimely!AR885/3.6","v":0},0]
[14,{"$f":"DmTimely!C886/3.6","v":0},{"$f":"DmTimely!D886/3.6","v":0},{"$f":"DmTimely!E886/3.6","v":0},{"$f":"DmTimely!F886/3.6","v":0},{"$f":"DmTimely!G886/3.6","v":0},{"$f":"DmTimely!H886/3.6","v":0},{"$f":"DmTimely!I886/3.6","v":0},{"$f":"DmTimely!J886/3.6","v":0},{"$f":"DmTimely!K886/3.6","v":0},{"$f":"DmTimely!L886/3.6","v":0},{"$f":"DmTimely!M886/3.6","v":0},{"$f":"DmTimely!N886/3.6","v":0},0,null,14,{"$f":"DmTimely!R886/3.6","v":0},{"$f":"DmTimely!S886/3.6","v":0},{"$f":"DmTimely!T886/3.6","v":0},{"$f":"DmTimely!U886/3.6","v":0},{"$f":"DmTimely!V886/3.6","v":0},{"$f":"DmTimely!W886/3.6","v":0},{"$f":"DmTimely!X886/3.6","v":0},{"$f":"DmTimely!Y886/3.6","v":0},{"$f":"DmTimely!Z886/3.6","v":0},{"$f":"DmTimely!AA886/3.6","v":0},{"$f":"DmTimely!AB886/3.6","v":0},{"$f":"DmTimely!AC886/3.6","v":0},0,null,14,{"$f":"DmTimely!AG886/3.6","v":0},{"$f":"DmTimely!AH886/3.6","v":0},{"$f":"DmTimely!AI886/3.6","v":0},{"$f":"DmTimely!AJ886/3.6","v":0},{"$f":"DmTimely!AK886/3.6","v":0},{"$f":"DmTimely!AL886/3.6","v":0},{"$f":"DmTimely!AM886/3.6","v":0},{"$f":"DmTimely!AN886/3.6","v":0},{"$f":"DmTimely!AO886/3.6","v":0},{"$f":"DmTimely!AP886/3.6","v":0},{"$f":"DmTimely!AQ886/3.6","v":0},{"$f":"DmTimely!AR886/3.6","v":0},0]
[15,{"$f":"DmTimely!C887/3.6","v":0},{"$f":"DmTimely!D887/3.6","v":0},{"$f":"DmTimely!E887/3.6","v":0},{"$f":"DmTimely!F887/3.6","v":0},{"$f":"DmTimely!G887/3.6","v":0},{"$f":"DmTimely!H887/3.6","v":0},{"$f":"DmTimely!I887/3.6","v":0},{"$f":"DmTimely!J887/3.6","v":0},{"$f":"DmTimely!K887/3.6","v":0},{"$f":"DmTimely!L887/3.6","v":0},{"$f":"DmTimely!M887/3.6","v":0},{"$f":"DmTimely!N887/3.6","v":0},0,null,15,{"$f":"DmTimely!R887/3.6","v":0},{"$f":"DmTimely!S887/3.6","v":0},{"$f":"DmTimely!T887/3.6","v":0},{"$f":"DmTimely!U887/3.6","v":0},{"$f":"DmTimely!V887/3.6","v":0},{"$f":"DmTimely!W887/3.6","v":0},{"$f":"DmTimely!X887/3.6","v":0},{"$f":"DmTimely!Y887/3.6","v":0},{"$f":"DmTimely!Z887/3.6","v":0},{"$f":"DmTimely!AA887/3.6","v":0},{"$f":"DmTimely!AB887/3.6","v":0},{"$f":"DmTimely!AC887/3.6","v":0},0,null,15,{"$f":"DmTimely!AG887/3.6","v":0},{"$f":"DmTimely!AH887/3.6","v":0},{"$f":"DmTimely!AI887/3.6","v":0},{"$f":"DmTimely!AJ887/3.6","v":0},{"$f":"DmTimely!AK887/3.6","v":0},{"$f":"DmTimely!AL887/3.6","v":0},{"$f":"DmTimely!AM887/3.6","v":0},{"$f":"DmTimely!AN887/3.6","v":0},{"$f":"DmTimely!AO887/3.6","v":0},{"$f":"DmTimely!AP887/3.6","v":0},{"$f":"DmTimely!AQ887/3.6","v":0},{"$f":"DmTimely!AR887/3.6","v":0},0]
[16,{"$f":"DmTimely!C888/3.6","v":0},{"$f":"DmTimely!D888/3.6","v":0},{"$f":"DmTimely!E888/3.6","v":0},{"$f":"DmTimely!F888/3.6","v":0},{"$f":"DmTimely!G888/3.6","v":0},{"$f":"DmTimely!H888/3.6","v":0},{"$f":"DmTimely!I888/3.6","v":0},{"$f":"DmTimely!J888/3.6","v":0},{"$f":"DmTimely!K888/3.6","v":0},{"$f":"DmTimely!L888/3.6","v":0},{"$f":"DmTimely!M888/3.6","v":0},{"$f":"DmTimely!N888/3.6","v":0},0,null,16,{"$f":"DmTimely!R888/3.6","v":0},{"$f":"DmTimely!S888/3.6","v":0},{"$f":"DmTimely!T888/3.6","v":0},{"$f":"DmTimely!U888/3.6","v":0},{"$f":"DmTimely!V888/3.6","v":0},{"$f":"DmTimely!W888/3.6","v":0},{"$f":"DmTimely!X888/3.6","v":0},{"$f":"DmTimely!Y888/3.6","v":0},{"$f":"DmTimely!Z888/3.6","v":0},{"$f":"DmTimely!AA888/3.6","v":0},{"$f":"DmTimely!AB888/3.6","v":0},{"$f":"DmTimely!AC888/3.6","v":0},0,null,16,{"$f":"DmTimely!AG888/3.6","v":0},{"$f":"DmTimely!AH888/3.6","v":0},{"$f":"DmTimely!AI888/3.6","v":0},{"$f":"DmTimely!AJ888/3.6","v":0},{"$f":"DmTimely!AK888/3.6","v":0},{"$f":"DmTimely!AL888/3.6","v":0},{"$f":"DmTimely!AM888/3.6","v":0},{"$f":"DmTimely!AN888/3.6","v":0},{"$f":"DmTimely!AO888/3.6","v":0},{"$f":"DmTimely!AP888/3.6","v":0},{"$f":"DmTimely!AQ888/3.6","v":0},{"$f":"DmTimely!AR888/3.6","v":0},0]
[17,{"$f":"DmTimely!C889/3.6","v":0},{"$f":"DmTimely!D889/3.6","v":0},{"$f":"DmTimely!E889/3.6","v":0},{"$f":"DmTimely!F889/3.6","v":0},{"$f":"DmTimely!G889/3.6","v":0},{"$f":"DmTimely!H889/3.6","v":0},{"$f":"DmTimely!I889/3.6","v":0},{"$f":"DmTimely!J889/3.6","v":0},{"$f":"DmTimely!K889/3.6","v":0},{"$f":"DmTimely!L889/3.6","v":0},{"$f":"DmTimely!M889/3.6","v":0},{"$f":"DmTimely!N889/3.6","v":0},0,null,17,{"$f":"DmTimely!R889/3.6","v":0},{"$f":"DmTimely!S889/3.6","v":0},{"$f":"DmTimely!T889/3.6","v":0},{"$f":"DmTimely!U889/3.6","v":0},{"$f":"DmTimely!V889/3.6","v":0},{"$f":"DmTimely!W889/3.6","v":0},{"$f":"DmTimely!X889/3.6","v":0},{"$f":"DmTimely!Y889/3.6","v":0},{"$f":"DmTimely!Z889/3.6","v":0},{"$f":"DmTimely!AA889/3.6","v":0},{"$f":"DmTimely!AB889/3.6","v":0},{"$f":"DmTimely!AC889/3.6","v":0},0,null,17,{"$f":"DmTimely!AG889/3.6","v":0},{"$f":"DmTimely!AH889/3.6","v":0},{"$f":"DmTimely!AI889/3.6","v":0},{"$f":"DmTimely!AJ889/3.6","v":0},{"$f":"DmTimely!AK889/3.6","v":0},{"$f":"DmTimely!AL889/3.6","v":0},{"$f":"DmTimely!AM889/3.6","v":0},{"$f":"DmTimely!AN889/3.6","v":0},{"$f":"DmTimely!AO889/3.6","v":0},{"$f":"DmTimely!AP889/3.6","v":0},{"$f":"DmTimely!AQ889/3.6","v":0},{"$f":"DmTimely!AR889/3.6","v":0},0]
[18,{"$f":"DmTimely!C890/3.6","v":0},{"$f":"DmTimely!D890/3.6","v":0},{"$f":"DmTimely!E890/3.6","v":0},{"$f":"DmTimely!F890/3.6","v":0},{"$f":"DmTimely!G890/3.6","v":0},{"$f":"DmTimely!H890/3.6","v":0},{"$f":"DmTimely!I890/3.6","v":0},{"$f":"DmTimely!J890/3.6","v":0},{"$f":"DmTimely!K890/3.6","v":0},{"$f":"DmTimely!L890/3.6","v":0},{"$f":"DmTimely!M890/3.6","v":0},{"$f":"DmTimely!N890/3.6","v":0},0,null,18,{"$f":"DmTimely!R890/3.6","v":0},{"$f":"DmTimely!S890/3.6","v":0},{"$f":"DmTimely!T890/3.6","v":0},{"$f":"DmTimely!U890/3.6","v":0},{"$f":"DmTimely!V890/3.6","v":0},{"$f":"DmTimely!W890/3.6","v":0},{"$f":"DmTimely!X890/3.6","v":0},{"$f":"DmTimely!Y890/3.6","v":0},{"$f":"DmTimely!Z890/3.6","v":0},{"$f":"DmTimely!AA890/3.6","v":0},{"$f":"DmTimely!AB890/3.6","v":0},{"$f":"DmTimely!AC890/3.6","v":0},0,null,18,{"$f":"DmTimely!AG890/3.6","v":0},{"$f":"DmTimely!AH890/3.6","v":0},{"$f":"DmTimely!AI890/3.6","v":0},{"$f":"DmTimely!AJ890/3.6","v":0},{"$f":"DmTimely!AK890/3.6","v":0},{"$f":"DmTimely!AL890/3.6","v":0},{"$f":"DmTimely!AM890/3.6","v":0},{"$f":"DmTimely!AN890/3.6","v":0},{"$f":"DmTimely!AO890/3.6","v":0},{"$f":"DmTimely!AP890/3.6","v":0},{"$f":"DmTimely!AQ890/3.6","v":0},{"$f":"DmTimely!AR890/3.6","v":0},0]
[19,{"$f":"DmTimely!C891/3.6","v":0},{"$f":"DmTimely!D891/3.6","v":0},{"$f":"DmTimely!E891/3.6","v":0},{"$f":"DmTimely!F891/3.6","v":0},{"$f":"DmTimely!G891/3.6","v":0},{"$f":"DmTimely!H891/3.6","v":0},{"$f":"DmTimely!I891/3.6","v":0},{"$f":"DmTimely!J891/3.6","v":0},{"$f":"DmTimely!K891/3.6","v":0},{"$f":"DmTimely!L891/3.6","v":0},{"$f":"DmTimely!M891/3.6","v":0},{"$f":"DmTimely!N891/3.6","v":0},0,null,19,{"$f":"DmTimely!R891/3.6","v":0},{"$f":"DmTimely!S891/3.6","v":0},{"$f":"DmTimely!T891/3.6","v":0},{"$f":"DmTimely!U891/3.6","v":0},{"$f":"DmTimely!V891/3.6","v":0},{"$f":"DmTimely!W891/3.6","v":0},{"$f":"DmTimely!X891/3.6","v":0},{"$f":"DmTimely!Y891/3.6","v":0},{"$f":"DmTimely!Z891/3.6","v":0},{"$f":"DmTimely!AA891/3.6","v":0},{"$f":"DmTimely!AB891/3.6","v":0},{"$f":"DmTimely!AC891/3.6","v":0},0,null,19,{"$f":"DmTimely!AG891/3.6","v":0},{"$f":"DmTimely!AH891/3.6","v":0},{"$f":"DmTimely!AI891/3.6","v":0},{"$f":"DmTimely!AJ891/3.6","v":0},{"$f":"DmTimely!AK891/3.6","v":0},{"$f":"DmTimely!AL891/3.6","v":0},{"$f":"DmTimely!AM891/3.6","v":0},{"$f":"DmTimely!AN891/3.6","v":0},{"$f":"DmTimely!AO891/3.6","v":0},{"$f":"DmTimely!AP891/3.6","v":0},{"$f":"DmTimely!AQ891/3.6","v":0},{"$f":"DmTimely!AR891/3.6","v":0},0]
[20,{"$f":"DmTimely!C892/3.6","v":0},{"$f":"DmTimely!D892/3.6","v":0},{"$f":"DmTimely!E892/3.6","v":0},{"$f":"DmTimely!F892/3.6","v":0},{"$f":"DmTimely!G892/3.6","v":0},{"$f":"DmTimely!H892/3.6","v":0},{"$f":"DmTimely!I892/3.6","v":0},{"$f":"DmTimely!J892/3.6","v":0},{"$f":"DmTimely!K892/3.6","v":0},{"$f":"DmTimely!L892/3.6","v":0},{"$f":"DmTimely!M892/3.6","v":0},{"$f":"DmTimely!N892/3.6","v":0},0,null,20,{"$f":"DmTimely!R892/3.6","v":0},{"$f":"DmTimely!S892/3.6","v":0},{"$f":"DmTimely!T892/3.6","v":0},{"$f":"DmTimely!U892/3.6","v":0},{"$f":"DmTimely!V892/3.6","v":0},{"$f":"DmTimely!W892/3.6","v":0},{"$f":"DmTimely!X892/3.6","v":0},{"$f":"DmTimely!Y892/3.6","v":0},{"$f":"DmTimely!Z892/3.6","v":0},{"$f":"DmTimely!AA892/3.6","v":0},{"$f":"DmTimely!AB892/3.6","v":0},{"$f":"DmTimely!AC892/3.6","v":0},0,null,20,{"$f":"DmTimely!AG892/3.6","v":0},{"$f":"DmTimely!AH892/3.6","v":0},{"$f":"DmTimely!AI892/3.6","v":0},{"$f":"DmTimely!AJ892/3.6","v":0},{"$f":"DmTimely!AK892/3.6","v":0},{"$f":"DmTimely!AL892/3.6","v":0},{"$f":"DmTimely!AM892/3.6","v":0},{"$f":"DmTimely!AN892/3.6","v":0},{"$f":"DmTimely!AO892/3.6","v":0},{"$f":"DmTimely!AP892/3.6","v":0},{"$f":"DmTimely!AQ892/3.6","v":0},{"$f":"DmTimely!AR892/3.6","v":0},0]
[21,{"$f":"DmTimely!C893/3.6","v":0},{"$f":"DmTimely!D893/3.6","v":0},{"$f":"DmTimely!E893/3.6","v":0},{"$f":"DmTimely!F893/3.6","v":0},{"$f":"DmTimely!G893/3.6","v":0},{"$f":"DmTimely!H893/3.6","v":0},{"$f":"DmTimely!I893/3.6","v":0},{"$f":"DmTimely!J893/3.6","v":0},{"$f":"DmTimely!K893/3.6","v":0},{"$f":"DmTimely!L893/3.6","v":0},{"$f":"DmTimely!M893/3.6","v":0},{"$f":"DmTimely!N893/3.6","v":0},0,null,21,{"$f":"DmTimely!R893/3.6","v":0},{"$f":"DmTimely!S893/3.6","v":0},{"$f":"DmTimely!T893/3.6","v":0},{"$f":"DmTimely!U893/3.6","v":0},{"$f":"DmTimely!V893/3.6","v":0},{"$f":"DmTimely!W893/3.6","v":0},{"$f":"DmTimely!X893/3.6","v":0},{"$f":"DmTimely!Y893/3.6","v":0},{"$f":"DmTimely!Z893/3.6","v":0},{"$f":"DmTimely!AA893/3.6","v":0},{"$f":"DmTimely!AB893/3.6","v":0},{"$f":"DmTimely!AC893/3.6","v":0},0,null,21,{"$f":"DmTimely!AG893/3.6","v":0},{"$f":"DmTimely!AH893/3.6","v":0},{"$f":"DmTimely!AI893/3.6","v":0},{"$f":"DmTimely!AJ893/3.6","v":0},{"$f":"DmTimely!AK893/3.6","v":0},{"$f":"DmTimely!AL893/3.6","v":0},{"$f":"DmTimely!AM893/3.6","v":0},{"$f":"DmTimely!AN893/3.6","v":0},{"$f":"DmTimely!AO893/3.6","v":0},{"$f":"DmTimely!AP893/3.6","v":0},{"$f":"DmTimely!AQ893/3.6","v":0},{"$f":"DmTimely!AR893/3.6","v":0},0]
[22,{"$f":"DmTimely!C894/3.6","v":0},{"$f":"DmTimely!D894/3.6","v":0},{"$f":"DmTimely!E894/3.6","v":0},{"$f":"DmTimely!F894/3.6","v":0},{"$f":"DmTimely!G894/3.6","v":0},{"$f":"DmTimely!H894/3.6","v":0},{"$f":"DmTimely!I894/3.6","v":0},{"$f":"DmTimely!J894/3.6","v":0},{"$f":"DmTimely!K894/3.6","v":0},{"$f":"DmTimely!L894/3.6","v":0},{"$f":"DmTimely!M894/3.6","v":0},{"$f":"DmTimely!N894/3.6","v":0},0,null,22,{"$f":"DmTimely!R894/3.6","v":0},{"$f":"DmTimely!S894/3.6","v":0},{"$f":"DmTimely!T894/3.6","v":0},{"$f":"DmTimely!U894/3.6","v":0},{"$f":"DmTimely!V894/3.6","v":0},{"$f":"DmTimely!W894/3.6","v":0},{"$f":"DmTimely!X894/3.6","v":0},{"$f":"DmTimely!Y894/3.6","v":0},{"$f":"DmTimely!Z894/3.6","v":0},{"$f":"DmTimely!AA894/3.6","v":0},{"$f":"DmTimely!AB894/3.6","v":0},{"$f":"DmTimely!AC894/3.6","v":0},0,null,22,{"$f":"DmTimely!AG894/3.6","v":0},{"$f":"DmTimely!AH894/3.6","v":0},{"$f":"DmTimely!AI894/3.6","v":0},{"$f":"DmTimely!AJ894/3.6","v":0},{"$f":"DmTimely!AK894/3.6","v":0},{"$f":"DmTimely!AL894/3.6","v":0},{"$f":"DmTimely!AM894/3.6","v":0},{"$f":"DmTimely!AN894/3.6","v":0},{"$f":"DmTimely!AO894/3.6","v":0},{"$f":"DmTimely!AP894/3.6","v":0},{"$f":"DmTimely!AQ894/3.6","v":0},{"$f":"DmTimely!AR894/3.6","v":0},0]
[23,{"$f":"DmTimely!C895/3.6","v":0},{"$f":"DmTimely!D895/3.6","v":0},{"$f":"DmTimely!E895/3.6","v":0},{"$f":"DmTimely!F895/3.6","v":0},{"$f":"DmTimely!G895/3.6","v":0},{"$f":"DmTimely!H895/3.6","v":0},{"$f":"DmTimely!I895/3.6","v":0},{"$f":"DmTimely!J895/3.6","v":0},{"$f":"DmTimely!K895/3.6","v":0},{"$f":"DmTimely!L895/3.6","v":0},{"$f":"DmTimely!M895/3.6","v":0},{"$f":"DmTimely!N895/3.6","v":0},0,null,23,{"$f":"DmTimely!R895/3.6","v":0},{"$f":"DmTimely!S895/3.6","v":0},{"$f":"DmTimely!T895/3.6","v":0},{"$f":"DmTimely!U895/3.6","v":0},{"$f":"DmTimely!V895/3.6","v":0},{"$f":"DmTimely!W895/3.6","v":0},{"$f":"DmTimely!X895/3.6","v":0},{"$f":"DmTimely!Y895/3.6","v":0},{"$f":"DmTimely!Z895/3.6","v":0},{"$f":"DmTimely!AA895/3.6","v":0},{"$f":"DmTimely!AB895/3.6","v":0},{"$f":"DmTimely!AC895/3.6","v":0},0,null,23,{"$f":"DmTimely!AG895/3.6","v":0},{"$f":"DmTimely!AH895/3.6","v":0},{"$f":"DmTimely!AI895/3.6","v":0},{"$f":"DmTimely!AJ895/3.6","v":0},{"$f":"DmTimely!AK895/3.6","v":0},{"$f":"DmTimely!AL895/3.6","v":0},{"$f":"DmTimely!AM895/3.6","v":0},{"$f":"DmTimely!AN895/3.6","v":0},{"$f":"DmTimely!AO895/3.6","v":0},{"$f":"DmTimely!AP895/3.6","v":0},{"$f":"DmTimely!AQ895/3.6","v":0},{"$f":"DmTimely!AR895/3.6","v":0},0]
["kWh/日",{"$f":"SUM(B93:B116)","v":0},{"$f":"SUM(C93:C116)","v":0},{"$f":"SUM(D93:D116)","v":0},{"$f":"SUM(E93:E116)","v":0},{"$f":"SUM(F93:F116)","v":0},{"$f":"SUM(G93:G116)","v":0},{"$f":"SUM(H93:H116)","v":0},{"$f":"SUM(I93:I116)","v":0},{"$f":"SUM(J93:J116)","v":0},{"$f":"SUM(K93:K116)","v":0},{"$f":"SUM(L93:L116)","v":0},{"$f":"SUM(M93:M116)","v":0},{"$f":"SUM(B117:M117)","v":0},null,"kWh/日",{"$f":"SUM(Q93:Q116)","v":0},{"$f":"SUM(R93:R116)","v":0},0,0,0,0,0,0,0,0,0,0,{"$f":"SUM(Q117:AB117)","v":0},null,"kWh/日",{"$f":"SUM(AF93:AF116)","v":0},{"$f":"SUM(AG93:AG116)","v":0},0,0,0,0,0,0,0,0,0,0,{"$f":"SUM(AF117:AQ117)","v":0}]
["日",{"$f":"B$28","v":20},{"$f":"C$28","v":20},22,20,20,22,20,23,20,21,20,21,{"$f":"SUM(B118:M118)","v":249},null,"日",{"$f":"Q$28","v":4},{"$f":"R$28","v":3},4,4,4,4,5,4,4,4,4,4,{"$f":"SUM(Q118:AB118)","v":48},null,"日",{"$f":"AF$28","v":7},{"$f":"AG$28","v":5},5,6,7,4,6,4,6,6,6,6,{"$f":"SUM(AF118:AQ118)","v":68}]
["MWh/月",{"$f":"B117*B118/1000","v":0},{"$f":"C117*C118/1000","v":0},{"$f":"D117*D118/1000","v":0},{"$f":"E117*E118/1000","v":0},{"$f":"F117*F118/1000","v":0},{"$f":"G117*G118/1000","v":0},{"$f":"H117*H118/1000","v":0},{"$f":"I117*I118/1000","v":0},{"$f":"J117*J118/1000","v":0},{"$f":"K117*K118/1000","v":0},{"$f":"L117*L118/1000","v":0},{"$f":"M117*M118/1000","v":0},{"$f":"SUM(B119:M119)","v":0},null,"MWh/月",{"$f":"Q117*Q118/1000","v":0},{"$f":"R117*R118/1000","v":0},0,0,0,0,0,0,0,0,0,0,{"$f":"SUM(Q119:AB119)","v":0},null,"MWh/月",{"$f":"AF117*AF118/1000","v":0},{"$f":"AG117*AG118/1000","v":0},0,0,0,0,0,0,0,0,0,0,{"$f":"SUM(AF119:AQ119)","v":0}]
[]
["CGS稼働台数",null,null,"容量",{"$f":"詳細版!U5/I121","v":0},"kW/台",null,"台数",{"$f":"詳細版!U7","v":2},"台",null,null,null,"（新設建物・平日）",null,"CGS稼働台数",null,null,null,null,null,null,null,null,null,null,null,null,"（新設建物・土曜）",null,"CGS稼働台数",null,null,null,null,null,null,null,null,null,null,null,null,"（新設建物・休日）"]
[null,"1月","2月","3月","4月","5月","6月","7月","8月","9月","10月","11月","12月","計",null,null,"1月","2月","3月","4月","5月","6月","7月","8月","9月","10月","11月","12月","計",null,null,"1月","2月","3月","4月","5月","6月","7月","8月","9月","10月","11月","12月","計"]
[0,{"$f":"IF($E$121=0,0,IF(AND($A123>=詳細版!$U$14,$A123<詳細版!$U$15),MIN(ROUNDUP(B3/$E$121,0),$I$121),0))","v":0},{"$f":"IF($E$121=0,0,IF(AND($A123>=詳細版!$U$14,$A123<詳細版!$U$15),MIN(ROUNDUP(C3/$E$121,0),$I$121),0))","v":0},{"$f":"IF($E$121=0,0,IF(AND($A123>=詳細版!$U$14,$A123<詳細版!$U$15),MIN(ROUNDUP(D3/$E$121,0),$I$121),0))","v":0},{"$f":"IF($E$121=0,0,IF(AND($A123>=詳細版!$U$14,$A123<詳細版!$U$15),MIN(ROUNDUP(E3/$E$121,0),$I$121),0))","v":0},{"$f":"IF($E$121=0,0,IF(AND($A123>=詳細版!$U$14,$A123<詳細版!$U$15),MIN(ROUNDUP(F3/$E$121,0),$I$121),0))","v":0},{"$f":"IF($E$121=0,0,IF(AND($A123>=詳細版!$U$14,$A123<詳細版!$U$15),MIN(ROUNDUP(G3/$E$121,0),$I$121),0))","v":0},{"$f":"IF($E$121=0,0,IF(AND($A123>=詳細版!$U$14,$A123<詳細版!$U$15),MIN(ROUNDUP(H3/$E$121,0),$I$121),0))","v":0},{"$f":"IF($E$121=0,0,IF(AND($A123>=詳細版!$U$14,$A123<詳細版!$U$15),MIN(ROUNDUP(I3/$E$121,0),$I$121),0))","v":0},{"$f":"IF($E$121=0,0,IF(AND($A123>=詳細版!$U$14,$A123<詳細版!$U$15),MIN(ROUNDUP(J3/$E$121,0),$I$121),0))","v":0},{"$f":"IF($E$121=0,0,IF(AND($A123>=詳細版!$U$14,$A123<詳細版!$U$15),MIN(ROUNDUP(K3/$E$121,0),$I$121),0))","v":0},{"$f":"IF($E$121=0,0,IF(AND($A123>=詳細版!$U$14,$A123<詳細版!$U$15),MIN(ROUNDUP(L3/$E$121,0),$I$121),0))","v":0},{"$f":"IF($E$121=0,0,IF(AND($A123>=詳細版!$U$14,$A123<詳細版!$U$15),MIN(ROUNDUP(M3/$E$121,0),$I$121),0))","v":0},{"$f":"SUM(B123:M123)","v":0},null,0,{"$f":"IF(詳細版!$U$16<>\"〇\",0,IF($E$121=0,0,IF(AND($A123>=詳細版!$U$14,$A123<詳細版!$U$15),MIN(ROUNDUP(Q3/$E$121,0),$I$121),0)))","v":0},{"$f":"IF(詳細版!$U$16<>\"〇\",0,IF($E$121=0,0,IF(AND($A123>=詳細版!$U$14,$A123<詳細版!$U$15),MIN(ROUNDUP(R3/$E$121,0),$I$121),0)))","v":0},{"$f":"IF(詳細版!$U$16<>\"〇\",0,IF($E$121=0,0,IF(AND($A123>=詳細版!$U$14,$A123<詳細版!$U$15),MIN(ROUNDUP(S3/$E$121,0),$I$121),0)))","v":0},{"$f":"IF(詳細版!$U$16<>\"〇\",0,IF($E$121=0,0,IF(AND($A123>=詳細版!$U$14,$A123<詳細版!$U$15),MIN(ROUNDUP(T3/$E$121,0),$I$121),0)))","v":0},{"$f":"IF(詳細版!$U$16<>\"〇\",0,IF($E$121=0,0,IF(AND($A123>=詳細版!$U$14,$A123<詳細版!$U$15),MIN(ROUNDUP(U3/$E$121,0),$I$121),0)))","v":0},{"$f":"IF(詳細版!$U$16<>\"〇\",0,IF($E$121=0,0,IF(AND($A123>=詳細版!$U$14,$A123<詳細版!$U$15),MIN(ROUNDUP(V3/$E$121,0),$I$121),0)))","v":0},{"$f":"IF(詳細版!$U$16<>\"〇\",0,IF($E$121=0,0,IF(AND($A123>=詳細版!$U$14,$A123<詳細版!$U$15),MIN(ROUNDUP(W3/$E$121,0),$I$121),0)))","v":0},{"$f":"IF(詳細版!$U$16<>\"〇\",0,IF($E$121=0,0,IF(AND($A123>=詳細版!$U$14,$A123<詳細版!$U$15),MIN(ROUNDUP(X3/$E$121,0),$I$121),0)))","v":0},{"$f":"IF(詳細版!$U$16<>\"〇\",0,IF($E$121=0,0,IF(AND($A123>=詳細版!$U$14,$A123<詳細版!$U$15),MIN(ROUNDUP(Y3/$E$121,0),$I$121),0)))","v":0},{"$f":"IF(詳細版!$U$16<>\"〇\",0,IF($E$121=0,0,IF(AND($A123>=詳細版!$U$14,$A123<詳細版!$U$15),MIN(ROUNDUP(Z3/$E$121,0),$I$121),0)))","v":0},{"$f":"IF(詳細版!$U$16<>\"〇\",0,IF($E$121=0,0,IF(AND($A123>=詳細版!$U$14,$A123<詳細版!$U$15),MIN(ROUNDUP(AA3/$E$121,0),$I$121),0)))","v":0},{"$f":"IF(詳細版!$U$16<>\"〇\",0,IF($E$121=0,0,IF(AND($A123>=詳細版!$U$14,$A123<詳細版!$U$15),MIN(ROUNDUP(AB3/$E$121,0),$I$121),0)))","v":0},{"$f":"SUM(Q123:AB123)","v":0},null,0,{"$f":"IF(詳細版!$U$17<>\"〇\",0,IF($E$121=0,0,IF(AND($A123>=詳細版!$U$14,$A123<詳細版!$U$15),MIN(ROUNDUP(AF3/$E$121,0),$I$121),0)))","v":0},{"$f":"IF(詳細版!$U$17<>\"〇\",0,IF($E$121=0,0,IF(AND($A123>=詳細版!$U$14,$A123<詳細版!$U$15),MIN(ROUNDUP(AG3/$E$121,0),$I$121),0)))","v":0},{"$f":"IF(詳細版!$U$17<>\"〇\",0,IF($E$121=0,0,IF(AND($A123>=詳細版!$U$14,$A123<詳細版!$U$15),MIN(ROUNDUP(AH3/$E$121,0),$I$121),0)))","v":0},{"$f":"IF(詳細版!$U$17<>\"〇\",0,IF($E$121=0,0,IF(AND($A123>=詳細版!$U$14,$A123<詳細版!$U$15),MIN(ROUNDUP(AI3/$E$121,0),$I$121),0)))","v":0},{"$f":"IF(詳細版!$U$17<>\"〇\",0,IF($E$121=0,0,IF(AND($A123>=詳細版!$U$14,$A123<詳細版!$U$15),MIN(ROUNDUP(AJ3/$E$121,0),$I$121),0)))","v":0},{"$f":"IF(詳細版!$U$17<>\"〇\",0,IF($E$121=0,0,IF(AND($A123>=詳細版!$U$14,$A123<詳細版!$U$15),MIN(ROUNDUP(AK3/$E$121,0),$I$121),0)))","v":0},{"$f":"IF(詳細版!$U$17<>\"〇\",0,IF($E$121=0,0,IF(AND($A123>=詳細版!$U$14,$A123<詳細版!$U$15),MIN(ROUNDUP(AL3/$E$121,0),$I$121),0)))","v":0},{"$f":"IF(詳細版!$U$17<>\"〇\",0,IF($E$121=0,0,IF(AND($A123>=詳細版!$U$14,$A123<詳細版!$U$15),MIN(ROUNDUP(AM3/$E$121,0),$I$121),0)))","v":0},{"$f":"IF(詳細版!$U$17<>\"〇\",0,IF($E$121=0,0,IF(AND($A123>=詳細版!$U$14,$A123<詳細版!$U$15),MIN(ROUNDUP(AN3/$E$121,0),$I$121),0)))","v":0},{"$f":"IF(詳細版!$U$17<>\"〇\",0,IF($E$121=0,0,IF(AND($A123>=詳細版!$U$14,$A123<詳細版!$U$15),MIN(ROUNDUP(AO3/$E$121,0),$I$121),0)))","v":0},{"$f":"IF(詳細版!$U$17<>\"〇\",0,IF($E$121=0,0,IF(AND($A123>=詳細版!$U$14,$A123<詳細版!$U$15),MIN(ROUNDUP(AP3/$E$121,0),$I$121),0)))","v":0},{"$f":"IF(詳細版!$U$17<>\"〇\",0,IF($E$121=0,0,IF(AND($A123>=詳細版!$U$14,$A123<詳細版!$U$15),MIN(ROUNDUP(AQ3/$E$121,0),$I$121),0)))","v":0},{"$f":"SUM(AF123:AQ123)","v":0}]
[1,{"$f":"IF($E$121=0,0,IF(AND($A124>=詳細版!$U$14,$A124<詳細版!$U$15),MIN(ROUNDUP(B4/$E$121,0),$I$121),0))","v":0},{"$f":"IF($E$121=0,0,IF(AND($A124>=詳細版!$U$14,$A124<詳細版!$U$15),MIN(ROUNDUP(C4/$E$121,0),$I$121),0))","v":0},{"$f":"IF($E$121=0,0,IF(AND($A124>=詳細版!$U$14,$A124<詳細版!$U$15),MIN(ROUNDUP(D4/$E$121,0),$I$121),0))","v":0},{"$f":"IF($E$121=0,0,IF(AND($A124>=詳細版!$U$14,$A124<詳細版!$U$15),MIN(ROUNDUP(E4/$E$121,0),$I$121),0))","v":0},{"$f":"IF($E$121=0,0,IF(AND($A124>=詳細版!$U$14,$A124<詳細版!$U$15),MIN(ROUNDUP(F4/$E$121,0),$I$121),0))","v":0},{"$f":"IF($E$121=0,0,IF(AND($A124>=詳細版!$U$14,$A124<詳細版!$U$15),MIN(ROUNDUP(G4/$E$121,0),$I$121),0))","v":0},{"$f":"IF($E$121=0,0,IF(AND($A124>=詳細版!$U$14,$A124<詳細版!$U$15),MIN(ROUNDUP(H4/$E$121,0),$I$121),0))","v":0},{"$f":"IF($E$121=0,0,IF(AND($A124>=詳細版!$U$14,$A124<詳細版!$U$15),MIN(ROUNDUP(I4/$E$121,0),$I$121),0))","v":0},{"$f":"IF($E$121=0,0,IF(AND($A124>=詳細版!$U$14,$A124<詳細版!$U$15),MIN(ROUNDUP(J4/$E$121,0),$I$121),0))","v":0},{"$f":"IF($E$121=0,0,IF(AND($A124>=詳細版!$U$14,$A124<詳細版!$U$15),MIN(ROUNDUP(K4/$E$121,0),$I$121),0))","v":0},{"$f":"IF($E$121=0,0,IF(AND($A124>=詳細版!$U$14,$A124<詳細版!$U$15),MIN(ROUNDUP(L4/$E$121,0),$I$121),0))","v":0},{"$f":"IF($E$121=0,0,IF(AND($A124>=詳細版!$U$14,$A124<詳細版!$U$15),MIN(ROUNDUP(M4/$E$121,0),$I$121),0))","v":0},{"$f":"SUM(B124:M124)","v":0},null,1,{"$f":"IF(詳細版!$U$16<>\"〇\",0,IF($E$121=0,0,IF(AND($A124>=詳細版!$U$14,$A124<詳細版!$U$15),MIN(ROUNDUP(Q4/$E$121,0),$I$121),0)))","v":0},{"$f":"IF(詳細版!$U$16<>\"〇\",0,IF($E$121=0,0,IF(AND($A124>=詳細版!$U$14,$A124<詳細版!$U$15),MIN(ROUNDUP(R4/$E$121,0),$I$121),0)))","v":0},{"$f":"IF(詳細版!$U$16<>\"〇\",0,IF($E$121=0,0,IF(AND($A124>=詳細版!$U$14,$A124<詳細版!$U$15),MIN(ROUNDUP(S4/$E$121,0),$I$121),0)))","v":0},{"$f":"IF(詳細版!$U$16<>\"〇\",0,IF($E$121=0,0,IF(AND($A124>=詳細版!$U$14,$A124<詳細版!$U$15),MIN(ROUNDUP(T4/$E$121,0),$I$121),0)))","v":0},{"$f":"IF(詳細版!$U$16<>\"〇\",0,IF($E$121=0,0,IF(AND($A124>=詳細版!$U$14,$A124<詳細版!$U$15),MIN(ROUNDUP(U4/$E$121,0),$I$121),0)))","v":0},{"$f":"IF(詳細版!$U$16<>\"〇\",0,IF($E$121=0,0,IF(AND($A124>=詳細版!$U$14,$A124<詳細版!$U$15),MIN(ROUNDUP(V4/$E$121,0),$I$121),0)))","v":0},{"$f":"IF(詳細版!$U$16<>\"〇\",0,IF($E$121=0,0,IF(AND($A124>=詳細版!$U$14,$A124<詳細版!$U$15),MIN(ROUNDUP(W4/$E$121,0),$I$121),0)))","v":0},{"$f":"IF(詳細版!$U$16<>\"〇\",0,IF($E$121=0,0,IF(AND($A124>=詳細版!$U$14,$A124<詳細版!$U$15),MIN(ROUNDUP(X4/$E$121,0),$I$121),0)))","v":0},{"$f":"IF(詳細版!$U$16<>\"〇\",0,IF($E$121=0,0,IF(AND($A124>=詳細版!$U$14,$A124<詳細版!$U$15),MIN(ROUNDUP(Y4/$E$121,0),$I$121),0)))","v":0},{"$f":"IF(詳細版!$U$16<>\"〇\",0,IF($E$121=0,0,IF(AND($A124>=詳細版!$U$14,$A124<詳細版!$U$15),MIN(ROUNDUP(Z4/$E$121,0),$I$121),0)))","v":0},{"$f":"IF(詳細版!$U$16<>\"〇\",0,IF($E$121=0,0,IF(AND($A124>=詳細版!$U$14,$A124<詳細版!$U$15),MIN(ROUNDUP(AA4/$E$121,0),$I$121),0)))","v":0},{"$f":"IF(詳細版!$U$16<>\"〇\",0,IF($E$121=0,0,IF(AND($A124>=詳細版!$U$14,$A124<詳細版!$U$15),MIN(ROUNDUP(AB4/$E$121,0),$I$121),0)))","v":0},{"$f":"SUM(Q124:AB124)","v":0},null,1,{"$f":"IF(詳細版!$U$17<>\"〇\",0,IF($E$121=0,0,IF(AND($A124>=詳細版!$U$14,$A124<詳細版!$U$15),MIN(ROUNDUP(AF4/$E$121,0),$I$121),0)))","v":0},{"$f":"IF(詳細版!$U$17<>\"〇\",0,IF($E$121=0,0,IF(AND($A124>=詳細版!$U$14,$A124<詳細版!$U$15),MIN(ROUNDUP(AG4/$E$121,0),$I$121),0)))","v":0},{"$f":"IF(詳細版!$U$17<>\"〇\",0,IF($E$121=0,0,IF(AND($A124>=詳細版!$U$14,$A124<詳細版!$U$15),MIN(ROUNDUP(AH4/$E$121,0),$I$121),0)))","v":0},{"$f":"IF(詳細版!$U$17<>\"〇\",0,IF($E$121=0,0,IF(AND($A124>=詳細版!$U$14,$A124<詳細版!$U$15),MIN(ROUNDUP(AI4/$E$121,0),$I$121),0)))","v":0},{"$f":"IF(詳細版!$U$17<>\"〇\",0,IF($E$121=0,0,IF(AND($A124>=詳細版!$U$14,$A124<詳細版!$U$15),MIN(ROUNDUP(AJ4/$E$121,0),$I$121),0)))","v":0},{"$f":"IF(詳細版!$U$17<>\"〇\",0,IF($E$121=0,0,IF(AND($A124>=詳細版!$U$14,$A124<詳細版!$U$15),MIN(ROUNDUP(AK4/$E$121,0),$I$121),0)))","v":0},{"$f":"IF(詳細版!$U$17<>\"〇\",0,IF($E$121=0,0,IF(AND($A124>=詳細版!$U$14,$A124<詳細版!$U$15),MIN(ROUNDUP(AL4/$E$121,0),$I$121),0)))","v":0},{"$f":"IF(詳細版!$U$17<>\"〇\",0,IF($E$121=0,0,IF(AND($A124>=詳細版!$U$14,$A124<詳細版!$U$15),MIN(ROUNDUP(AM4/$E$121,0),$I$121),0)))","v":0},{"$f":"IF(詳細版!$U$17<>\"〇\",0,IF($E$121=0,0,IF(AND($A124>=詳細版!$U$14,$A124<詳細版!$U$15),MIN(ROUNDUP(AN4/$E$121,0),$I$121),0)))","v":0},{"$f":"IF(詳細版!$U$17<>\"〇\",0,IF($E$121=0,0,IF(AND($A124>=詳細版!$U$14,$A124<詳細版!$U$15),MIN(ROUNDUP(AO4/$E$121,0),$I$121),0)))","v":0},{"$f":"IF(詳細版!$U$17<>\"〇\",0,IF($E$121=0,0,IF(AND($A124>=詳細版!$U$14,$A124<詳細版!$U$15),MIN(ROUNDUP(AP4/$E$121,0),$I$121),0)))","v":0},{"$f":"IF(詳細版!$U$17<>\"〇\",0,IF($E$121=0,0,IF(AND($A124>=詳細版!$U$14,$A124<詳細版!$U$15),MIN(ROUNDUP(AQ4/$E$121,0),$I$121),0)))","v":0},{"$f":"SUM(AF124:AQ124)","v":0}]
[2,{"$f":"IF($E$121=0,0,IF(AND($A125>=詳細版!$U$14,$A125<詳細版!$U$15),MIN(ROUNDUP(B5/$E$121,0),$I$121),0))","v":0},{"$f":"IF($E$121=0,0,IF(AND($A125>=詳細版!$U$14,$A125<詳細版!$U$15),MIN(ROUNDUP(C5/$E$121,0),$I$121),0))","v":0},{"$f":"IF($E$121=0,0,IF(AND($A125>=詳細版!$U$14,$A125<詳細版!$U$15),MIN(ROUNDUP(D5/$E$121,0),$I$121),0))","v":0},{"$f":"IF($E$121=0,0,IF(AND($A125>=詳細版!$U$14,$A125<詳細版!$U$15),MIN(ROUNDUP(E5/$E$121,0),$I$121),0))","v":0},{"$f":"IF($E$121=0,0,IF(AND($A125>=詳細版!$U$14,$A125<詳細版!$U$15),MIN(ROUNDUP(F5/$E$121,0),$I$121),0))","v":0},{"$f":"IF($E$121=0,0,IF(AND($A125>=詳細版!$U$14,$A125<詳細版!$U$15),MIN(ROUNDUP(G5/$E$121,0),$I$121),0))","v":0},{"$f":"IF($E$121=0,0,IF(AND($A125>=詳細版!$U$14,$A125<詳細版!$U$15),MIN(ROUNDUP(H5/$E$121,0),$I$121),0))","v":0},{"$f":"IF($E$121=0,0,IF(AND($A125>=詳細版!$U$14,$A125<詳細版!$U$15),MIN(ROUNDUP(I5/$E$121,0),$I$121),0))","v":0},{"$f":"IF($E$121=0,0,IF(AND($A125>=詳細版!$U$14,$A125<詳細版!$U$15),MIN(ROUNDUP(J5/$E$121,0),$I$121),0))","v":0},{"$f":"IF($E$121=0,0,IF(AND($A125>=詳細版!$U$14,$A125<詳細版!$U$15),MIN(ROUNDUP(K5/$E$121,0),$I$121),0))","v":0},{"$f":"IF($E$121=0,0,IF(AND($A125>=詳細版!$U$14,$A125<詳細版!$U$15),MIN(ROUNDUP(L5/$E$121,0),$I$121),0))","v":0},{"$f":"IF($E$121=0,0,IF(AND($A125>=詳細版!$U$14,$A125<詳細版!$U$15),MIN(ROUNDUP(M5/$E$121,0),$I$121),0))","v":0},0,null,2,{"$f":"IF(詳細版!$U$16<>\"〇\",0,IF($E$121=0,0,IF(AND($A125>=詳細版!$U$14,$A125<詳細版!$U$15),MIN(ROUNDUP(Q5/$E$121,0),$I$121),0)))","v":0},{"$f":"IF(詳細版!$U$16<>\"〇\",0,IF($E$121=0,0,IF(AND($A125>=詳細版!$U$14,$A125<詳細版!$U$15),MIN(ROUNDUP(R5/$E$121,0),$I$121),0)))","v":0},{"$f":"IF(詳細版!$U$16<>\"〇\",0,IF($E$121=0,0,IF(AND($A125>=詳細版!$U$14,$A125<詳細版!$U$15),MIN(ROUNDUP(S5/$E$121,0),$I$121),0)))","v":0},{"$f":"IF(詳細版!$U$16<>\"〇\",0,IF($E$121=0,0,IF(AND($A125>=詳細版!$U$14,$A125<詳細版!$U$15),MIN(ROUNDUP(T5/$E$121,0),$I$121),0)))","v":0},{"$f":"IF(詳細版!$U$16<>\"〇\",0,IF($E$121=0,0,IF(AND($A125>=詳細版!$U$14,$A125<詳細版!$U$15),MIN(ROUNDUP(U5/$E$121,0),$I$121),0)))","v":0},{"$f":"IF(詳細版!$U$16<>\"〇\",0,IF($E$121=0,0,IF(AND($A125>=詳細版!$U$14,$A125<詳細版!$U$15),MIN(ROUNDUP(V5/$E$121,0),$I$121),0)))","v":0},{"$f":"IF(詳細版!$U$16<>\"〇\",0,IF($E$121=0,0,IF(AND($A125>=詳細版!$U$14,$A125<詳細版!$U$15),MIN(ROUNDUP(W5/$E$121,0),$I$121),0)))","v":0},{"$f":"IF(詳細版!$U$16<>\"〇\",0,IF($E$121=0,0,IF(AND($A125>=詳細版!$U$14,$A125<詳細版!$U$15),MIN(ROUNDUP(X5/$E$121,0),$I$121),0)))","v":0},{"$f":"IF(詳細版!$U$16<>\"〇\",0,IF($E$121=0,0,IF(AND($A125>=詳細版!$U$14,$A125<詳細版!$U$15),MIN(ROUNDUP(Y5/$E$121,0),$I$121),0)))","v":0},{"$f":"IF(詳細版!$U$16<>\"〇\",0,IF($E$121=0,0,IF(AND($A125>=詳細版!$U$14,$A125<詳細版!$U$15),MIN(ROUNDUP(Z5/$E$121,0),$I$121),0)))","v":0},{"$f":"IF(詳細版!$U$16<>\"〇\",0,IF($E$121=0,0,IF(AND($A125>=詳細版!$U$14,$A125<詳細版!$U$15),MIN(ROUNDUP(AA5/$E$121,0),$I$121),0)))","v":0},{"$f":"IF(詳細版!$U$16<>\"〇\",0,IF($E$121=0,0,IF(AND($A125>=詳細版!$U$14,$A125<詳細版!$U$15),MIN(ROUNDUP(AB5/$E$121,0),$I$121),0)))","v":0},0,null,2,{"$f":"IF(詳細版!$U$17<>\"〇\",0,IF($E$121=0,0,IF(AND($A125>=詳細版!$U$14,$A125<詳細版!$U$15),MIN(ROUNDUP(AF5/$E$121,0),$I$121),0)))","v":0},{"$f":"IF(詳細版!$U$17<>\"〇\",0,IF($E$121=0,0,IF(AND($A125>=詳細版!$U$14,$A125<詳細版!$U$15),MIN(ROUNDUP(AG5/$E$121,0),$I$121),0)))","v":0},{"$f":"IF(詳細版!$U$17<>\"〇\",0,IF($E$121=0,0,IF(AND($A125>=詳細版!$U$14,$A125<詳細版!$U$15),MIN(ROUNDUP(AH5/$E$121,0),$I$121),0)))","v":0},{"$f":"IF(詳細版!$U$17<>\"〇\",0,IF($E$121=0,0,IF(AND($A125>=詳細版!$U$14,$A125<詳細版!$U$15),MIN(ROUNDUP(AI5/$E$121,0),$I$121),0)))","v":0},{"$f":"IF(詳細版!$U$17<>\"〇\",0,IF($E$121=0,0,IF(AND($A125>=詳細版!$U$14,$A125<詳細版!$U$15),MIN(ROUNDUP(AJ5/$E$121,0),$I$121),0)))","v":0},{"$f":"IF(詳細版!$U$17<>\"〇\",0,IF($E$121=0,0,IF(AND($A125>=詳細版!$U$14,$A125<詳細版!$U$15),MIN(ROUNDUP(AK5/$E$121,0),$I$121),0)))","v":0},{"$f":"IF(詳細版!$U$17<>\"〇\",0,IF($E$121=0,0,IF(AND($A125>=詳細版!$U$14,$A125<詳細版!$U$15),MIN(ROUNDUP(AL5/$E$121,0),$I$121),0)))","v":0},{"$f":"IF(詳細版!$U$17<>\"〇\",0,IF($E$121=0,0,IF(AND($A125>=詳細版!$U$14,$A125<詳細版!$U$15),MIN(ROUNDUP(AM5/$E$121,0),$I$121),0)))","v":0},{"$f":"IF(詳細版!$U$17<>\"〇\",0,IF($E$121=0,0,IF(AND($A125>=詳細版!$U$14,$A125<詳細版!$U$15),MIN(ROUNDUP(AN5/$E$121,0),$I$121),0)))","v":0},{"$f":"IF(詳細版!$U$17<>\"〇\",0,IF($E$121=0,0,IF(AND($A125>=詳細版!$U$14,$A125<詳細版!$U$15),MIN(ROUNDUP(AO5/$E$121,0),$I$121),0)))","v":0},{"$f":"IF(詳細版!$U$17<>\"〇\",0,IF($E$121=0,0,IF(AND($A125>=詳細版!$U$14,$A125<詳細版!$U$15),MIN(ROUNDUP(AP5/$E$121,0),$I$121),0)))","v":0},{"$f":"IF(詳細版!$U$17<>\"〇\",0,IF($E$121=0,0,IF(AND($A125>=詳細版!$U$14,$A125<詳細版!$U$15),MIN(ROUNDUP(AQ5/$E$121,0),$I$121),0)))","v":0},0]
[3,{"$f":"IF($E$121=0,0,IF(AND($A126>=詳細版!$U$14,$A126<詳細版!$U$15),MIN(ROUNDUP(B6/$E$121,0),$I$121),0))","v":0},{"$f":"IF($E$121=0,0,IF(AND($A126>=詳細版!$U$14,$A126<詳細版!$U$15),MIN(ROUNDUP(C6/$E$121,0),$I$121),0))","v":0},{"$f":"IF($E$121=0,0,IF(AND($A126>=詳細版!$U$14,$A126<詳細版!$U$15),MIN(ROUNDUP(D6/$E$121,0),$I$121),0))","v":0},{"$f":"IF($E$121=0,0,IF(AND($A126>=詳細版!$U$14,$A126<詳細版!$U$15),MIN(ROUNDUP(E6/$E$121,0),$I$121),0))","v":0},{"$f":"IF($E$121=0,0,IF(AND($A126>=詳細版!$U$14,$A126<詳細版!$U$15),MIN(ROUNDUP(F6/$E$121,0),$I$121),0))","v":0},{"$f":"IF($E$121=0,0,IF(AND($A126>=詳細版!$U$14,$A126<詳細版!$U$15),MIN(ROUNDUP(G6/$E$121,0),$I$121),0))","v":0},{"$f":"IF($E$121=0,0,IF(AND($A126>=詳細版!$U$14,$A126<詳細版!$U$15),MIN(ROUNDUP(H6/$E$121,0),$I$121),0))","v":0},{"$f":"IF($E$121=0,0,IF(AND($A126>=詳細版!$U$14,$A126<詳細版!$U$15),MIN(ROUNDUP(I6/$E$121,0),$I$121),0))","v":0},{"$f":"IF($E$121=0,0,IF(AND($A126>=詳細版!$U$14,$A126<詳細版!$U$15),MIN(ROUNDUP(J6/$E$121,0),$I$121),0))","v":0},{"$f":"IF($E$121=0,0,IF(AND($A126>=詳細版!$U$14,$A126<詳細版!$U$15),MIN(ROUNDUP(K6/$E$121,0),$I$121),0))","v":0},{"$f":"IF($E$121=0,0,IF(AND($A126>=詳細版!$U$14,$A126<詳細版!$U$15),MIN(ROUNDUP(L6/$E$121,0),$I$121),0))","v":0},{"$f":"IF($E$121=0,0,IF(AND($A126>=詳細版!$U$14,$A126<詳細版!$U$15),MIN(ROUNDUP(M6/$E$121,0),$I$121),0))","v":0},0,null,3,{"$f":"IF(詳細版!$U$16<>\"〇\",0,IF($E$121=0,0,IF(AND($A126>=詳細版!$U$14,$A126<詳細版!$U$15),MIN(ROUNDUP(Q6/$E$121,0),$I$121),0)))","v":0},{"$f":"IF(詳細版!$U$16<>\"〇\",0,IF($E$121=0,0,IF(AND($A126>=詳細版!$U$14,$A126<詳細版!$U$15),MIN(ROUNDUP(R6/$E$121,0),$I$121),0)))","v":0},{"$f":"IF(詳細版!$U$16<>\"〇\",0,IF($E$121=0,0,IF(AND($A126>=詳細版!$U$14,$A126<詳細版!$U$15),MIN(ROUNDUP(S6/$E$121,0),$I$121),0)))","v":0},{"$f":"IF(詳細版!$U$16<>\"〇\",0,IF($E$121=0,0,IF(AND($A126>=詳細版!$U$14,$A126<詳細版!$U$15),MIN(ROUNDUP(T6/$E$121,0),$I$121),0)))","v":0},{"$f":"IF(詳細版!$U$16<>\"〇\",0,IF($E$121=0,0,IF(AND($A126>=詳細版!$U$14,$A126<詳細版!$U$15),MIN(ROUNDUP(U6/$E$121,0),$I$121),0)))","v":0},{"$f":"IF(詳細版!$U$16<>\"〇\",0,IF($E$121=0,0,IF(AND($A126>=詳細版!$U$14,$A126<詳細版!$U$15),MIN(ROUNDUP(V6/$E$121,0),$I$121),0)))","v":0},{"$f":"IF(詳細版!$U$16<>\"〇\",0,IF($E$121=0,0,IF(AND($A126>=詳細版!$U$14,$A126<詳細版!$U$15),MIN(ROUNDUP(W6/$E$121,0),$I$121),0)))","v":0},{"$f":"IF(詳細版!$U$16<>\"〇\",0,IF($E$121=0,0,IF(AND($A126>=詳細版!$U$14,$A126<詳細版!$U$15),MIN(ROUNDUP(X6/$E$121,0),$I$121),0)))","v":0},{"$f":"IF(詳細版!$U$16<>\"〇\",0,IF($E$121=0,0,IF(AND($A126>=詳細版!$U$14,$A126<詳細版!$U$15),MIN(ROUNDUP(Y6/$E$121,0),$I$121),0)))","v":0},{"$f":"IF(詳細版!$U$16<>\"〇\",0,IF($E$121=0,0,IF(AND($A126>=詳細版!$U$14,$A126<詳細版!$U$15),MIN(ROUNDUP(Z6/$E$121,0),$I$121),0)))","v":0},{"$f":"IF(詳細版!$U$16<>\"〇\",0,IF($E$121=0,0,IF(AND($A126>=詳細版!$U$14,$A126<詳細版!$U$15),MIN(ROUNDUP(AA6/$E$121,0),$I$121),0)))","v":0},{"$f":"IF(詳細版!$U$16<>\"〇\",0,IF($E$121=0,0,IF(AND($A126>=詳細版!$U$14,$A126<詳細版!$U$15),MIN(ROUNDUP(AB6/$E$121,0),$I$121),0)))","v":0},0,null,3,{"$f":"IF(詳細版!$U$17<>\"〇\",0,IF($E$121=0,0,IF(AND($A126>=詳細版!$U$14,$A126<詳細版!$U$15),MIN(ROUNDUP(AF6/$E$121,0),$I$121),0)))","v":0},{"$f":"IF(詳細版!$U$17<>\"〇\",0,IF($E$121=0,0,IF(AND($A126>=詳細版!$U$14,$A126<詳細版!$U$15),MIN(ROUNDUP(AG6/$E$121,0),$I$121),0)))","v":0},{"$f":"IF(詳細版!$U$17<>\"〇\",0,IF($E$121=0,0,IF(AND($A126>=詳細版!$U$14,$A126<詳細版!$U$15),MIN(ROUNDUP(AH6/$E$121,0),$I$121),0)))","v":0},{"$f":"IF(詳細版!$U$17<>\"〇\",0,IF($E$121=0,0,IF(AND($A126>=詳細版!$U$14,$A126<詳細版!$U$15),MIN(ROUNDUP(AI6/$E$121,0),$I$121),0)))","v":0},{"$f":"IF(詳細版!$U$17<>\"〇\",0,IF($E$121=0,0,IF(AND($A126>=詳細版!$U$14,$A126<詳細版!$U$15),MIN(ROUNDUP(AJ6/$E$121,0),$I$121),0)))","v":0},{"$f":"IF(詳細版!$U$17<>\"〇\",0,IF($E$121=0,0,IF(AND($A126>=詳細版!$U$14,$A126<詳細版!$U$15),MIN(ROUNDUP(AK6/$E$121,0),$I$121),0)))","v":0},{"$f":"IF(詳細版!$U$17<>\"〇\",0,IF($E$121=0,0,IF(AND($A126>=詳細版!$U$14,$A126<詳細版!$U$15),MIN(ROUNDUP(AL6/$E$121,0),$I$121),0)))","v":0},{"$f":"IF(詳細版!$U$17<>\"〇\",0,IF($E$121=0,0,IF(AND($A126>=詳細版!$U$14,$A126<詳細版!$U$15),MIN(ROUNDUP(AM6/$E$121,0),$I$121),0)))","v":0},{"$f":"IF(詳細版!$U$17<>\"〇\",0,IF($E$121=0,0,IF(AND($A126>=詳細版!$U$14,$A126<詳細版!$U$15),MIN(ROUNDUP(AN6/$E$121,0),$I$121),0)))","v":0},{"$f":"IF(詳細版!$U$17<>\"〇\",0,IF($E$121=0,0,IF(AND($A126>=詳細版!$U$14,$A126<詳細版!$U$15),MIN(ROUNDUP(AO6/$E$121,0),$I$121),0)))","v":0},{"$f":"IF(詳細版!$U$17<>\"〇\",0,IF($E$121=0,0,IF(AND($A126>=詳細版!$U$14,$A126<詳細版!$U$15),MIN(ROUNDUP(AP6/$E$121,0),$I$121),0)))","v":0},{"$f":"IF(詳細版!$U$17<>\"〇\",0,IF($E$121=0,0,IF(AND($A126>=詳細版!$U$14,$A126<詳細版!$U$15),MIN(ROUNDUP(AQ6/$E$121,0),$I$121),0)))","v":0},0]
[4,{"$f":"IF($E$121=0,0,IF(AND($A127>=詳細版!$U$14,$A127<詳細版!$U$15),MIN(ROUNDUP(B7/$E$121,0),$I$121),0))","v":0},{"$f":"IF($E$121=0,0,IF(AND($A127>=詳細版!$U$14,$A127<詳細版!$U$15),MIN(ROUNDUP(C7/$E$121,0),$I$121),0))","v":0},{"$f":"IF($E$121=0,0,IF(AND($A127>=詳細版!$U$14,$A127<詳細版!$U$15),MIN(ROUNDUP(D7/$E$121,0),$I$121),0))","v":0},{"$f":"IF($E$121=0,0,IF(AND($A127>=詳細版!$U$14,$A127<詳細版!$U$15),MIN(ROUNDUP(E7/$E$121,0),$I$121),0))","v":0},{"$f":"IF($E$121=0,0,IF(AND($A127>=詳細版!$U$14,$A127<詳細版!$U$15),MIN(ROUNDUP(F7/$E$121,0),$I$121),0))","v":0},{"$f":"IF($E$121=0,0,IF(AND($A127>=詳細版!$U$14,$A127<詳細版!$U$15),MIN(ROUNDUP(G7/$E$121,0),$I$121),0))","v":0},{"$f":"IF($E$121=0,0,IF(AND($A127>=詳細版!$U$14,$A127<詳細版!$U$15),MIN(ROUNDUP(H7/$E$121,0),$I$121),0))","v":0},{"$f":"IF($E$121=0,0,IF(AND($A127>=詳細版!$U$14,$A127<詳細版!$U$15),MIN(ROUNDUP(I7/$E$121,0),$I$121),0))","v":0},{"$f":"IF($E$121=0,0,IF(AND($A127>=詳細版!$U$14,$A127<詳細版!$U$15),MIN(ROUNDUP(J7/$E$121,0),$I$121),0))","v":0},{"$f":"IF($E$121=0,0,IF(AND($A127>=詳細版!$U$14,$A127<詳細版!$U$15),MIN(ROUNDUP(K7/$E$121,0),$I$121),0))","v":0},{"$f":"IF($E$121=0,0,IF(AND($A127>=詳細版!$U$14,$A127<詳細版!$U$15),MIN(ROUNDUP(L7/$E$121,0),$I$121),0))","v":0},{"$f":"IF($E$121=0,0,IF(AND($A127>=詳細版!$U$14,$A127<詳細版!$U$15),MIN(ROUNDUP(M7/$E$121,0),$I$121),0))","v":0},0,null,4,{"$f":"IF(詳細版!$U$16<>\"〇\",0,IF($E$121=0,0,IF(AND($A127>=詳細版!$U$14,$A127<詳細版!$U$15),MIN(ROUNDUP(Q7/$E$121,0),$I$121),0)))","v":0},{"$f":"IF(詳細版!$U$16<>\"〇\",0,IF($E$121=0,0,IF(AND($A127>=詳細版!$U$14,$A127<詳細版!$U$15),MIN(ROUNDUP(R7/$E$121,0),$I$121),0)))","v":0},{"$f":"IF(詳細版!$U$16<>\"〇\",0,IF($E$121=0,0,IF(AND($A127>=詳細版!$U$14,$A127<詳細版!$U$15),MIN(ROUNDUP(S7/$E$121,0),$I$121),0)))","v":0},{"$f":"IF(詳細版!$U$16<>\"〇\",0,IF($E$121=0,0,IF(AND($A127>=詳細版!$U$14,$A127<詳細版!$U$15),MIN(ROUNDUP(T7/$E$121,0),$I$121),0)))","v":0},{"$f":"IF(詳細版!$U$16<>\"〇\",0,IF($E$121=0,0,IF(AND($A127>=詳細版!$U$14,$A127<詳細版!$U$15),MIN(ROUNDUP(U7/$E$121,0),$I$121),0)))","v":0},{"$f":"IF(詳細版!$U$16<>\"〇\",0,IF($E$121=0,0,IF(AND($A127>=詳細版!$U$14,$A127<詳細版!$U$15),MIN(ROUNDUP(V7/$E$121,0),$I$121),0)))","v":0},{"$f":"IF(詳細版!$U$16<>\"〇\",0,IF($E$121=0,0,IF(AND($A127>=詳細版!$U$14,$A127<詳細版!$U$15),MIN(ROUNDUP(W7/$E$121,0),$I$121),0)))","v":0},{"$f":"IF(詳細版!$U$16<>\"〇\",0,IF($E$121=0,0,IF(AND($A127>=詳細版!$U$14,$A127<詳細版!$U$15),MIN(ROUNDUP(X7/$E$121,0),$I$121),0)))","v":0},{"$f":"IF(詳細版!$U$16<>\"〇\",0,IF($E$121=0,0,IF(AND($A127>=詳細版!$U$14,$A127<詳細版!$U$15),MIN(ROUNDUP(Y7/$E$121,0),$I$121),0)))","v":0},{"$f":"IF(詳細版!$U$16<>\"〇\",0,IF($E$121=0,0,IF(AND($A127>=詳細版!$U$14,$A127<詳細版!$U$15),MIN(ROUNDUP(Z7/$E$121,0),$I$121),0)))","v":0},{"$f":"IF(詳細版!$U$16<>\"〇\",0,IF($E$121=0,0,IF(AND($A127>=詳細版!$U$14,$A127<詳細版!$U$15),MIN(ROUNDUP(AA7/$E$121,0),$I$121),0)))","v":0},{"$f":"IF(詳細版!$U$16<>\"〇\",0,IF($E$121=0,0,IF(AND($A127>=詳細版!$U$14,$A127<詳細版!$U$15),MIN(ROUNDUP(AB7/$E$121,0),$I$121),0)))","v":0},0,null,4,{"$f":"IF(詳細版!$U$17<>\"〇\",0,IF($E$121=0,0,IF(AND($A127>=詳細版!$U$14,$A127<詳細版!$U$15),MIN(ROUNDUP(AF7/$E$121,0),$I$121),0)))","v":0},{"$f":"IF(詳細版!$U$17<>\"〇\",0,IF($E$121=0,0,IF(AND($A127>=詳細版!$U$14,$A127<詳細版!$U$15),MIN(ROUNDUP(AG7/$E$121,0),$I$121),0)))","v":0},{"$f":"IF(詳細版!$U$17<>\"〇\",0,IF($E$121=0,0,IF(AND($A127>=詳細版!$U$14,$A127<詳細版!$U$15),MIN(ROUNDUP(AH7/$E$121,0),$I$121),0)))","v":0},{"$f":"IF(詳細版!$U$17<>\"〇\",0,IF($E$121=0,0,IF(AND($A127>=詳細版!$U$14,$A127<詳細版!$U$15),MIN(ROUNDUP(AI7/$E$121,0),$I$121),0)))","v":0},{"$f":"IF(詳細版!$U$17<>\"〇\",0,IF($E$121=0,0,IF(AND($A127>=詳細版!$U$14,$A127<詳細版!$U$15),MIN(ROUNDUP(AJ7/$E$121,0),$I$121),0)))","v":0},{"$f":"IF(詳細版!$U$17<>\"〇\",0,IF($E$121=0,0,IF(AND($A127>=詳細版!$U$14,$A127<詳細版!$U$15),MIN(ROUNDUP(AK7/$E$121,0),$I$121),0)))","v":0},{"$f":"IF(詳細版!$U$17<>\"〇\",0,IF($E$121=0,0,IF(AND($A127>=詳細版!$U$14,$A127<詳細版!$U$15),MIN(ROUNDUP(AL7/$E$121,0),$I$121),0)))","v":0},{"$f":"IF(詳細版!$U$17<>\"〇\",0,IF($E$121=0,0,IF(AND($A127>=詳細版!$U$14,$A127<詳細版!$U$15),MIN(ROUNDUP(AM7/$E$121,0),$I$121),0)))","v":0},{"$f":"IF(詳細版!$U$17<>\"〇\",0,IF($E$121=0,0,IF(AND($A127>=詳細版!$U$14,$A127<詳細版!$U$15),MIN(ROUNDUP(AN7/$E$121,0),$I$121),0)))","v":0},{"$f":"IF(詳細版!$U$17<>\"〇\",0,IF($E$121=0,0,IF(AND($A127>=詳細版!$U$14,$A127<詳細版!$U$15),MIN(ROUNDUP(AO7/$E$121,0),$I$121),0)))","v":0},{"$f":"IF(詳細版!$U$17<>\"〇\",0,IF($E$121=0,0,IF(AND($A127>=詳細版!$U$14,$A127<詳細版!$U$15),MIN(ROUNDUP(AP7/$E$121,0),$I$121),0)))","v":0},{"$f":"IF(詳細版!$U$17<>\"〇\",0,IF($E$121=0,0,IF(AND($A127>=詳細版!$U$14,$A127<詳細版!$U$15),MIN(ROUNDUP(AQ7/$E$121,0),$I$121),0)))","v":0},0]
[5,{"$f":"IF($E$121=0,0,IF(AND($A128>=詳細版!$U$14,$A128<詳細版!$U$15),MIN(ROUNDUP(B8/$E$121,0),$I$121),0))","v":0},{"$f":"IF($E$121=0,0,IF(AND($A128>=詳細版!$U$14,$A128<詳細版!$U$15),MIN(ROUNDUP(C8/$E$121,0),$I$121),0))","v":0},{"$f":"IF($E$121=0,0,IF(AND($A128>=詳細版!$U$14,$A128<詳細版!$U$15),MIN(ROUNDUP(D8/$E$121,0),$I$121),0))","v":0},{"$f":"IF($E$121=0,0,IF(AND($A128>=詳細版!$U$14,$A128<詳細版!$U$15),MIN(ROUNDUP(E8/$E$121,0),$I$121),0))","v":0},{"$f":"IF($E$121=0,0,IF(AND($A128>=詳細版!$U$14,$A128<詳細版!$U$15),MIN(ROUNDUP(F8/$E$121,0),$I$121),0))","v":0},{"$f":"IF($E$121=0,0,IF(AND($A128>=詳細版!$U$14,$A128<詳細版!$U$15),MIN(ROUNDUP(G8/$E$121,0),$I$121),0))","v":0},{"$f":"IF($E$121=0,0,IF(AND($A128>=詳細版!$U$14,$A128<詳細版!$U$15),MIN(ROUNDUP(H8/$E$121,0),$I$121),0))","v":0},{"$f":"IF($E$121=0,0,IF(AND($A128>=詳細版!$U$14,$A128<詳細版!$U$15),MIN(ROUNDUP(I8/$E$121,0),$I$121),0))","v":0},{"$f":"IF($E$121=0,0,IF(AND($A128>=詳細版!$U$14,$A128<詳細版!$U$15),MIN(ROUNDUP(J8/$E$121,0),$I$121),0))","v":0},{"$f":"IF($E$121=0,0,IF(AND($A128>=詳細版!$U$14,$A128<詳細版!$U$15),MIN(ROUNDUP(K8/$E$121,0),$I$121),0))","v":0},{"$f":"IF($E$121=0,0,IF(AND($A128>=詳細版!$U$14,$A128<詳細版!$U$15),MIN(ROUNDUP(L8/$E$121,0),$I$121),0))","v":0},{"$f":"IF($E$121=0,0,IF(AND($A128>=詳細版!$U$14,$A128<詳細版!$U$15),MIN(ROUNDUP(M8/$E$121,0),$I$121),0))","v":0},0,null,5,{"$f":"IF(詳細版!$U$16<>\"〇\",0,IF($E$121=0,0,IF(AND($A128>=詳細版!$U$14,$A128<詳細版!$U$15),MIN(ROUNDUP(Q8/$E$121,0),$I$121),0)))","v":0},{"$f":"IF(詳細版!$U$16<>\"〇\",0,IF($E$121=0,0,IF(AND($A128>=詳細版!$U$14,$A128<詳細版!$U$15),MIN(ROUNDUP(R8/$E$121,0),$I$121),0)))","v":0},{"$f":"IF(詳細版!$U$16<>\"〇\",0,IF($E$121=0,0,IF(AND($A128>=詳細版!$U$14,$A128<詳細版!$U$15),MIN(ROUNDUP(S8/$E$121,0),$I$121),0)))","v":0},{"$f":"IF(詳細版!$U$16<>\"〇\",0,IF($E$121=0,0,IF(AND($A128>=詳細版!$U$14,$A128<詳細版!$U$15),MIN(ROUNDUP(T8/$E$121,0),$I$121),0)))","v":0},{"$f":"IF(詳細版!$U$16<>\"〇\",0,IF($E$121=0,0,IF(AND($A128>=詳細版!$U$14,$A128<詳細版!$U$15),MIN(ROUNDUP(U8/$E$121,0),$I$121),0)))","v":0},{"$f":"IF(詳細版!$U$16<>\"〇\",0,IF($E$121=0,0,IF(AND($A128>=詳細版!$U$14,$A128<詳細版!$U$15),MIN(ROUNDUP(V8/$E$121,0),$I$121),0)))","v":0},{"$f":"IF(詳細版!$U$16<>\"〇\",0,IF($E$121=0,0,IF(AND($A128>=詳細版!$U$14,$A128<詳細版!$U$15),MIN(ROUNDUP(W8/$E$121,0),$I$121),0)))","v":0},{"$f":"IF(詳細版!$U$16<>\"〇\",0,IF($E$121=0,0,IF(AND($A128>=詳細版!$U$14,$A128<詳細版!$U$15),MIN(ROUNDUP(X8/$E$121,0),$I$121),0)))","v":0},{"$f":"IF(詳細版!$U$16<>\"〇\",0,IF($E$121=0,0,IF(AND($A128>=詳細版!$U$14,$A128<詳細版!$U$15),MIN(ROUNDUP(Y8/$E$121,0),$I$121),0)))","v":0},{"$f":"IF(詳細版!$U$16<>\"〇\",0,IF($E$121=0,0,IF(AND($A128>=詳細版!$U$14,$A128<詳細版!$U$15),MIN(ROUNDUP(Z8/$E$121,0),$I$121),0)))","v":0},{"$f":"IF(詳細版!$U$16<>\"〇\",0,IF($E$121=0,0,IF(AND($A128>=詳細版!$U$14,$A128<詳細版!$U$15),MIN(ROUNDUP(AA8/$E$121,0),$I$121),0)))","v":0},{"$f":"IF(詳細版!$U$16<>\"〇\",0,IF($E$121=0,0,IF(AND($A128>=詳細版!$U$14,$A128<詳細版!$U$15),MIN(ROUNDUP(AB8/$E$121,0),$I$121),0)))","v":0},0,null,5,{"$f":"IF(詳細版!$U$17<>\"〇\",0,IF($E$121=0,0,IF(AND($A128>=詳細版!$U$14,$A128<詳細版!$U$15),MIN(ROUNDUP(AF8/$E$121,0),$I$121),0)))","v":0},{"$f":"IF(詳細版!$U$17<>\"〇\",0,IF($E$121=0,0,IF(AND($A128>=詳細版!$U$14,$A128<詳細版!$U$15),MIN(ROUNDUP(AG8/$E$121,0),$I$121),0)))","v":0},{"$f":"IF(詳細版!$U$17<>\"〇\",0,IF($E$121=0,0,IF(AND($A128>=詳細版!$U$14,$A128<詳細版!$U$15),MIN(ROUNDUP(AH8/$E$121,0),$I$121),0)))","v":0},{"$f":"IF(詳細版!$U$17<>\"〇\",0,IF($E$121=0,0,IF(AND($A128>=詳細版!$U$14,$A128<詳細版!$U$15),MIN(ROUNDUP(AI8/$E$121,0),$I$121),0)))","v":0},{"$f":"IF(詳細版!$U$17<>\"〇\",0,IF($E$121=0,0,IF(AND($A128>=詳細版!$U$14,$A128<詳細版!$U$15),MIN(ROUNDUP(AJ8/$E$121,0),$I$121),0)))","v":0},{"$f":"IF(詳細版!$U$17<>\"〇\",0,IF($E$121=0,0,IF(AND($A128>=詳細版!$U$14,$A128<詳細版!$U$15),MIN(ROUNDUP(AK8/$E$121,0),$I$121),0)))","v":0},{"$f":"IF(詳細版!$U$17<>\"〇\",0,IF($E$121=0,0,IF(AND($A128>=詳細版!$U$14,$A128<詳細版!$U$15),MIN(ROUNDUP(AL8/$E$121,0),$I$121),0)))","v":0},{"$f":"IF(詳細版!$U$17<>\"〇\",0,IF($E$121=0,0,IF(AND($A128>=詳細版!$U$14,$A128<詳細版!$U$15),MIN(ROUNDUP(AM8/$E$121,0),$I$121),0)))","v":0},{"$f":"IF(詳細版!$U$17<>\"〇\",0,IF($E$121=0,0,IF(AND($A128>=詳細版!$U$14,$A128<詳細版!$U$15),MIN(ROUNDUP(AN8/$E$121,0),$I$121),0)))","v":0},{"$f":"IF(詳細版!$U$17<>\"〇\",0,IF($E$121=0,0,IF(AND($A128>=詳細版!$U$14,$A128<詳細版!$U$15),MIN(ROUNDUP(AO8/$E$121,0),$I$121),0)))","v":0},{"$f":"IF(詳細版!$U$17<>\"〇\",0,IF($E$121=0,0,IF(AND($A128>=詳細版!$U$14,$A128<詳細版!$U$15),MIN(ROUNDUP(AP8/$E$121,0),$I$121),0)))","v":0},{"$f":"IF(詳細版!$U$17<>\"〇\",0,IF($E$121=0,0,IF(AND($A128>=詳細版!$U$14,$A128<詳細版!$U$15),MIN(ROUNDUP(AQ8/$E$121,0),$I$121),0)))","v":0},0]
[6,{"$f":"IF($E$121=0,0,IF(AND($A129>=詳細版!$U$14,$A129<詳細版!$U$15),MIN(ROUNDUP(B9/$E$121,0),$I$121),0))","v":0},{"$f":"IF($E$121=0,0,IF(AND($A129>=詳細版!$U$14,$A129<詳細版!$U$15),MIN(ROUNDUP(C9/$E$121,0),$I$121),0))","v":0},{"$f":"IF($E$121=0,0,IF(AND($A129>=詳細版!$U$14,$A129<詳細版!$U$15),MIN(ROUNDUP(D9/$E$121,0),$I$121),0))","v":0},{"$f":"IF($E$121=0,0,IF(AND($A129>=詳細版!$U$14,$A129<詳細版!$U$15),MIN(ROUNDUP(E9/$E$121,0),$I$121),0))","v":0},{"$f":"IF($E$121=0,0,IF(AND($A129>=詳細版!$U$14,$A129<詳細版!$U$15),MIN(ROUNDUP(F9/$E$121,0),$I$121),0))","v":0},{"$f":"IF($E$121=0,0,IF(AND($A129>=詳細版!$U$14,$A129<詳細版!$U$15),MIN(ROUNDUP(G9/$E$121,0),$I$121),0))","v":0},{"$f":"IF($E$121=0,0,IF(AND($A129>=詳細版!$U$14,$A129<詳細版!$U$15),MIN(ROUNDUP(H9/$E$121,0),$I$121),0))","v":0},{"$f":"IF($E$121=0,0,IF(AND($A129>=詳細版!$U$14,$A129<詳細版!$U$15),MIN(ROUNDUP(I9/$E$121,0),$I$121),0))","v":0},{"$f":"IF($E$121=0,0,IF(AND($A129>=詳細版!$U$14,$A129<詳細版!$U$15),MIN(ROUNDUP(J9/$E$121,0),$I$121),0))","v":0},{"$f":"IF($E$121=0,0,IF(AND($A129>=詳細版!$U$14,$A129<詳細版!$U$15),MIN(ROUNDUP(K9/$E$121,0),$I$121),0))","v":0},{"$f":"IF($E$121=0,0,IF(AND($A129>=詳細版!$U$14,$A129<詳細版!$U$15),MIN(ROUNDUP(L9/$E$121,0),$I$121),0))","v":0},{"$f":"IF($E$121=0,0,IF(AND($A129>=詳細版!$U$14,$A129<詳細版!$U$15),MIN(ROUNDUP(M9/$E$121,0),$I$121),0))","v":0},0,null,6,{"$f":"IF(詳細版!$U$16<>\"〇\",0,IF($E$121=0,0,IF(AND($A129>=詳細版!$U$14,$A129<詳細版!$U$15),MIN(ROUNDUP(Q9/$E$121,0),$I$121),0)))","v":0},{"$f":"IF(詳細版!$U$16<>\"〇\",0,IF($E$121=0,0,IF(AND($A129>=詳細版!$U$14,$A129<詳細版!$U$15),MIN(ROUNDUP(R9/$E$121,0),$I$121),0)))","v":0},{"$f":"IF(詳細版!$U$16<>\"〇\",0,IF($E$121=0,0,IF(AND($A129>=詳細版!$U$14,$A129<詳細版!$U$15),MIN(ROUNDUP(S9/$E$121,0),$I$121),0)))","v":0},{"$f":"IF(詳細版!$U$16<>\"〇\",0,IF($E$121=0,0,IF(AND($A129>=詳細版!$U$14,$A129<詳細版!$U$15),MIN(ROUNDUP(T9/$E$121,0),$I$121),0)))","v":0},{"$f":"IF(詳細版!$U$16<>\"〇\",0,IF($E$121=0,0,IF(AND($A129>=詳細版!$U$14,$A129<詳細版!$U$15),MIN(ROUNDUP(U9/$E$121,0),$I$121),0)))","v":0},{"$f":"IF(詳細版!$U$16<>\"〇\",0,IF($E$121=0,0,IF(AND($A129>=詳細版!$U$14,$A129<詳細版!$U$15),MIN(ROUNDUP(V9/$E$121,0),$I$121),0)))","v":0},{"$f":"IF(詳細版!$U$16<>\"〇\",0,IF($E$121=0,0,IF(AND($A129>=詳細版!$U$14,$A129<詳細版!$U$15),MIN(ROUNDUP(W9/$E$121,0),$I$121),0)))","v":0},{"$f":"IF(詳細版!$U$16<>\"〇\",0,IF($E$121=0,0,IF(AND($A129>=詳細版!$U$14,$A129<詳細版!$U$15),MIN(ROUNDUP(X9/$E$121,0),$I$121),0)))","v":0},{"$f":"IF(詳細版!$U$16<>\"〇\",0,IF($E$121=0,0,IF(AND($A129>=詳細版!$U$14,$A129<詳細版!$U$15),MIN(ROUNDUP(Y9/$E$121,0),$I$121),0)))","v":0},{"$f":"IF(詳細版!$U$16<>\"〇\",0,IF($E$121=0,0,IF(AND($A129>=詳細版!$U$14,$A129<詳細版!$U$15),MIN(ROUNDUP(Z9/$E$121,0),$I$121),0)))","v":0},{"$f":"IF(詳細版!$U$16<>\"〇\",0,IF($E$121=0,0,IF(AND($A129>=詳細版!$U$14,$A129<詳細版!$U$15),MIN(ROUNDUP(AA9/$E$121,0),$I$121),0)))","v":0},{"$f":"IF(詳細版!$U$16<>\"〇\",0,IF($E$121=0,0,IF(AND($A129>=詳細版!$U$14,$A129<詳細版!$U$15),MIN(ROUNDUP(AB9/$E$121,0),$I$121),0)))","v":0},0,null,6,{"$f":"IF(詳細版!$U$17<>\"〇\",0,IF($E$121=0,0,IF(AND($A129>=詳細版!$U$14,$A129<詳細版!$U$15),MIN(ROUNDUP(AF9/$E$121,0),$I$121),0)))","v":0},{"$f":"IF(詳細版!$U$17<>\"〇\",0,IF($E$121=0,0,IF(AND($A129>=詳細版!$U$14,$A129<詳細版!$U$15),MIN(ROUNDUP(AG9/$E$121,0),$I$121),0)))","v":0},{"$f":"IF(詳細版!$U$17<>\"〇\",0,IF($E$121=0,0,IF(AND($A129>=詳細版!$U$14,$A129<詳細版!$U$15),MIN(ROUNDUP(AH9/$E$121,0),$I$121),0)))","v":0},{"$f":"IF(詳細版!$U$17<>\"〇\",0,IF($E$121=0,0,IF(AND($A129>=詳細版!$U$14,$A129<詳細版!$U$15),MIN(ROUNDUP(AI9/$E$121,0),$I$121),0)))","v":0},{"$f":"IF(詳細版!$U$17<>\"〇\",0,IF($E$121=0,0,IF(AND($A129>=詳細版!$U$14,$A129<詳細版!$U$15),MIN(ROUNDUP(AJ9/$E$121,0),$I$121),0)))","v":0},{"$f":"IF(詳細版!$U$17<>\"〇\",0,IF($E$121=0,0,IF(AND($A129>=詳細版!$U$14,$A129<詳細版!$U$15),MIN(ROUNDUP(AK9/$E$121,0),$I$121),0)))","v":0},{"$f":"IF(詳細版!$U$17<>\"〇\",0,IF($E$121=0,0,IF(AND($A129>=詳細版!$U$14,$A129<詳細版!$U$15),MIN(ROUNDUP(AL9/$E$121,0),$I$121),0)))","v":0},{"$f":"IF(詳細版!$U$17<>\"〇\",0,IF($E$121=0,0,IF(AND($A129>=詳細版!$U$14,$A129<詳細版!$U$15),MIN(ROUNDUP(AM9/$E$121,0),$I$121),0)))","v":0},{"$f":"IF(詳細版!$U$17<>\"〇\",0,IF($E$121=0,0,IF(AND($A129>=詳細版!$U$14,$A129<詳細版!$U$15),MIN(ROUNDUP(AN9/$E$121,0),$I$121),0)))","v":0},{"$f":"IF(詳細版!$U$17<>\"〇\",0,IF($E$121=0,0,IF(AND($A129>=詳細版!$U$14,$A129<詳細版!$U$15),MIN(ROUNDUP(AO9/$E$121,0),$I$121),0)))","v":0},{"$f":"IF(詳細版!$U$17<>\"〇\",0,IF($E$121=0,0,IF(AND($A129>=詳細版!$U$14,$A129<詳細版!$U$15),MIN(ROUNDUP(AP9/$E$121,0),$I$121),0)))","v":0},{"$f":"IF(詳細版!$U$17<>\"〇\",0,IF($E$121=0,0,IF(AND($A129>=詳細版!$U$14,$A129<詳細版!$U$15),MIN(ROUNDUP(AQ9/$E$121,0),$I$121),0)))","v":0},0]
[7,{"$f":"IF($E$121=0,0,IF(AND($A130>=詳細版!$U$14,$A130<詳細版!$U$15),MIN(ROUNDUP(B10/$E$121,0),$I$121),0))","v":0},{"$f":"IF($E$121=0,0,IF(AND($A130>=詳細版!$U$14,$A130<詳細版!$U$15),MIN(ROUNDUP(C10/$E$121,0),$I$121),0))","v":0},{"$f":"IF($E$121=0,0,IF(AND($A130>=詳細版!$U$14,$A130<詳細版!$U$15),MIN(ROUNDUP(D10/$E$121,0),$I$121),0))","v":0},{"$f":"IF($E$121=0,0,IF(AND($A130>=詳細版!$U$14,$A130<詳細版!$U$15),MIN(ROUNDUP(E10/$E$121,0),$I$121),0))","v":0},{"$f":"IF($E$121=0,0,IF(AND($A130>=詳細版!$U$14,$A130<詳細版!$U$15),MIN(ROUNDUP(F10/$E$121,0),$I$121),0))","v":0},{"$f":"IF($E$121=0,0,IF(AND($A130>=詳細版!$U$14,$A130<詳細版!$U$15),MIN(ROUNDUP(G10/$E$121,0),$I$121),0))","v":0},{"$f":"IF($E$121=0,0,IF(AND($A130>=詳細版!$U$14,$A130<詳細版!$U$15),MIN(ROUNDUP(H10/$E$121,0),$I$121),0))","v":0},{"$f":"IF($E$121=0,0,IF(AND($A130>=詳細版!$U$14,$A130<詳細版!$U$15),MIN(ROUNDUP(I10/$E$121,0),$I$121),0))","v":0},{"$f":"IF($E$121=0,0,IF(AND($A130>=詳細版!$U$14,$A130<詳細版!$U$15),MIN(ROUNDUP(J10/$E$121,0),$I$121),0))","v":0},{"$f":"IF($E$121=0,0,IF(AND($A130>=詳細版!$U$14,$A130<詳細版!$U$15),MIN(ROUNDUP(K10/$E$121,0),$I$121),0))","v":0},{"$f":"IF($E$121=0,0,IF(AND($A130>=詳細版!$U$14,$A130<詳細版!$U$15),MIN(ROUNDUP(L10/$E$121,0),$I$121),0))","v":0},{"$f":"IF($E$121=0,0,IF(AND($A130>=詳細版!$U$14,$A130<詳細版!$U$15),MIN(ROUNDUP(M10/$E$121,0),$I$121),0))","v":0},0,null,7,{"$f":"IF(詳細版!$U$16<>\"〇\",0,IF($E$121=0,0,IF(AND($A130>=詳細版!$U$14,$A130<詳細版!$U$15),MIN(ROUNDUP(Q10/$E$121,0),$I$121),0)))","v":0},{"$f":"IF(詳細版!$U$16<>\"〇\",0,IF($E$121=0,0,IF(AND($A130>=詳細版!$U$14,$A130<詳細版!$U$15),MIN(ROUNDUP(R10/$E$121,0),$I$121),0)))","v":0},{"$f":"IF(詳細版!$U$16<>\"〇\",0,IF($E$121=0,0,IF(AND($A130>=詳細版!$U$14,$A130<詳細版!$U$15),MIN(ROUNDUP(S10/$E$121,0),$I$121),0)))","v":0},{"$f":"IF(詳細版!$U$16<>\"〇\",0,IF($E$121=0,0,IF(AND($A130>=詳細版!$U$14,$A130<詳細版!$U$15),MIN(ROUNDUP(T10/$E$121,0),$I$121),0)))","v":0},{"$f":"IF(詳細版!$U$16<>\"〇\",0,IF($E$121=0,0,IF(AND($A130>=詳細版!$U$14,$A130<詳細版!$U$15),MIN(ROUNDUP(U10/$E$121,0),$I$121),0)))","v":0},{"$f":"IF(詳細版!$U$16<>\"〇\",0,IF($E$121=0,0,IF(AND($A130>=詳細版!$U$14,$A130<詳細版!$U$15),MIN(ROUNDUP(V10/$E$121,0),$I$121),0)))","v":0},{"$f":"IF(詳細版!$U$16<>\"〇\",0,IF($E$121=0,0,IF(AND($A130>=詳細版!$U$14,$A130<詳細版!$U$15),MIN(ROUNDUP(W10/$E$121,0),$I$121),0)))","v":0},{"$f":"IF(詳細版!$U$16<>\"〇\",0,IF($E$121=0,0,IF(AND($A130>=詳細版!$U$14,$A130<詳細版!$U$15),MIN(ROUNDUP(X10/$E$121,0),$I$121),0)))","v":0},{"$f":"IF(詳細版!$U$16<>\"〇\",0,IF($E$121=0,0,IF(AND($A130>=詳細版!$U$14,$A130<詳細版!$U$15),MIN(ROUNDUP(Y10/$E$121,0),$I$121),0)))","v":0},{"$f":"IF(詳細版!$U$16<>\"〇\",0,IF($E$121=0,0,IF(AND($A130>=詳細版!$U$14,$A130<詳細版!$U$15),MIN(ROUNDUP(Z10/$E$121,0),$I$121),0)))","v":0},{"$f":"IF(詳細版!$U$16<>\"〇\",0,IF($E$121=0,0,IF(AND($A130>=詳細版!$U$14,$A130<詳細版!$U$15),MIN(ROUNDUP(AA10/$E$121,0),$I$121),0)))","v":0},{"$f":"IF(詳細版!$U$16<>\"〇\",0,IF($E$121=0,0,IF(AND($A130>=詳細版!$U$14,$A130<詳細版!$U$15),MIN(ROUNDUP(AB10/$E$121,0),$I$121),0)))","v":0},0,null,7,{"$f":"IF(詳細版!$U$17<>\"〇\",0,IF($E$121=0,0,IF(AND($A130>=詳細版!$U$14,$A130<詳細版!$U$15),MIN(ROUNDUP(AF10/$E$121,0),$I$121),0)))","v":0},{"$f":"IF(詳細版!$U$17<>\"〇\",0,IF($E$121=0,0,IF(AND($A130>=詳細版!$U$14,$A130<詳細版!$U$15),MIN(ROUNDUP(AG10/$E$121,0),$I$121),0)))","v":0},{"$f":"IF(詳細版!$U$17<>\"〇\",0,IF($E$121=0,0,IF(AND($A130>=詳細版!$U$14,$A130<詳細版!$U$15),MIN(ROUNDUP(AH10/$E$121,0),$I$121),0)))","v":0},{"$f":"IF(詳細版!$U$17<>\"〇\",0,IF($E$121=0,0,IF(AND($A130>=詳細版!$U$14,$A130<詳細版!$U$15),MIN(ROUNDUP(AI10/$E$121,0),$I$121),0)))","v":0},{"$f":"IF(詳細版!$U$17<>\"〇\",0,IF($E$121=0,0,IF(AND($A130>=詳細版!$U$14,$A130<詳細版!$U$15),MIN(ROUNDUP(AJ10/$E$121,0),$I$121),0)))","v":0},{"$f":"IF(詳細版!$U$17<>\"〇\",0,IF($E$121=0,0,IF(AND($A130>=詳細版!$U$14,$A130<詳細版!$U$15),MIN(ROUNDUP(AK10/$E$121,0),$I$121),0)))","v":0},{"$f":"IF(詳細版!$U$17<>\"〇\",0,IF($E$121=0,0,IF(AND($A130>=詳細版!$U$14,$A130<詳細版!$U$15),MIN(ROUNDUP(AL10/$E$121,0),$I$121),0)))","v":0},{"$f":"IF(詳細版!$U$17<>\"〇\",0,IF($E$121=0,0,IF(AND($A130>=詳細版!$U$14,$A130<詳細版!$U$15),MIN(ROUNDUP(AM10/$E$121,0),$I$121),0)))","v":0},{"$f":"IF(詳細版!$U$17<>\"〇\",0,IF($E$121=0,0,IF(AND($A130>=詳細版!$U$14,$A130<詳細版!$U$15),MIN(ROUNDUP(AN10/$E$121,0),$I$121),0)))","v":0},{"$f":"IF(詳細版!$U$17<>\"〇\",0,IF($E$121=0,0,IF(AND($A130>=詳細版!$U$14,$A130<詳細版!$U$15),MIN(ROUNDUP(AO10/$E$121,0),$I$121),0)))","v":0},{"$f":"IF(詳細版!$U$17<>\"〇\",0,IF($E$121=0,0,IF(AND($A130>=詳細版!$U$14,$A130<詳細版!$U$15),MIN(ROUNDUP(AP10/$E$121,0),$I$121),0)))","v":0},{"$f":"IF(詳細版!$U$17<>\"〇\",0,IF($E$121=0,0,IF(AND($A130>=詳細版!$U$14,$A130<詳細版!$U$15),MIN(ROUNDUP(AQ10/$E$121,0),$I$121),0)))","v":0},0]
[8,{"$f":"IF($E$121=0,0,IF(AND($A131>=詳細版!$U$14,$A131<詳細版!$U$15),MIN(ROUNDUP(B11/$E$121,0),$I$121),0))","v":0},{"$f":"IF($E$121=0,0,IF(AND($A131>=詳細版!$U$14,$A131<詳細版!$U$15),MIN(ROUNDUP(C11/$E$121,0),$I$121),0))","v":0},{"$f":"IF($E$121=0,0,IF(AND($A131>=詳細版!$U$14,$A131<詳細版!$U$15),MIN(ROUNDUP(D11/$E$121,0),$I$121),0))","v":0},{"$f":"IF($E$121=0,0,IF(AND($A131>=詳細版!$U$14,$A131<詳細版!$U$15),MIN(ROUNDUP(E11/$E$121,0),$I$121),0))","v":0},{"$f":"IF($E$121=0,0,IF(AND($A131>=詳細版!$U$14,$A131<詳細版!$U$15),MIN(ROUNDUP(F11/$E$121,0),$I$121),0))","v":0},{"$f":"IF($E$121=0,0,IF(AND($A131>=詳細版!$U$14,$A131<詳細版!$U$15),MIN(ROUNDUP(G11/$E$121,0),$I$121),0))","v":0},{"$f":"IF($E$121=0,0,IF(AND($A131>=詳細版!$U$14,$A131<詳細版!$U$15),MIN(ROUNDUP(H11/$E$121,0),$I$121),0))","v":0},{"$f":"IF($E$121=0,0,IF(AND($A131>=詳細版!$U$14,$A131<詳細版!$U$15),MIN(ROUNDUP(I11/$E$121,0),$I$121),0))","v":0},{"$f":"IF($E$121=0,0,IF(AND($A131>=詳細版!$U$14,$A131<詳細版!$U$15),MIN(ROUNDUP(J11/$E$121,0),$I$121),0))","v":0},{"$f":"IF($E$121=0,0,IF(AND($A131>=詳細版!$U$14,$A131<詳細版!$U$15),MIN(ROUNDUP(K11/$E$121,0),$I$121),0))","v":0},{"$f":"IF($E$121=0,0,IF(AND($A131>=詳細版!$U$14,$A131<詳細版!$U$15),MIN(ROUNDUP(L11/$E$121,0),$I$121),0))","v":0},{"$f":"IF($E$121=0,0,IF(AND($A131>=詳細版!$U$14,$A131<詳細版!$U$15),MIN(ROUNDUP(M11/$E$121,0),$I$121),0))","v":0},0,null,8,{"$f":"IF(詳細版!$U$16<>\"〇\",0,IF($E$121=0,0,IF(AND($A131>=詳細版!$U$14,$A131<詳細版!$U$15),MIN(ROUNDUP(Q11/$E$121,0),$I$121),0)))","v":0},{"$f":"IF(詳細版!$U$16<>\"〇\",0,IF($E$121=0,0,IF(AND($A131>=詳細版!$U$14,$A131<詳細版!$U$15),MIN(ROUNDUP(R11/$E$121,0),$I$121),0)))","v":0},{"$f":"IF(詳細版!$U$16<>\"〇\",0,IF($E$121=0,0,IF(AND($A131>=詳細版!$U$14,$A131<詳細版!$U$15),MIN(ROUNDUP(S11/$E$121,0),$I$121),0)))","v":0},{"$f":"IF(詳細版!$U$16<>\"〇\",0,IF($E$121=0,0,IF(AND($A131>=詳細版!$U$14,$A131<詳細版!$U$15),MIN(ROUNDUP(T11/$E$121,0),$I$121),0)))","v":0},{"$f":"IF(詳細版!$U$16<>\"〇\",0,IF($E$121=0,0,IF(AND($A131>=詳細版!$U$14,$A131<詳細版!$U$15),MIN(ROUNDUP(U11/$E$121,0),$I$121),0)))","v":0},{"$f":"IF(詳細版!$U$16<>\"〇\",0,IF($E$121=0,0,IF(AND($A131>=詳細版!$U$14,$A131<詳細版!$U$15),MIN(ROUNDUP(V11/$E$121,0),$I$121),0)))","v":0},{"$f":"IF(詳細版!$U$16<>\"〇\",0,IF($E$121=0,0,IF(AND($A131>=詳細版!$U$14,$A131<詳細版!$U$15),MIN(ROUNDUP(W11/$E$121,0),$I$121),0)))","v":0},{"$f":"IF(詳細版!$U$16<>\"〇\",0,IF($E$121=0,0,IF(AND($A131>=詳細版!$U$14,$A131<詳細版!$U$15),MIN(ROUNDUP(X11/$E$121,0),$I$121),0)))","v":0},{"$f":"IF(詳細版!$U$16<>\"〇\",0,IF($E$121=0,0,IF(AND($A131>=詳細版!$U$14,$A131<詳細版!$U$15),MIN(ROUNDUP(Y11/$E$121,0),$I$121),0)))","v":0},{"$f":"IF(詳細版!$U$16<>\"〇\",0,IF($E$121=0,0,IF(AND($A131>=詳細版!$U$14,$A131<詳細版!$U$15),MIN(ROUNDUP(Z11/$E$121,0),$I$121),0)))","v":0},{"$f":"IF(詳細版!$U$16<>\"〇\",0,IF($E$121=0,0,IF(AND($A131>=詳細版!$U$14,$A131<詳細版!$U$15),MIN(ROUNDUP(AA11/$E$121,0),$I$121),0)))","v":0},{"$f":"IF(詳細版!$U$16<>\"〇\",0,IF($E$121=0,0,IF(AND($A131>=詳細版!$U$14,$A131<詳細版!$U$15),MIN(ROUNDUP(AB11/$E$121,0),$I$121),0)))","v":0},0,null,8,{"$f":"IF(詳細版!$U$17<>\"〇\",0,IF($E$121=0,0,IF(AND($A131>=詳細版!$U$14,$A131<詳細版!$U$15),MIN(ROUNDUP(AF11/$E$121,0),$I$121),0)))","v":0},{"$f":"IF(詳細版!$U$17<>\"〇\",0,IF($E$121=0,0,IF(AND($A131>=詳細版!$U$14,$A131<詳細版!$U$15),MIN(ROUNDUP(AG11/$E$121,0),$I$121),0)))","v":0},{"$f":"IF(詳細版!$U$17<>\"〇\",0,IF($E$121=0,0,IF(AND($A131>=詳細版!$U$14,$A131<詳細版!$U$15),MIN(ROUNDUP(AH11/$E$121,0),$I$121),0)))","v":0},{"$f":"IF(詳細版!$U$17<>\"〇\",0,IF($E$121=0,0,IF(AND($A131>=詳細版!$U$14,$A131<詳細版!$U$15),MIN(ROUNDUP(AI11/$E$121,0),$I$121),0)))","v":0},{"$f":"IF(詳細版!$U$17<>\"〇\",0,IF($E$121=0,0,IF(AND($A131>=詳細版!$U$14,$A131<詳細版!$U$15),MIN(ROUNDUP(AJ11/$E$121,0),$I$121),0)))","v":0},{"$f":"IF(詳細版!$U$17<>\"〇\",0,IF($E$121=0,0,IF(AND($A131>=詳細版!$U$14,$A131<詳細版!$U$15),MIN(ROUNDUP(AK11/$E$121,0),$I$121),0)))","v":0},{"$f":"IF(詳細版!$U$17<>\"〇\",0,IF($E$121=0,0,IF(AND($A131>=詳細版!$U$14,$A131<詳細版!$U$15),MIN(ROUNDUP(AL11/$E$121,0),$I$121),0)))","v":0},{"$f":"IF(詳細版!$U$17<>\"〇\",0,IF($E$121=0,0,IF(AND($A131>=詳細版!$U$14,$A131<詳細版!$U$15),MIN(ROUNDUP(AM11/$E$121,0),$I$121),0)))","v":0},{"$f":"IF(詳細版!$U$17<>\"〇\",0,IF($E$121=0,0,IF(AND($A131>=詳細版!$U$14,$A131<詳細版!$U$15),MIN(ROUNDUP(AN11/$E$121,0),$I$121),0)))","v":0},{"$f":"IF(詳細版!$U$17<>\"〇\",0,IF($E$121=0,0,IF(AND($A131>=詳細版!$U$14,$A131<詳細版!$U$15),MIN(ROUNDUP(AO11/$E$121,0),$I$121),0)))","v":0},{"$f":"IF(詳細版!$U$17<>\"〇\",0,IF($E$121=0,0,IF(AND($A131>=詳細版!$U$14,$A131<詳細版!$U$15),MIN(ROUNDUP(AP11/$E$121,0),$I$121),0)))","v":0},{"$f":"IF(詳細版!$U$17<>\"〇\",0,IF($E$121=0,0,IF(AND($A131>=詳細版!$U$14,$A131<詳細版!$U$15),MIN(ROUNDUP(AQ11/$E$121,0),$I$121),0)))","v":0},0]
[9,{"$f":"IF($E$121=0,0,IF(AND($A132>=詳細版!$U$14,$A132<詳細版!$U$15),MIN(ROUNDUP(B12/$E$121,0),$I$121),0))","v":0},{"$f":"IF($E$121=0,0,IF(AND($A132>=詳細版!$U$14,$A132<詳細版!$U$15),MIN(ROUNDUP(C12/$E$121,0),$I$121),0))","v":0},{"$f":"IF($E$121=0,0,IF(AND($A132>=詳細版!$U$14,$A132<詳細版!$U$15),MIN(ROUNDUP(D12/$E$121,0),$I$121),0))","v":0},{"$f":"IF($E$121=0,0,IF(AND($A132>=詳細版!$U$14,$A132<詳細版!$U$15),MIN(ROUNDUP(E12/$E$121,0),$I$121),0))","v":0},{"$f":"IF($E$121=0,0,IF(AND($A132>=詳細版!$U$14,$A132<詳細版!$U$15),MIN(ROUNDUP(F12/$E$121,0),$I$121),0))","v":0},{"$f":"IF($E$121=0,0,IF(AND($A132>=詳細版!$U$14,$A132<詳細版!$U$15),MIN(ROUNDUP(G12/$E$121,0),$I$121),0))","v":0},{"$f":"IF($E$121=0,0,IF(AND($A132>=詳細版!$U$14,$A132<詳細版!$U$15),MIN(ROUNDUP(H12/$E$121,0),$I$121),0))","v":0},{"$f":"IF($E$121=0,0,IF(AND($A132>=詳細版!$U$14,$A132<詳細版!$U$15),MIN(ROUNDUP(I12/$E$121,0),$I$121),0))","v":0},{"$f":"IF($E$121=0,0,IF(AND($A132>=詳細版!$U$14,$A132<詳細版!$U$15),MIN(ROUNDUP(J12/$E$121,0),$I$121),0))","v":0},{"$f":"IF($E$121=0,0,IF(AND($A132>=詳細版!$U$14,$A132<詳細版!$U$15),MIN(ROUNDUP(K12/$E$121,0),$I$121),0))","v":0},{"$f":"IF($E$121=0,0,IF(AND($A132>=詳細版!$U$14,$A132<詳細版!$U$15),MIN(ROUNDUP(L12/$E$121,0),$I$121),0))","v":0},{"$f":"IF($E$121=0,0,IF(AND($A132>=詳細版!$U$14,$A132<詳細版!$U$15),MIN(ROUNDUP(M12/$E$121,0),$I$121),0))","v":0},0,null,9,{"$f":"IF(詳細版!$U$16<>\"〇\",0,IF($E$121=0,0,IF(AND($A132>=詳細版!$U$14,$A132<詳細版!$U$15),MIN(ROUNDUP(Q12/$E$121,0),$I$121),0)))","v":0},{"$f":"IF(詳細版!$U$16<>\"〇\",0,IF($E$121=0,0,IF(AND($A132>=詳細版!$U$14,$A132<詳細版!$U$15),MIN(ROUNDUP(R12/$E$121,0),$I$121),0)))","v":0},{"$f":"IF(詳細版!$U$16<>\"〇\",0,IF($E$121=0,0,IF(AND($A132>=詳細版!$U$14,$A132<詳細版!$U$15),MIN(ROUNDUP(S12/$E$121,0),$I$121),0)))","v":0},{"$f":"IF(詳細版!$U$16<>\"〇\",0,IF($E$121=0,0,IF(AND($A132>=詳細版!$U$14,$A132<詳細版!$U$15),MIN(ROUNDUP(T12/$E$121,0),$I$121),0)))","v":0},{"$f":"IF(詳細版!$U$16<>\"〇\",0,IF($E$121=0,0,IF(AND($A132>=詳細版!$U$14,$A132<詳細版!$U$15),MIN(ROUNDUP(U12/$E$121,0),$I$121),0)))","v":0},{"$f":"IF(詳細版!$U$16<>\"〇\",0,IF($E$121=0,0,IF(AND($A132>=詳細版!$U$14,$A132<詳細版!$U$15),MIN(ROUNDUP(V12/$E$121,0),$I$121),0)))","v":0},{"$f":"IF(詳細版!$U$16<>\"〇\",0,IF($E$121=0,0,IF(AND($A132>=詳細版!$U$14,$A132<詳細版!$U$15),MIN(ROUNDUP(W12/$E$121,0),$I$121),0)))","v":0},{"$f":"IF(詳細版!$U$16<>\"〇\",0,IF($E$121=0,0,IF(AND($A132>=詳細版!$U$14,$A132<詳細版!$U$15),MIN(ROUNDUP(X12/$E$121,0),$I$121),0)))","v":0},{"$f":"IF(詳細版!$U$16<>\"〇\",0,IF($E$121=0,0,IF(AND($A132>=詳細版!$U$14,$A132<詳細版!$U$15),MIN(ROUNDUP(Y12/$E$121,0),$I$121),0)))","v":0},{"$f":"IF(詳細版!$U$16<>\"〇\",0,IF($E$121=0,0,IF(AND($A132>=詳細版!$U$14,$A132<詳細版!$U$15),MIN(ROUNDUP(Z12/$E$121,0),$I$121),0)))","v":0},{"$f":"IF(詳細版!$U$16<>\"〇\",0,IF($E$121=0,0,IF(AND($A132>=詳細版!$U$14,$A132<詳細版!$U$15),MIN(ROUNDUP(AA12/$E$121,0),$I$121),0)))","v":0},{"$f":"IF(詳細版!$U$16<>\"〇\",0,IF($E$121=0,0,IF(AND($A132>=詳細版!$U$14,$A132<詳細版!$U$15),MIN(ROUNDUP(AB12/$E$121,0),$I$121),0)))","v":0},0,null,9,{"$f":"IF(詳細版!$U$17<>\"〇\",0,IF($E$121=0,0,IF(AND($A132>=詳細版!$U$14,$A132<詳細版!$U$15),MIN(ROUNDUP(AF12/$E$121,0),$I$121),0)))","v":0},{"$f":"IF(詳細版!$U$17<>\"〇\",0,IF($E$121=0,0,IF(AND($A132>=詳細版!$U$14,$A132<詳細版!$U$15),MIN(ROUNDUP(AG12/$E$121,0),$I$121),0)))","v":0},{"$f":"IF(詳細版!$U$17<>\"〇\",0,IF($E$121=0,0,IF(AND($A132>=詳細版!$U$14,$A132<詳細版!$U$15),MIN(ROUNDUP(AH12/$E$121,0),$I$121),0)))","v":0},{"$f":"IF(詳細版!$U$17<>\"〇\",0,IF($E$121=0,0,IF(AND($A132>=詳細版!$U$14,$A132<詳細版!$U$15),MIN(ROUNDUP(AI12/$E$121,0),$I$121),0)))","v":0},{"$f":"IF(詳細版!$U$17<>\"〇\",0,IF($E$121=0,0,IF(AND($A132>=詳細版!$U$14,$A132<詳細版!$U$15),MIN(ROUNDUP(AJ12/$E$121,0),$I$121),0)))","v":0},{"$f":"IF(詳細版!$U$17<>\"〇\",0,IF($E$121=0,0,IF(AND($A132>=詳細版!$U$14,$A132<詳細版!$U$15),MIN(ROUNDUP(AK12/$E$121,0),$I$121),0)))","v":0},{"$f":"IF(詳細版!$U$17<>\"〇\",0,IF($E$121=0,0,IF(AND($A132>=詳細版!$U$14,$A132<詳細版!$U$15),MIN(ROUNDUP(AL12/$E$121,0),$I$121),0)))","v":0},{"$f":"IF(詳細版!$U$17<>\"〇\",0,IF($E$121=0,0,IF(AND($A132>=詳細版!$U$14,$A132<詳細版!$U$15),MIN(ROUNDUP(AM12/$E$121,0),$I$121),0)))","v":0},{"$f":"IF(詳細版!$U$17<>\"〇\",0,IF($E$121=0,0,IF(AND($A132>=詳細版!$U$14,$A132<詳細版!$U$15),MIN(ROUNDUP(AN12/$E$121,0),$I$121),0)))","v":0},{"$f":"IF(詳細版!$U$17<>\"〇\",0,IF($E$121=0,0,IF(AND($A132>=詳細版!$U$14,$A132<詳細版!$U$15),MIN(ROUNDUP(AO12/$E$121,0),$I$121),0)))","v":0},{"$f":"IF(詳細版!$U$17<>\"〇\",0,IF($E$121=0,0,IF(AND($A132>=詳細版!$U$14,$A132<詳細版!$U$15),MIN(ROUNDUP(AP12/$E$121,0),$I$121),0)))","v":0},{"$f":"IF(詳細版!$U$17<>\"〇\",0,IF($E$121=0,0,IF(AND($A132>=詳細版!$U$14,$A132<詳細版!$U$15),MIN(ROUNDUP(AQ12/$E$121,0),$I$121),0)))","v":0},0]
[10,{"$f":"IF($E$121=0,0,IF(AND($A133>=詳細版!$U$14,$A133<詳細版!$U$15),MIN(ROUNDUP(B13/$E$121,0),$I$121),0))","v":0},{"$f":"IF($E$121=0,0,IF(AND($A133>=詳細版!$U$14,$A133<詳細版!$U$15),MIN(ROUNDUP(C13/$E$121,0),$I$121),0))","v":0},{"$f":"IF($E$121=0,0,IF(AND($A133>=詳細版!$U$14,$A133<詳細版!$U$15),MIN(ROUNDUP(D13/$E$121,0),$I$121),0))","v":0},{"$f":"IF($E$121=0,0,IF(AND($A133>=詳細版!$U$14,$A133<詳細版!$U$15),MIN(ROUNDUP(E13/$E$121,0),$I$121),0))","v":0},{"$f":"IF($E$121=0,0,IF(AND($A133>=詳細版!$U$14,$A133<詳細版!$U$15),MIN(ROUNDUP(F13/$E$121,0),$I$121),0))","v":0},{"$f":"IF($E$121=0,0,IF(AND($A133>=詳細版!$U$14,$A133<詳細版!$U$15),MIN(ROUNDUP(G13/$E$121,0),$I$121),0))","v":0},{"$f":"IF($E$121=0,0,IF(AND($A133>=詳細版!$U$14,$A133<詳細版!$U$15),MIN(ROUNDUP(H13/$E$121,0),$I$121),0))","v":0},{"$f":"IF($E$121=0,0,IF(AND($A133>=詳細版!$U$14,$A133<詳細版!$U$15),MIN(ROUNDUP(I13/$E$121,0),$I$121),0))","v":0},{"$f":"IF($E$121=0,0,IF(AND($A133>=詳細版!$U$14,$A133<詳細版!$U$15),MIN(ROUNDUP(J13/$E$121,0),$I$121),0))","v":0},{"$f":"IF($E$121=0,0,IF(AND($A133>=詳細版!$U$14,$A133<詳細版!$U$15),MIN(ROUNDUP(K13/$E$121,0),$I$121),0))","v":0},{"$f":"IF($E$121=0,0,IF(AND($A133>=詳細版!$U$14,$A133<詳細版!$U$15),MIN(ROUNDUP(L13/$E$121,0),$I$121),0))","v":0},{"$f":"IF($E$121=0,0,IF(AND($A133>=詳細版!$U$14,$A133<詳細版!$U$15),MIN(ROUNDUP(M13/$E$121,0),$I$121),0))","v":0},0,null,10,{"$f":"IF(詳細版!$U$16<>\"〇\",0,IF($E$121=0,0,IF(AND($A133>=詳細版!$U$14,$A133<詳細版!$U$15),MIN(ROUNDUP(Q13/$E$121,0),$I$121),0)))","v":0},{"$f":"IF(詳細版!$U$16<>\"〇\",0,IF($E$121=0,0,IF(AND($A133>=詳細版!$U$14,$A133<詳細版!$U$15),MIN(ROUNDUP(R13/$E$121,0),$I$121),0)))","v":0},{"$f":"IF(詳細版!$U$16<>\"〇\",0,IF($E$121=0,0,IF(AND($A133>=詳細版!$U$14,$A133<詳細版!$U$15),MIN(ROUNDUP(S13/$E$121,0),$I$121),0)))","v":0},{"$f":"IF(詳細版!$U$16<>\"〇\",0,IF($E$121=0,0,IF(AND($A133>=詳細版!$U$14,$A133<詳細版!$U$15),MIN(ROUNDUP(T13/$E$121,0),$I$121),0)))","v":0},{"$f":"IF(詳細版!$U$16<>\"〇\",0,IF($E$121=0,0,IF(AND($A133>=詳細版!$U$14,$A133<詳細版!$U$15),MIN(ROUNDUP(U13/$E$121,0),$I$121),0)))","v":0},{"$f":"IF(詳細版!$U$16<>\"〇\",0,IF($E$121=0,0,IF(AND($A133>=詳細版!$U$14,$A133<詳細版!$U$15),MIN(ROUNDUP(V13/$E$121,0),$I$121),0)))","v":0},{"$f":"IF(詳細版!$U$16<>\"〇\",0,IF($E$121=0,0,IF(AND($A133>=詳細版!$U$14,$A133<詳細版!$U$15),MIN(ROUNDUP(W13/$E$121,0),$I$121),0)))","v":0},{"$f":"IF(詳細版!$U$16<>\"〇\",0,IF($E$121=0,0,IF(AND($A133>=詳細版!$U$14,$A133<詳細版!$U$15),MIN(ROUNDUP(X13/$E$121,0),$I$121),0)))","v":0},{"$f":"IF(詳細版!$U$16<>\"〇\",0,IF($E$121=0,0,IF(AND($A133>=詳細版!$U$14,$A133<詳細版!$U$15),MIN(ROUNDUP(Y13/$E$121,0),$I$121),0)))","v":0},{"$f":"IF(詳細版!$U$16<>\"〇\",0,IF($E$121=0,0,IF(AND($A133>=詳細版!$U$14,$A133<詳細版!$U$15),MIN(ROUNDUP(Z13/$E$121,0),$I$121),0)))","v":0},{"$f":"IF(詳細版!$U$16<>\"〇\",0,IF($E$121=0,0,IF(AND($A133>=詳細版!$U$14,$A133<詳細版!$U$15),MIN(ROUNDUP(AA13/$E$121,0),$I$121),0)))","v":0},{"$f":"IF(詳細版!$U$16<>\"〇\",0,IF($E$121=0,0,IF(AND($A133>=詳細版!$U$14,$A133<詳細版!$U$15),MIN(ROUNDUP(AB13/$E$121,0),$I$121),0)))","v":0},0,null,10,{"$f":"IF(詳細版!$U$17<>\"〇\",0,IF($E$121=0,0,IF(AND($A133>=詳細版!$U$14,$A133<詳細版!$U$15),MIN(ROUNDUP(AF13/$E$121,0),$I$121),0)))","v":0},{"$f":"IF(詳細版!$U$17<>\"〇\",0,IF($E$121=0,0,IF(AND($A133>=詳細版!$U$14,$A133<詳細版!$U$15),MIN(ROUNDUP(AG13/$E$121,0),$I$121),0)))","v":0},{"$f":"IF(詳細版!$U$17<>\"〇\",0,IF($E$121=0,0,IF(AND($A133>=詳細版!$U$14,$A133<詳細版!$U$15),MIN(ROUNDUP(AH13/$E$121,0),$I$121),0)))","v":0},{"$f":"IF(詳細版!$U$17<>\"〇\",0,IF($E$121=0,0,IF(AND($A133>=詳細版!$U$14,$A133<詳細版!$U$15),MIN(ROUNDUP(AI13/$E$121,0),$I$121),0)))","v":0},{"$f":"IF(詳細版!$U$17<>\"〇\",0,IF($E$121=0,0,IF(AND($A133>=詳細版!$U$14,$A133<詳細版!$U$15),MIN(ROUNDUP(AJ13/$E$121,0),$I$121),0)))","v":0},{"$f":"IF(詳細版!$U$17<>\"〇\",0,IF($E$121=0,0,IF(AND($A133>=詳細版!$U$14,$A133<詳細版!$U$15),MIN(ROUNDUP(AK13/$E$121,0),$I$121),0)))","v":0},{"$f":"IF(詳細版!$U$17<>\"〇\",0,IF($E$121=0,0,IF(AND($A133>=詳細版!$U$14,$A133<詳細版!$U$15),MIN(ROUNDUP(AL13/$E$121,0),$I$121),0)))","v":0},{"$f":"IF(詳細版!$U$17<>\"〇\",0,IF($E$121=0,0,IF(AND($A133>=詳細版!$U$14,$A133<詳細版!$U$15),MIN(ROUNDUP(AM13/$E$121,0),$I$121),0)))","v":0},{"$f":"IF(詳細版!$U$17<>\"〇\",0,IF($E$121=0,0,IF(AND($A133>=詳細版!$U$14,$A133<詳細版!$U$15),MIN(ROUNDUP(AN13/$E$121,0),$I$121),0)))","v":0},{"$f":"IF(詳細版!$U$17<>\"〇\",0,IF($E$121=0,0,IF(AND($A133>=詳細版!$U$14,$A133<詳細版!$U$15),MIN(ROUNDUP(AO13/$E$121,0),$I$121),0)))","v":0},{"$f":"IF(詳細版!$U$17<>\"〇\",0,IF($E$121=0,0,IF(AND($A133>=詳細版!$U$14,$A133<詳細版!$U$15),MIN(ROUNDUP(AP13/$E$121,0),$I$121),0)))","v":0},{"$f":"IF(詳細版!$U$17<>\"〇\",0,IF($E$121=0,0,IF(AND($A133>=詳細版!$U$14,$A133<詳細版!$U$15),MIN(ROUNDUP(AQ13/$E$121,0),$I$121),0)))","v":0},0]
[11,{"$f":"IF($E$121=0,0,IF(AND($A134>=詳細版!$U$14,$A134<詳細版!$U$15),MIN(ROUNDUP(B14/$E$121,0),$I$121),0))","v":0},{"$f":"IF($E$121=0,0,IF(AND($A134>=詳細版!$U$14,$A134<詳細版!$U$15),MIN(ROUNDUP(C14/$E$121,0),$I$121),0))","v":0},{"$f":"IF($E$121=0,0,IF(AND($A134>=詳細版!$U$14,$A134<詳細版!$U$15),MIN(ROUNDUP(D14/$E$121,0),$I$121),0))","v":0},{"$f":"IF($E$121=0,0,IF(AND($A134>=詳細版!$U$14,$A134<詳細版!$U$15),MIN(ROUNDUP(E14/$E$121,0),$I$121),0))","v":0},{"$f":"IF($E$121=0,0,IF(AND($A134>=詳細版!$U$14,$A134<詳細版!$U$15),MIN(ROUNDUP(F14/$E$121,0),$I$121),0))","v":0},{"$f":"IF($E$121=0,0,IF(AND($A134>=詳細版!$U$14,$A134<詳細版!$U$15),MIN(ROUNDUP(G14/$E$121,0),$I$121),0))","v":0},{"$f":"IF($E$121=0,0,IF(AND($A134>=詳細版!$U$14,$A134<詳細版!$U$15),MIN(ROUNDUP(H14/$E$121,0),$I$121),0))","v":0},{"$f":"IF($E$121=0,0,IF(AND($A134>=詳細版!$U$14,$A134<詳細版!$U$15),MIN(ROUNDUP(I14/$E$121,0),$I$121),0))","v":0},{"$f":"IF($E$121=0,0,IF(AND($A134>=詳細版!$U$14,$A134<詳細版!$U$15),MIN(ROUNDUP(J14/$E$121,0),$I$121),0))","v":0},{"$f":"IF($E$121=0,0,IF(AND($A134>=詳細版!$U$14,$A134<詳細版!$U$15),MIN(ROUNDUP(K14/$E$121,0),$I$121),0))","v":0},{"$f":"IF($E$121=0,0,IF(AND($A134>=詳細版!$U$14,$A134<詳細版!$U$15),MIN(ROUNDUP(L14/$E$121,0),$I$121),0))","v":0},{"$f":"IF($E$121=0,0,IF(AND($A134>=詳細版!$U$14,$A134<詳細版!$U$15),MIN(ROUNDUP(M14/$E$121,0),$I$121),0))","v":0},0,null,11,{"$f":"IF(詳細版!$U$16<>\"〇\",0,IF($E$121=0,0,IF(AND($A134>=詳細版!$U$14,$A134<詳細版!$U$15),MIN(ROUNDUP(Q14/$E$121,0),$I$121),0)))","v":0},{"$f":"IF(詳細版!$U$16<>\"〇\",0,IF($E$121=0,0,IF(AND($A134>=詳細版!$U$14,$A134<詳細版!$U$15),MIN(ROUNDUP(R14/$E$121,0),$I$121),0)))","v":0},{"$f":"IF(詳細版!$U$16<>\"〇\",0,IF($E$121=0,0,IF(AND($A134>=詳細版!$U$14,$A134<詳細版!$U$15),MIN(ROUNDUP(S14/$E$121,0),$I$121),0)))","v":0},{"$f":"IF(詳細版!$U$16<>\"〇\",0,IF($E$121=0,0,IF(AND($A134>=詳細版!$U$14,$A134<詳細版!$U$15),MIN(ROUNDUP(T14/$E$121,0),$I$121),0)))","v":0},{"$f":"IF(詳細版!$U$16<>\"〇\",0,IF($E$121=0,0,IF(AND($A134>=詳細版!$U$14,$A134<詳細版!$U$15),MIN(ROUNDUP(U14/$E$121,0),$I$121),0)))","v":0},{"$f":"IF(詳細版!$U$16<>\"〇\",0,IF($E$121=0,0,IF(AND($A134>=詳細版!$U$14,$A134<詳細版!$U$15),MIN(ROUNDUP(V14/$E$121,0),$I$121),0)))","v":0},{"$f":"IF(詳細版!$U$16<>\"〇\",0,IF($E$121=0,0,IF(AND($A134>=詳細版!$U$14,$A134<詳細版!$U$15),MIN(ROUNDUP(W14/$E$121,0),$I$121),0)))","v":0},{"$f":"IF(詳細版!$U$16<>\"〇\",0,IF($E$121=0,0,IF(AND($A134>=詳細版!$U$14,$A134<詳細版!$U$15),MIN(ROUNDUP(X14/$E$121,0),$I$121),0)))","v":0},{"$f":"IF(詳細版!$U$16<>\"〇\",0,IF($E$121=0,0,IF(AND($A134>=詳細版!$U$14,$A134<詳細版!$U$15),MIN(ROUNDUP(Y14/$E$121,0),$I$121),0)))","v":0},{"$f":"IF(詳細版!$U$16<>\"〇\",0,IF($E$121=0,0,IF(AND($A134>=詳細版!$U$14,$A134<詳細版!$U$15),MIN(ROUNDUP(Z14/$E$121,0),$I$121),0)))","v":0},{"$f":"IF(詳細版!$U$16<>\"〇\",0,IF($E$121=0,0,IF(AND($A134>=詳細版!$U$14,$A134<詳細版!$U$15),MIN(ROUNDUP(AA14/$E$121,0),$I$121),0)))","v":0},{"$f":"IF(詳細版!$U$16<>\"〇\",0,IF($E$121=0,0,IF(AND($A134>=詳細版!$U$14,$A134<詳細版!$U$15),MIN(ROUNDUP(AB14/$E$121,0),$I$121),0)))","v":0},0,null,11,{"$f":"IF(詳細版!$U$17<>\"〇\",0,IF($E$121=0,0,IF(AND($A134>=詳細版!$U$14,$A134<詳細版!$U$15),MIN(ROUNDUP(AF14/$E$121,0),$I$121),0)))","v":0},{"$f":"IF(詳細版!$U$17<>\"〇\",0,IF($E$121=0,0,IF(AND($A134>=詳細版!$U$14,$A134<詳細版!$U$15),MIN(ROUNDUP(AG14/$E$121,0),$I$121),0)))","v":0},{"$f":"IF(詳細版!$U$17<>\"〇\",0,IF($E$121=0,0,IF(AND($A134>=詳細版!$U$14,$A134<詳細版!$U$15),MIN(ROUNDUP(AH14/$E$121,0),$I$121),0)))","v":0},{"$f":"IF(詳細版!$U$17<>\"〇\",0,IF($E$121=0,0,IF(AND($A134>=詳細版!$U$14,$A134<詳細版!$U$15),MIN(ROUNDUP(AI14/$E$121,0),$I$121),0)))","v":0},{"$f":"IF(詳細版!$U$17<>\"〇\",0,IF($E$121=0,0,IF(AND($A134>=詳細版!$U$14,$A134<詳細版!$U$15),MIN(ROUNDUP(AJ14/$E$121,0),$I$121),0)))","v":0},{"$f":"IF(詳細版!$U$17<>\"〇\",0,IF($E$121=0,0,IF(AND($A134>=詳細版!$U$14,$A134<詳細版!$U$15),MIN(ROUNDUP(AK14/$E$121,0),$I$121),0)))","v":0},{"$f":"IF(詳細版!$U$17<>\"〇\",0,IF($E$121=0,0,IF(AND($A134>=詳細版!$U$14,$A134<詳細版!$U$15),MIN(ROUNDUP(AL14/$E$121,0),$I$121),0)))","v":0},{"$f":"IF(詳細版!$U$17<>\"〇\",0,IF($E$121=0,0,IF(AND($A134>=詳細版!$U$14,$A134<詳細版!$U$15),MIN(ROUNDUP(AM14/$E$121,0),$I$121),0)))","v":0},{"$f":"IF(詳細版!$U$17<>\"〇\",0,IF($E$121=0,0,IF(AND($A134>=詳細版!$U$14,$A134<詳細版!$U$15),MIN(ROUNDUP(AN14/$E$121,0),$I$121),0)))","v":0},{"$f":"IF(詳細版!$U$17<>\"〇\",0,IF($E$121=0,0,IF(AND($A134>=詳細版!$U$14,$A134<詳細版!$U$15),MIN(ROUNDUP(AO14/$E$121,0),$I$121),0)))","v":0},{"$f":"IF(詳細版!$U$17<>\"〇\",0,IF($E$121=0,0,IF(AND($A134>=詳細版!$U$14,$A134<詳細版!$U$15),MIN(ROUNDUP(AP14/$E$121,0),$I$121),0)))","v":0},{"$f":"IF(詳細版!$U$17<>\"〇\",0,IF($E$121=0,0,IF(AND($A134>=詳細版!$U$14,$A134<詳細版!$U$15),MIN(ROUNDUP(AQ14/$E$121,0),$I$121),0)))","v":0},0]
[12,{"$f":"IF($E$121=0,0,IF(AND($A135>=詳細版!$U$14,$A135<詳細版!$U$15),MIN(ROUNDUP(B15/$E$121,0),$I$121),0))","v":0},{"$f":"IF($E$121=0,0,IF(AND($A135>=詳細版!$U$14,$A135<詳細版!$U$15),MIN(ROUNDUP(C15/$E$121,0),$I$121),0))","v":0},{"$f":"IF($E$121=0,0,IF(AND($A135>=詳細版!$U$14,$A135<詳細版!$U$15),MIN(ROUNDUP(D15/$E$121,0),$I$121),0))","v":0},{"$f":"IF($E$121=0,0,IF(AND($A135>=詳細版!$U$14,$A135<詳細版!$U$15),MIN(ROUNDUP(E15/$E$121,0),$I$121),0))","v":0},{"$f":"IF($E$121=0,0,IF(AND($A135>=詳細版!$U$14,$A135<詳細版!$U$15),MIN(ROUNDUP(F15/$E$121,0),$I$121),0))","v":0},{"$f":"IF($E$121=0,0,IF(AND($A135>=詳細版!$U$14,$A135<詳細版!$U$15),MIN(ROUNDUP(G15/$E$121,0),$I$121),0))","v":0},{"$f":"IF($E$121=0,0,IF(AND($A135>=詳細版!$U$14,$A135<詳細版!$U$15),MIN(ROUNDUP(H15/$E$121,0),$I$121),0))","v":0},{"$f":"IF($E$121=0,0,IF(AND($A135>=詳細版!$U$14,$A135<詳細版!$U$15),MIN(ROUNDUP(I15/$E$121,0),$I$121),0))","v":0},{"$f":"IF($E$121=0,0,IF(AND($A135>=詳細版!$U$14,$A135<詳細版!$U$15),MIN(ROUNDUP(J15/$E$121,0),$I$121),0))","v":0},{"$f":"IF($E$121=0,0,IF(AND($A135>=詳細版!$U$14,$A135<詳細版!$U$15),MIN(ROUNDUP(K15/$E$121,0),$I$121),0))","v":0},{"$f":"IF($E$121=0,0,IF(AND($A135>=詳細版!$U$14,$A135<詳細版!$U$15),MIN(ROUNDUP(L15/$E$121,0),$I$121),0))","v":0},{"$f":"IF($E$121=0,0,IF(AND($A135>=詳細版!$U$14,$A135<詳細版!$U$15),MIN(ROUNDUP(M15/$E$121,0),$I$121),0))","v":0},0,null,12,{"$f":"IF(詳細版!$U$16<>\"〇\",0,IF($E$121=0,0,IF(AND($A135>=詳細版!$U$14,$A135<詳細版!$U$15),MIN(ROUNDUP(Q15/$E$121,0),$I$121),0)))","v":0},{"$f":"IF(詳細版!$U$16<>\"〇\",0,IF($E$121=0,0,IF(AND($A135>=詳細版!$U$14,$A135<詳細版!$U$15),MIN(ROUNDUP(R15/$E$121,0),$I$121),0)))","v":0},{"$f":"IF(詳細版!$U$16<>\"〇\",0,IF($E$121=0,0,IF(AND($A135>=詳細版!$U$14,$A135<詳細版!$U$15),MIN(ROUNDUP(S15/$E$121,0),$I$121),0)))","v":0},{"$f":"IF(詳細版!$U$16<>\"〇\",0,IF($E$121=0,0,IF(AND($A135>=詳細版!$U$14,$A135<詳細版!$U$15),MIN(ROUNDUP(T15/$E$121,0),$I$121),0)))","v":0},{"$f":"IF(詳細版!$U$16<>\"〇\",0,IF($E$121=0,0,IF(AND($A135>=詳細版!$U$14,$A135<詳細版!$U$15),MIN(ROUNDUP(U15/$E$121,0),$I$121),0)))","v":0},{"$f":"IF(詳細版!$U$16<>\"〇\",0,IF($E$121=0,0,IF(AND($A135>=詳細版!$U$14,$A135<詳細版!$U$15),MIN(ROUNDUP(V15/$E$121,0),$I$121),0)))","v":0},{"$f":"IF(詳細版!$U$16<>\"〇\",0,IF($E$121=0,0,IF(AND($A135>=詳細版!$U$14,$A135<詳細版!$U$15),MIN(ROUNDUP(W15/$E$121,0),$I$121),0)))","v":0},{"$f":"IF(詳細版!$U$16<>\"〇\",0,IF($E$121=0,0,IF(AND($A135>=詳細版!$U$14,$A135<詳細版!$U$15),MIN(ROUNDUP(X15/$E$121,0),$I$121),0)))","v":0},{"$f":"IF(詳細版!$U$16<>\"〇\",0,IF($E$121=0,0,IF(AND($A135>=詳細版!$U$14,$A135<詳細版!$U$15),MIN(ROUNDUP(Y15/$E$121,0),$I$121),0)))","v":0},{"$f":"IF(詳細版!$U$16<>\"〇\",0,IF($E$121=0,0,IF(AND($A135>=詳細版!$U$14,$A135<詳細版!$U$15),MIN(ROUNDUP(Z15/$E$121,0),$I$121),0)))","v":0},{"$f":"IF(詳細版!$U$16<>\"〇\",0,IF($E$121=0,0,IF(AND($A135>=詳細版!$U$14,$A135<詳細版!$U$15),MIN(ROUNDUP(AA15/$E$121,0),$I$121),0)))","v":0},{"$f":"IF(詳細版!$U$16<>\"〇\",0,IF($E$121=0,0,IF(AND($A135>=詳細版!$U$14,$A135<詳細版!$U$15),MIN(ROUNDUP(AB15/$E$121,0),$I$121),0)))","v":0},0,null,12,{"$f":"IF(詳細版!$U$17<>\"〇\",0,IF($E$121=0,0,IF(AND($A135>=詳細版!$U$14,$A135<詳細版!$U$15),MIN(ROUNDUP(AF15/$E$121,0),$I$121),0)))","v":0},{"$f":"IF(詳細版!$U$17<>\"〇\",0,IF($E$121=0,0,IF(AND($A135>=詳細版!$U$14,$A135<詳細版!$U$15),MIN(ROUNDUP(AG15/$E$121,0),$I$121),0)))","v":0},{"$f":"IF(詳細版!$U$17<>\"〇\",0,IF($E$121=0,0,IF(AND($A135>=詳細版!$U$14,$A135<詳細版!$U$15),MIN(ROUNDUP(AH15/$E$121,0),$I$121),0)))","v":0},{"$f":"IF(詳細版!$U$17<>\"〇\",0,IF($E$121=0,0,IF(AND($A135>=詳細版!$U$14,$A135<詳細版!$U$15),MIN(ROUNDUP(AI15/$E$121,0),$I$121),0)))","v":0},{"$f":"IF(詳細版!$U$17<>\"〇\",0,IF($E$121=0,0,IF(AND($A135>=詳細版!$U$14,$A135<詳細版!$U$15),MIN(ROUNDUP(AJ15/$E$121,0),$I$121),0)))","v":0},{"$f":"IF(詳細版!$U$17<>\"〇\",0,IF($E$121=0,0,IF(AND($A135>=詳細版!$U$14,$A135<詳細版!$U$15),MIN(ROUNDUP(AK15/$E$121,0),$I$121),0)))","v":0},{"$f":"IF(詳細版!$U$17<>\"〇\",0,IF($E$121=0,0,IF(AND($A135>=詳細版!$U$14,$A135<詳細版!$U$15),MIN(ROUNDUP(AL15/$E$121,0),$I$121),0)))","v":0},{"$f":"IF(詳細版!$U$17<>\"〇\",0,IF($E$121=0,0,IF(AND($A135>=詳細版!$U$14,$A135<詳細版!$U$15),MIN(ROUNDUP(AM15/$E$121,0),$I$121),0)))","v":0},{"$f":"IF(詳細版!$U$17<>\"〇\",0,IF($E$121=0,0,IF(AND($A135>=詳細版!$U$14,$A135<詳細版!$U$15),MIN(ROUNDUP(AN15/$E$121,0),$I$121),0)))","v":0},{"$f":"IF(詳細版!$U$17<>\"〇\",0,IF($E$121=0,0,IF(AND($A135>=詳細版!$U$14,$A135<詳細版!$U$15),MIN(ROUNDUP(AO15/$E$121,0),$I$121),0)))","v":0},{"$f":"IF(詳細版!$U$17<>\"〇\",0,IF($E$121=0,0,IF(AND($A135>=詳細版!$U$14,$A135<詳細版!$U$15),MIN(ROUNDUP(AP15/$E$121,0),$I$121),0)))","v":0},{"$f":"IF(詳細版!$U$17<>\"〇\",0,IF($E$121=0,0,IF(AND($A135>=詳細版!$U$14,$A135<詳細版!$U$15),MIN(ROUNDUP(AQ15/$E$121,0),$I$121),0)))","v":0},0]
[13,{"$f":"IF($E$121=0,0,IF(AND($A136>=詳細版!$U$14,$A136<詳細版!$U$15),MIN(ROUNDUP(B16/$E$121,0),$I$121),0))","v":0},{"$f":"IF($E$121=0,0,IF(AND($A136>=詳細版!$U$14,$A136<詳細版!$U$15),MIN(ROUNDUP(C16/$E$121,0),$I$121),0))","v":0},{"$f":"IF($E$121=0,0,IF(AND($A136>=詳細版!$U$14,$A136<詳細版!$U$15),MIN(ROUNDUP(D16/$E$121,0),$I$121),0))","v":0},{"$f":"IF($E$121=0,0,IF(AND($A136>=詳細版!$U$14,$A136<詳細版!$U$15),MIN(ROUNDUP(E16/$E$121,0),$I$121),0))","v":0},{"$f":"IF($E$121=0,0,IF(AND($A136>=詳細版!$U$14,$A136<詳細版!$U$15),MIN(ROUNDUP(F16/$E$121,0),$I$121),0))","v":0},{"$f":"IF($E$121=0,0,IF(AND($A136>=詳細版!$U$14,$A136<詳細版!$U$15),MIN(ROUNDUP(G16/$E$121,0),$I$121),0))","v":0},{"$f":"IF($E$121=0,0,IF(AND($A136>=詳細版!$U$14,$A136<詳細版!$U$15),MIN(ROUNDUP(H16/$E$121,0),$I$121),0))","v":0},{"$f":"IF($E$121=0,0,IF(AND($A136>=詳細版!$U$14,$A136<詳細版!$U$15),MIN(ROUNDUP(I16/$E$121,0),$I$121),0))","v":0},{"$f":"IF($E$121=0,0,IF(AND($A136>=詳細版!$U$14,$A136<詳細版!$U$15),MIN(ROUNDUP(J16/$E$121,0),$I$121),0))","v":0},{"$f":"IF($E$121=0,0,IF(AND($A136>=詳細版!$U$14,$A136<詳細版!$U$15),MIN(ROUNDUP(K16/$E$121,0),$I$121),0))","v":0},{"$f":"IF($E$121=0,0,IF(AND($A136>=詳細版!$U$14,$A136<詳細版!$U$15),MIN(ROUNDUP(L16/$E$121,0),$I$121),0))","v":0},{"$f":"IF($E$121=0,0,IF(AND($A136>=詳細版!$U$14,$A136<詳細版!$U$15),MIN(ROUNDUP(M16/$E$121,0),$I$121),0))","v":0},0,null,13,{"$f":"IF(詳細版!$U$16<>\"〇\",0,IF($E$121=0,0,IF(AND($A136>=詳細版!$U$14,$A136<詳細版!$U$15),MIN(ROUNDUP(Q16/$E$121,0),$I$121),0)))","v":0},{"$f":"IF(詳細版!$U$16<>\"〇\",0,IF($E$121=0,0,IF(AND($A136>=詳細版!$U$14,$A136<詳細版!$U$15),MIN(ROUNDUP(R16/$E$121,0),$I$121),0)))","v":0},{"$f":"IF(詳細版!$U$16<>\"〇\",0,IF($E$121=0,0,IF(AND($A136>=詳細版!$U$14,$A136<詳細版!$U$15),MIN(ROUNDUP(S16/$E$121,0),$I$121),0)))","v":0},{"$f":"IF(詳細版!$U$16<>\"〇\",0,IF($E$121=0,0,IF(AND($A136>=詳細版!$U$14,$A136<詳細版!$U$15),MIN(ROUNDUP(T16/$E$121,0),$I$121),0)))","v":0},{"$f":"IF(詳細版!$U$16<>\"〇\",0,IF($E$121=0,0,IF(AND($A136>=詳細版!$U$14,$A136<詳細版!$U$15),MIN(ROUNDUP(U16/$E$121,0),$I$121),0)))","v":0},{"$f":"IF(詳細版!$U$16<>\"〇\",0,IF($E$121=0,0,IF(AND($A136>=詳細版!$U$14,$A136<詳細版!$U$15),MIN(ROUNDUP(V16/$E$121,0),$I$121),0)))","v":0},{"$f":"IF(詳細版!$U$16<>\"〇\",0,IF($E$121=0,0,IF(AND($A136>=詳細版!$U$14,$A136<詳細版!$U$15),MIN(ROUNDUP(W16/$E$121,0),$I$121),0)))","v":0},{"$f":"IF(詳細版!$U$16<>\"〇\",0,IF($E$121=0,0,IF(AND($A136>=詳細版!$U$14,$A136<詳細版!$U$15),MIN(ROUNDUP(X16/$E$121,0),$I$121),0)))","v":0},{"$f":"IF(詳細版!$U$16<>\"〇\",0,IF($E$121=0,0,IF(AND($A136>=詳細版!$U$14,$A136<詳細版!$U$15),MIN(ROUNDUP(Y16/$E$121,0),$I$121),0)))","v":0},{"$f":"IF(詳細版!$U$16<>\"〇\",0,IF($E$121=0,0,IF(AND($A136>=詳細版!$U$14,$A136<詳細版!$U$15),MIN(ROUNDUP(Z16/$E$121,0),$I$121),0)))","v":0},{"$f":"IF(詳細版!$U$16<>\"〇\",0,IF($E$121=0,0,IF(AND($A136>=詳細版!$U$14,$A136<詳細版!$U$15),MIN(ROUNDUP(AA16/$E$121,0),$I$121),0)))","v":0},{"$f":"IF(詳細版!$U$16<>\"〇\",0,IF($E$121=0,0,IF(AND($A136>=詳細版!$U$14,$A136<詳細版!$U$15),MIN(ROUNDUP(AB16/$E$121,0),$I$121),0)))","v":0},0,null,13,{"$f":"IF(詳細版!$U$17<>\"〇\",0,IF($E$121=0,0,IF(AND($A136>=詳細版!$U$14,$A136<詳細版!$U$15),MIN(ROUNDUP(AF16/$E$121,0),$I$121),0)))","v":0},{"$f":"IF(詳細版!$U$17<>\"〇\",0,IF($E$121=0,0,IF(AND($A136>=詳細版!$U$14,$A136<詳細版!$U$15),MIN(ROUNDUP(AG16/$E$121,0),$I$121),0)))","v":0},{"$f":"IF(詳細版!$U$17<>\"〇\",0,IF($E$121=0,0,IF(AND($A136>=詳細版!$U$14,$A136<詳細版!$U$15),MIN(ROUNDUP(AH16/$E$121,0),$I$121),0)))","v":0},{"$f":"IF(詳細版!$U$17<>\"〇\",0,IF($E$121=0,0,IF(AND($A136>=詳細版!$U$14,$A136<詳細版!$U$15),MIN(ROUNDUP(AI16/$E$121,0),$I$121),0)))","v":0},{"$f":"IF(詳細版!$U$17<>\"〇\",0,IF($E$121=0,0,IF(AND($A136>=詳細版!$U$14,$A136<詳細版!$U$15),MIN(ROUNDUP(AJ16/$E$121,0),$I$121),0)))","v":0},{"$f":"IF(詳細版!$U$17<>\"〇\",0,IF($E$121=0,0,IF(AND($A136>=詳細版!$U$14,$A136<詳細版!$U$15),MIN(ROUNDUP(AK16/$E$121,0),$I$121),0)))","v":0},{"$f":"IF(詳細版!$U$17<>\"〇\",0,IF($E$121=0,0,IF(AND($A136>=詳細版!$U$14,$A136<詳細版!$U$15),MIN(ROUNDUP(AL16/$E$121,0),$I$121),0)))","v":0},{"$f":"IF(詳細版!$U$17<>\"〇\",0,IF($E$121=0,0,IF(AND($A136>=詳細版!$U$14,$A136<詳細版!$U$15),MIN(ROUNDUP(AM16/$E$121,0),$I$121),0)))","v":0},{"$f":"IF(詳細版!$U$17<>\"〇\",0,IF($E$121=0,0,IF(AND($A136>=詳細版!$U$14,$A136<詳細版!$U$15),MIN(ROUNDUP(AN16/$E$121,0),$I$121),0)))","v":0},{"$f":"IF(詳細版!$U$17<>\"〇\",0,IF($E$121=0,0,IF(AND($A136>=詳細版!$U$14,$A136<詳細版!$U$15),MIN(ROUNDUP(AO16/$E$121,0),$I$121),0)))","v":0},{"$f":"IF(詳細版!$U$17<>\"〇\",0,IF($E$121=0,0,IF(AND($A136>=詳細版!$U$14,$A136<詳細版!$U$15),MIN(ROUNDUP(AP16/$E$121,0),$I$121),0)))","v":0},{"$f":"IF(詳細版!$U$17<>\"〇\",0,IF($E$121=0,0,IF(AND($A136>=詳細版!$U$14,$A136<詳細版!$U$15),MIN(ROUNDUP(AQ16/$E$121,0),$I$121),0)))","v":0},0]
[14,{"$f":"IF($E$121=0,0,IF(AND($A137>=詳細版!$U$14,$A137<詳細版!$U$15),MIN(ROUNDUP(B17/$E$121,0),$I$121),0))","v":0},{"$f":"IF($E$121=0,0,IF(AND($A137>=詳細版!$U$14,$A137<詳細版!$U$15),MIN(ROUNDUP(C17/$E$121,0),$I$121),0))","v":0},{"$f":"IF($E$121=0,0,IF(AND($A137>=詳細版!$U$14,$A137<詳細版!$U$15),MIN(ROUNDUP(D17/$E$121,0),$I$121),0))","v":0},{"$f":"IF($E$121=0,0,IF(AND($A137>=詳細版!$U$14,$A137<詳細版!$U$15),MIN(ROUNDUP(E17/$E$121,0),$I$121),0))","v":0},{"$f":"IF($E$121=0,0,IF(AND($A137>=詳細版!$U$14,$A137<詳細版!$U$15),MIN(ROUNDUP(F17/$E$121,0),$I$121),0))","v":0},{"$f":"IF($E$121=0,0,IF(AND($A137>=詳細版!$U$14,$A137<詳細版!$U$15),MIN(ROUNDUP(G17/$E$121,0),$I$121),0))","v":0},{"$f":"IF($E$121=0,0,IF(AND($A137>=詳細版!$U$14,$A137<詳細版!$U$15),MIN(ROUNDUP(H17/$E$121,0),$I$121),0))","v":0},{"$f":"IF($E$121=0,0,IF(AND($A137>=詳細版!$U$14,$A137<詳細版!$U$15),MIN(ROUNDUP(I17/$E$121,0),$I$121),0))","v":0},{"$f":"IF($E$121=0,0,IF(AND($A137>=詳細版!$U$14,$A137<詳細版!$U$15),MIN(ROUNDUP(J17/$E$121,0),$I$121),0))","v":0},{"$f":"IF($E$121=0,0,IF(AND($A137>=詳細版!$U$14,$A137<詳細版!$U$15),MIN(ROUNDUP(K17/$E$121,0),$I$121),0))","v":0},{"$f":"IF($E$121=0,0,IF(AND($A137>=詳細版!$U$14,$A137<詳細版!$U$15),MIN(ROUNDUP(L17/$E$121,0),$I$121),0))","v":0},{"$f":"IF($E$121=0,0,IF(AND($A137>=詳細版!$U$14,$A137<詳細版!$U$15),MIN(ROUNDUP(M17/$E$121,0),$I$121),0))","v":0},0,null,14,{"$f":"IF(詳細版!$U$16<>\"〇\",0,IF($E$121=0,0,IF(AND($A137>=詳細版!$U$14,$A137<詳細版!$U$15),MIN(ROUNDUP(Q17/$E$121,0),$I$121),0)))","v":0},{"$f":"IF(詳細版!$U$16<>\"〇\",0,IF($E$121=0,0,IF(AND($A137>=詳細版!$U$14,$A137<詳細版!$U$15),MIN(ROUNDUP(R17/$E$121,0),$I$121),0)))","v":0},{"$f":"IF(詳細版!$U$16<>\"〇\",0,IF($E$121=0,0,IF(AND($A137>=詳細版!$U$14,$A137<詳細版!$U$15),MIN(ROUNDUP(S17/$E$121,0),$I$121),0)))","v":0},{"$f":"IF(詳細版!$U$16<>\"〇\",0,IF($E$121=0,0,IF(AND($A137>=詳細版!$U$14,$A137<詳細版!$U$15),MIN(ROUNDUP(T17/$E$121,0),$I$121),0)))","v":0},{"$f":"IF(詳細版!$U$16<>\"〇\",0,IF($E$121=0,0,IF(AND($A137>=詳細版!$U$14,$A137<詳細版!$U$15),MIN(ROUNDUP(U17/$E$121,0),$I$121),0)))","v":0},{"$f":"IF(詳細版!$U$16<>\"〇\",0,IF($E$121=0,0,IF(AND($A137>=詳細版!$U$14,$A137<詳細版!$U$15),MIN(ROUNDUP(V17/$E$121,0),$I$121),0)))","v":0},{"$f":"IF(詳細版!$U$16<>\"〇\",0,IF($E$121=0,0,IF(AND($A137>=詳細版!$U$14,$A137<詳細版!$U$15),MIN(ROUNDUP(W17/$E$121,0),$I$121),0)))","v":0},{"$f":"IF(詳細版!$U$16<>\"〇\",0,IF($E$121=0,0,IF(AND($A137>=詳細版!$U$14,$A137<詳細版!$U$15),MIN(ROUNDUP(X17/$E$121,0),$I$121),0)))","v":0},{"$f":"IF(詳細版!$U$16<>\"〇\",0,IF($E$121=0,0,IF(AND($A137>=詳細版!$U$14,$A137<詳細版!$U$15),MIN(ROUNDUP(Y17/$E$121,0),$I$121),0)))","v":0},{"$f":"IF(詳細版!$U$16<>\"〇\",0,IF($E$121=0,0,IF(AND($A137>=詳細版!$U$14,$A137<詳細版!$U$15),MIN(ROUNDUP(Z17/$E$121,0),$I$121),0)))","v":0},{"$f":"IF(詳細版!$U$16<>\"〇\",0,IF($E$121=0,0,IF(AND($A137>=詳細版!$U$14,$A137<詳細版!$U$15),MIN(ROUNDUP(AA17/$E$121,0),$I$121),0)))","v":0},{"$f":"IF(詳細版!$U$16<>\"〇\",0,IF($E$121=0,0,IF(AND($A137>=詳細版!$U$14,$A137<詳細版!$U$15),MIN(ROUNDUP(AB17/$E$121,0),$I$121),0)))","v":0},0,null,14,{"$f":"IF(詳細版!$U$17<>\"〇\",0,IF($E$121=0,0,IF(AND($A137>=詳細版!$U$14,$A137<詳細版!$U$15),MIN(ROUNDUP(AF17/$E$121,0),$I$121),0)))","v":0},{"$f":"IF(詳細版!$U$17<>\"〇\",0,IF($E$121=0,0,IF(AND($A137>=詳細版!$U$14,$A137<詳細版!$U$15),MIN(ROUNDUP(AG17/$E$121,0),$I$121),0)))","v":0},{"$f":"IF(詳細版!$U$17<>\"〇\",0,IF($E$121=0,0,IF(AND($A137>=詳細版!$U$14,$A137<詳細版!$U$15),MIN(ROUNDUP(AH17/$E$121,0),$I$121),0)))","v":0},{"$f":"IF(詳細版!$U$17<>\"〇\",0,IF($E$121=0,0,IF(AND($A137>=詳細版!$U$14,$A137<詳細版!$U$15),MIN(ROUNDUP(AI17/$E$121,0),$I$121),0)))","v":0},{"$f":"IF(詳細版!$U$17<>\"〇\",0,IF($E$121=0,0,IF(AND($A137>=詳細版!$U$14,$A137<詳細版!$U$15),MIN(ROUNDUP(AJ17/$E$121,0),$I$121),0)))","v":0},{"$f":"IF(詳細版!$U$17<>\"〇\",0,IF($E$121=0,0,IF(AND($A137>=詳細版!$U$14,$A137<詳細版!$U$15),MIN(ROUNDUP(AK17/$E$121,0),$I$121),0)))","v":0},{"$f":"IF(詳細版!$U$17<>\"〇\",0,IF($E$121=0,0,IF(AND($A137>=詳細版!$U$14,$A137<詳細版!$U$15),MIN(ROUNDUP(AL17/$E$121,0),$I$121),0)))","v":0},{"$f":"IF(詳細版!$U$17<>\"〇\",0,IF($E$121=0,0,IF(AND($A137>=詳細版!$U$14,$A137<詳細版!$U$15),MIN(ROUNDUP(AM17/$E$121,0),$I$121),0)))","v":0},{"$f":"IF(詳細版!$U$17<>\"〇\",0,IF($E$121=0,0,IF(AND($A137>=詳細版!$U$14,$A137<詳細版!$U$15),MIN(ROUNDUP(AN17/$E$121,0),$I$121),0)))","v":0},{"$f":"IF(詳細版!$U$17<>\"〇\",0,IF($E$121=0,0,IF(AND($A137>=詳細版!$U$14,$A137<詳細版!$U$15),MIN(ROUNDUP(AO17/$E$121,0),$I$121),0)))","v":0},{"$f":"IF(詳細版!$U$17<>\"〇\",0,IF($E$121=0,0,IF(AND($A137>=詳細版!$U$14,$A137<詳細版!$U$15),MIN(ROUNDUP(AP17/$E$121,0),$I$121),0)))","v":0},{"$f":"IF(詳細版!$U$17<>\"〇\",0,IF($E$121=0,0,IF(AND($A137>=詳細版!$U$14,$A137<詳細版!$U$15),MIN(ROUNDUP(AQ17/$E$121,0),$I$121),0)))","v":0},0]
[15,{"$f":"IF($E$121=0,0,IF(AND($A138>=詳細版!$U$14,$A138<詳細版!$U$15),MIN(ROUNDUP(B18/$E$121,0),$I$121),0))","v":0},{"$f":"IF($E$121=0,0,IF(AND($A138>=詳細版!$U$14,$A138<詳細版!$U$15),MIN(ROUNDUP(C18/$E$121,0),$I$121),0))","v":0},{"$f":"IF($E$121=0,0,IF(AND($A138>=詳細版!$U$14,$A138<詳細版!$U$15),MIN(ROUNDUP(D18/$E$121,0),$I$121),0))","v":0},{"$f":"IF($E$121=0,0,IF(AND($A138>=詳細版!$U$14,$A138<詳細版!$U$15),MIN(ROUNDUP(E18/$E$121,0),$I$121),0))","v":0},{"$f":"IF($E$121=0,0,IF(AND($A138>=詳細版!$U$14,$A138<詳細版!$U$15),MIN(ROUNDUP(F18/$E$121,0),$I$121),0))","v":0},{"$f":"IF($E$121=0,0,IF(AND($A138>=詳細版!$U$14,$A138<詳細版!$U$15),MIN(ROUNDUP(G18/$E$121,0),$I$121),0))","v":0},{"$f":"IF($E$121=0,0,IF(AND($A138>=詳細版!$U$14,$A138<詳細版!$U$15),MIN(ROUNDUP(H18/$E$121,0),$I$121),0))","v":0},{"$f":"IF($E$121=0,0,IF(AND($A138>=詳細版!$U$14,$A138<詳細版!$U$15),MIN(ROUNDUP(I18/$E$121,0),$I$121),0))","v":0},{"$f":"IF($E$121=0,0,IF(AND($A138>=詳細版!$U$14,$A138<詳細版!$U$15),MIN(ROUNDUP(J18/$E$121,0),$I$121),0))","v":0},{"$f":"IF($E$121=0,0,IF(AND($A138>=詳細版!$U$14,$A138<詳細版!$U$15),MIN(ROUNDUP(K18/$E$121,0),$I$121),0))","v":0},{"$f":"IF($E$121=0,0,IF(AND($A138>=詳細版!$U$14,$A138<詳細版!$U$15),MIN(ROUNDUP(L18/$E$121,0),$I$121),0))","v":0},{"$f":"IF($E$121=0,0,IF(AND($A138>=詳細版!$U$14,$A138<詳細版!$U$15),MIN(ROUNDUP(M18/$E$121,0),$I$121),0))","v":0},0,null,15,{"$f":"IF(詳細版!$U$16<>\"〇\",0,IF($E$121=0,0,IF(AND($A138>=詳細版!$U$14,$A138<詳細版!$U$15),MIN(ROUNDUP(Q18/$E$121,0),$I$121),0)))","v":0},{"$f":"IF(詳細版!$U$16<>\"〇\",0,IF($E$121=0,0,IF(AND($A138>=詳細版!$U$14,$A138<詳細版!$U$15),MIN(ROUNDUP(R18/$E$121,0),$I$121),0)))","v":0},{"$f":"IF(詳細版!$U$16<>\"〇\",0,IF($E$121=0,0,IF(AND($A138>=詳細版!$U$14,$A138<詳細版!$U$15),MIN(ROUNDUP(S18/$E$121,0),$I$121),0)))","v":0},{"$f":"IF(詳細版!$U$16<>\"〇\",0,IF($E$121=0,0,IF(AND($A138>=詳細版!$U$14,$A138<詳細版!$U$15),MIN(ROUNDUP(T18/$E$121,0),$I$121),0)))","v":0},{"$f":"IF(詳細版!$U$16<>\"〇\",0,IF($E$121=0,0,IF(AND($A138>=詳細版!$U$14,$A138<詳細版!$U$15),MIN(ROUNDUP(U18/$E$121,0),$I$121),0)))","v":0},{"$f":"IF(詳細版!$U$16<>\"〇\",0,IF($E$121=0,0,IF(AND($A138>=詳細版!$U$14,$A138<詳細版!$U$15),MIN(ROUNDUP(V18/$E$121,0),$I$121),0)))","v":0},{"$f":"IF(詳細版!$U$16<>\"〇\",0,IF($E$121=0,0,IF(AND($A138>=詳細版!$U$14,$A138<詳細版!$U$15),MIN(ROUNDUP(W18/$E$121,0),$I$121),0)))","v":0},{"$f":"IF(詳細版!$U$16<>\"〇\",0,IF($E$121=0,0,IF(AND($A138>=詳細版!$U$14,$A138<詳細版!$U$15),MIN(ROUNDUP(X18/$E$121,0),$I$121),0)))","v":0},{"$f":"IF(詳細版!$U$16<>\"〇\",0,IF($E$121=0,0,IF(AND($A138>=詳細版!$U$14,$A138<詳細版!$U$15),MIN(ROUNDUP(Y18/$E$121,0),$I$121),0)))","v":0},{"$f":"IF(詳細版!$U$16<>\"〇\",0,IF($E$121=0,0,IF(AND($A138>=詳細版!$U$14,$A138<詳細版!$U$15),MIN(ROUNDUP(Z18/$E$121,0),$I$121),0)))","v":0},{"$f":"IF(詳細版!$U$16<>\"〇\",0,IF($E$121=0,0,IF(AND($A138>=詳細版!$U$14,$A138<詳細版!$U$15),MIN(ROUNDUP(AA18/$E$121,0),$I$121),0)))","v":0},{"$f":"IF(詳細版!$U$16<>\"〇\",0,IF($E$121=0,0,IF(AND($A138>=詳細版!$U$14,$A138<詳細版!$U$15),MIN(ROUNDUP(AB18/$E$121,0),$I$121),0)))","v":0},0,null,15,{"$f":"IF(詳細版!$U$17<>\"〇\",0,IF($E$121=0,0,IF(AND($A138>=詳細版!$U$14,$A138<詳細版!$U$15),MIN(ROUNDUP(AF18/$E$121,0),$I$121),0)))","v":0},{"$f":"IF(詳細版!$U$17<>\"〇\",0,IF($E$121=0,0,IF(AND($A138>=詳細版!$U$14,$A138<詳細版!$U$15),MIN(ROUNDUP(AG18/$E$121,0),$I$121),0)))","v":0},{"$f":"IF(詳細版!$U$17<>\"〇\",0,IF($E$121=0,0,IF(AND($A138>=詳細版!$U$14,$A138<詳細版!$U$15),MIN(ROUNDUP(AH18/$E$121,0),$I$121),0)))","v":0},{"$f":"IF(詳細版!$U$17<>\"〇\",0,IF($E$121=0,0,IF(AND($A138>=詳細版!$U$14,$A138<詳細版!$U$15),MIN(ROUNDUP(AI18/$E$121,0),$I$121),0)))","v":0},{"$f":"IF(詳細版!$U$17<>\"〇\",0,IF($E$121=0,0,IF(AND($A138>=詳細版!$U$14,$A138<詳細版!$U$15),MIN(ROUNDUP(AJ18/$E$121,0),$I$121),0)))","v":0},{"$f":"IF(詳細版!$U$17<>\"〇\",0,IF($E$121=0,0,IF(AND($A138>=詳細版!$U$14,$A138<詳細版!$U$15),MIN(ROUNDUP(AK18/$E$121,0),$I$121),0)))","v":0},{"$f":"IF(詳細版!$U$17<>\"〇\",0,IF($E$121=0,0,IF(AND($A138>=詳細版!$U$14,$A138<詳細版!$U$15),MIN(ROUNDUP(AL18/$E$121,0),$I$121),0)))","v":0},{"$f":"IF(詳細版!$U$17<>\"〇\",0,IF($E$121=0,0,IF(AND($A138>=詳細版!$U$14,$A138<詳細版!$U$15),MIN(ROUNDUP(AM18/$E$121,0),$I$121),0)))","v":0},{"$f":"IF(詳細版!$U$17<>\"〇\",0,IF($E$121=0,0,IF(AND($A138>=詳細版!$U$14,$A138<詳細版!$U$15),MIN(ROUNDUP(AN18/$E$121,0),$I$121),0)))","v":0},{"$f":"IF(詳細版!$U$17<>\"〇\",0,IF($E$121=0,0,IF(AND($A138>=詳細版!$U$14,$A138<詳細版!$U$15),MIN(ROUNDUP(AO18/$E$121,0),$I$121),0)))","v":0},{"$f":"IF(詳細版!$U$17<>\"〇\",0,IF($E$121=0,0,IF(AND($A138>=詳細版!$U$14,$A138<詳細版!$U$15),MIN(ROUNDUP(AP18/$E$121,0),$I$121),0)))","v":0},{"$f":"IF(詳細版!$U$17<>\"〇\",0,IF($E$121=0,0,IF(AND($A138>=詳細版!$U$14,$A138<詳細版!$U$15),MIN(ROUNDUP(AQ18/$E$121,0),$I$121),0)))","v":0},0]
[16,{"$f":"IF($E$121=0,0,IF(AND($A139>=詳細版!$U$14,$A139<詳細版!$U$15),MIN(ROUNDUP(B19/$E$121,0),$I$121),0))","v":0},{"$f":"IF($E$121=0,0,IF(AND($A139>=詳細版!$U$14,$A139<詳細版!$U$15),MIN(ROUNDUP(C19/$E$121,0),$I$121),0))","v":0},{"$f":"IF($E$121=0,0,IF(AND($A139>=詳細版!$U$14,$A139<詳細版!$U$15),MIN(ROUNDUP(D19/$E$121,0),$I$121),0))","v":0},{"$f":"IF($E$121=0,0,IF(AND($A139>=詳細版!$U$14,$A139<詳細版!$U$15),MIN(ROUNDUP(E19/$E$121,0),$I$121),0))","v":0},{"$f":"IF($E$121=0,0,IF(AND($A139>=詳細版!$U$14,$A139<詳細版!$U$15),MIN(ROUNDUP(F19/$E$121,0),$I$121),0))","v":0},{"$f":"IF($E$121=0,0,IF(AND($A139>=詳細版!$U$14,$A139<詳細版!$U$15),MIN(ROUNDUP(G19/$E$121,0),$I$121),0))","v":0},{"$f":"IF($E$121=0,0,IF(AND($A139>=詳細版!$U$14,$A139<詳細版!$U$15),MIN(ROUNDUP(H19/$E$121,0),$I$121),0))","v":0},{"$f":"IF($E$121=0,0,IF(AND($A139>=詳細版!$U$14,$A139<詳細版!$U$15),MIN(ROUNDUP(I19/$E$121,0),$I$121),0))","v":0},{"$f":"IF($E$121=0,0,IF(AND($A139>=詳細版!$U$14,$A139<詳細版!$U$15),MIN(ROUNDUP(J19/$E$121,0),$I$121),0))","v":0},{"$f":"IF($E$121=0,0,IF(AND($A139>=詳細版!$U$14,$A139<詳細版!$U$15),MIN(ROUNDUP(K19/$E$121,0),$I$121),0))","v":0},{"$f":"IF($E$121=0,0,IF(AND($A139>=詳細版!$U$14,$A139<詳細版!$U$15),MIN(ROUNDUP(L19/$E$121,0),$I$121),0))","v":0},{"$f":"IF($E$121=0,0,IF(AND($A139>=詳細版!$U$14,$A139<詳細版!$U$15),MIN(ROUNDUP(M19/$E$121,0),$I$121),0))","v":0},0,null,16,{"$f":"IF(詳細版!$U$16<>\"〇\",0,IF($E$121=0,0,IF(AND($A139>=詳細版!$U$14,$A139<詳細版!$U$15),MIN(ROUNDUP(Q19/$E$121,0),$I$121),0)))","v":0},{"$f":"IF(詳細版!$U$16<>\"〇\",0,IF($E$121=0,0,IF(AND($A139>=詳細版!$U$14,$A139<詳細版!$U$15),MIN(ROUNDUP(R19/$E$121,0),$I$121),0)))","v":0},{"$f":"IF(詳細版!$U$16<>\"〇\",0,IF($E$121=0,0,IF(AND($A139>=詳細版!$U$14,$A139<詳細版!$U$15),MIN(ROUNDUP(S19/$E$121,0),$I$121),0)))","v":0},{"$f":"IF(詳細版!$U$16<>\"〇\",0,IF($E$121=0,0,IF(AND($A139>=詳細版!$U$14,$A139<詳細版!$U$15),MIN(ROUNDUP(T19/$E$121,0),$I$121),0)))","v":0},{"$f":"IF(詳細版!$U$16<>\"〇\",0,IF($E$121=0,0,IF(AND($A139>=詳細版!$U$14,$A139<詳細版!$U$15),MIN(ROUNDUP(U19/$E$121,0),$I$121),0)))","v":0},{"$f":"IF(詳細版!$U$16<>\"〇\",0,IF($E$121=0,0,IF(AND($A139>=詳細版!$U$14,$A139<詳細版!$U$15),MIN(ROUNDUP(V19/$E$121,0),$I$121),0)))","v":0},{"$f":"IF(詳細版!$U$16<>\"〇\",0,IF($E$121=0,0,IF(AND($A139>=詳細版!$U$14,$A139<詳細版!$U$15),MIN(ROUNDUP(W19/$E$121,0),$I$121),0)))","v":0},{"$f":"IF(詳細版!$U$16<>\"〇\",0,IF($E$121=0,0,IF(AND($A139>=詳細版!$U$14,$A139<詳細版!$U$15),MIN(ROUNDUP(X19/$E$121,0),$I$121),0)))","v":0},{"$f":"IF(詳細版!$U$16<>\"〇\",0,IF($E$121=0,0,IF(AND($A139>=詳細版!$U$14,$A139<詳細版!$U$15),MIN(ROUNDUP(Y19/$E$121,0),$I$121),0)))","v":0},{"$f":"IF(詳細版!$U$16<>\"〇\",0,IF($E$121=0,0,IF(AND($A139>=詳細版!$U$14,$A139<詳細版!$U$15),MIN(ROUNDUP(Z19/$E$121,0),$I$121),0)))","v":0},{"$f":"IF(詳細版!$U$16<>\"〇\",0,IF($E$121=0,0,IF(AND($A139>=詳細版!$U$14,$A139<詳細版!$U$15),MIN(ROUNDUP(AA19/$E$121,0),$I$121),0)))","v":0},{"$f":"IF(詳細版!$U$16<>\"〇\",0,IF($E$121=0,0,IF(AND($A139>=詳細版!$U$14,$A139<詳細版!$U$15),MIN(ROUNDUP(AB19/$E$121,0),$I$121),0)))","v":0},0,null,16,{"$f":"IF(詳細版!$U$17<>\"〇\",0,IF($E$121=0,0,IF(AND($A139>=詳細版!$U$14,$A139<詳細版!$U$15),MIN(ROUNDUP(AF19/$E$121,0),$I$121),0)))","v":0},{"$f":"IF(詳細版!$U$17<>\"〇\",0,IF($E$121=0,0,IF(AND($A139>=詳細版!$U$14,$A139<詳細版!$U$15),MIN(ROUNDUP(AG19/$E$121,0),$I$121),0)))","v":0},{"$f":"IF(詳細版!$U$17<>\"〇\",0,IF($E$121=0,0,IF(AND($A139>=詳細版!$U$14,$A139<詳細版!$U$15),MIN(ROUNDUP(AH19/$E$121,0),$I$121),0)))","v":0},{"$f":"IF(詳細版!$U$17<>\"〇\",0,IF($E$121=0,0,IF(AND($A139>=詳細版!$U$14,$A139<詳細版!$U$15),MIN(ROUNDUP(AI19/$E$121,0),$I$121),0)))","v":0},{"$f":"IF(詳細版!$U$17<>\"〇\",0,IF($E$121=0,0,IF(AND($A139>=詳細版!$U$14,$A139<詳細版!$U$15),MIN(ROUNDUP(AJ19/$E$121,0),$I$121),0)))","v":0},{"$f":"IF(詳細版!$U$17<>\"〇\",0,IF($E$121=0,0,IF(AND($A139>=詳細版!$U$14,$A139<詳細版!$U$15),MIN(ROUNDUP(AK19/$E$121,0),$I$121),0)))","v":0},{"$f":"IF(詳細版!$U$17<>\"〇\",0,IF($E$121=0,0,IF(AND($A139>=詳細版!$U$14,$A139<詳細版!$U$15),MIN(ROUNDUP(AL19/$E$121,0),$I$121),0)))","v":0},{"$f":"IF(詳細版!$U$17<>\"〇\",0,IF($E$121=0,0,IF(AND($A139>=詳細版!$U$14,$A139<詳細版!$U$15),MIN(ROUNDUP(AM19/$E$121,0),$I$121),0)))","v":0},{"$f":"IF(詳細版!$U$17<>\"〇\",0,IF($E$121=0,0,IF(AND($A139>=詳細版!$U$14,$A139<詳細版!$U$15),MIN(ROUNDUP(AN19/$E$121,0),$I$121),0)))","v":0},{"$f":"IF(詳細版!$U$17<>\"〇\",0,IF($E$121=0,0,IF(AND($A139>=詳細版!$U$14,$A139<詳細版!$U$15),MIN(ROUNDUP(AO19/$E$121,0),$I$121),0)))","v":0},{"$f":"IF(詳細版!$U$17<>\"〇\",0,IF($E$121=0,0,IF(AND($A139>=詳細版!$U$14,$A139<詳細版!$U$15),MIN(ROUNDUP(AP19/$E$121,0),$I$121),0)))","v":0},{"$f":"IF(詳細版!$U$17<>\"〇\",0,IF($E$121=0,0,IF(AND($A139>=詳細版!$U$14,$A139<詳細版!$U$15),MIN(ROUNDUP(AQ19/$E$121,0),$I$121),0)))","v":0},0]
[17,{"$f":"IF($E$121=0,0,IF(AND($A140>=詳細版!$U$14,$A140<詳細版!$U$15),MIN(ROUNDUP(B20/$E$121,0),$I$121),0))","v":0},{"$f":"IF($E$121=0,0,IF(AND($A140>=詳細版!$U$14,$A140<詳細版!$U$15),MIN(ROUNDUP(C20/$E$121,0),$I$121),0))","v":0},{"$f":"IF($E$121=0,0,IF(AND($A140>=詳細版!$U$14,$A140<詳細版!$U$15),MIN(ROUNDUP(D20/$E$121,0),$I$121),0))","v":0},{"$f":"IF($E$121=0,0,IF(AND($A140>=詳細版!$U$14,$A140<詳細版!$U$15),MIN(ROUNDUP(E20/$E$121,0),$I$121),0))","v":0},{"$f":"IF($E$121=0,0,IF(AND($A140>=詳細版!$U$14,$A140<詳細版!$U$15),MIN(ROUNDUP(F20/$E$121,0),$I$121),0))","v":0},{"$f":"IF($E$121=0,0,IF(AND($A140>=詳細版!$U$14,$A140<詳細版!$U$15),MIN(ROUNDUP(G20/$E$121,0),$I$121),0))","v":0},{"$f":"IF($E$121=0,0,IF(AND($A140>=詳細版!$U$14,$A140<詳細版!$U$15),MIN(ROUNDUP(H20/$E$121,0),$I$121),0))","v":0},{"$f":"IF($E$121=0,0,IF(AND($A140>=詳細版!$U$14,$A140<詳細版!$U$15),MIN(ROUNDUP(I20/$E$121,0),$I$121),0))","v":0},{"$f":"IF($E$121=0,0,IF(AND($A140>=詳細版!$U$14,$A140<詳細版!$U$15),MIN(ROUNDUP(J20/$E$121,0),$I$121),0))","v":0},{"$f":"IF($E$121=0,0,IF(AND($A140>=詳細版!$U$14,$A140<詳細版!$U$15),MIN(ROUNDUP(K20/$E$121,0),$I$121),0))","v":0},{"$f":"IF($E$121=0,0,IF(AND($A140>=詳細版!$U$14,$A140<詳細版!$U$15),MIN(ROUNDUP(L20/$E$121,0),$I$121),0))","v":0},{"$f":"IF($E$121=0,0,IF(AND($A140>=詳細版!$U$14,$A140<詳細版!$U$15),MIN(ROUNDUP(M20/$E$121,0),$I$121),0))","v":0},0,null,17,{"$f":"IF(詳細版!$U$16<>\"〇\",0,IF($E$121=0,0,IF(AND($A140>=詳細版!$U$14,$A140<詳細版!$U$15),MIN(ROUNDUP(Q20/$E$121,0),$I$121),0)))","v":0},{"$f":"IF(詳細版!$U$16<>\"〇\",0,IF($E$121=0,0,IF(AND($A140>=詳細版!$U$14,$A140<詳細版!$U$15),MIN(ROUNDUP(R20/$E$121,0),$I$121),0)))","v":0},{"$f":"IF(詳細版!$U$16<>\"〇\",0,IF($E$121=0,0,IF(AND($A140>=詳細版!$U$14,$A140<詳細版!$U$15),MIN(ROUNDUP(S20/$E$121,0),$I$121),0)))","v":0},{"$f":"IF(詳細版!$U$16<>\"〇\",0,IF($E$121=0,0,IF(AND($A140>=詳細版!$U$14,$A140<詳細版!$U$15),MIN(ROUNDUP(T20/$E$121,0),$I$121),0)))","v":0},{"$f":"IF(詳細版!$U$16<>\"〇\",0,IF($E$121=0,0,IF(AND($A140>=詳細版!$U$14,$A140<詳細版!$U$15),MIN(ROUNDUP(U20/$E$121,0),$I$121),0)))","v":0},{"$f":"IF(詳細版!$U$16<>\"〇\",0,IF($E$121=0,0,IF(AND($A140>=詳細版!$U$14,$A140<詳細版!$U$15),MIN(ROUNDUP(V20/$E$121,0),$I$121),0)))","v":0},{"$f":"IF(詳細版!$U$16<>\"〇\",0,IF($E$121=0,0,IF(AND($A140>=詳細版!$U$14,$A140<詳細版!$U$15),MIN(ROUNDUP(W20/$E$121,0),$I$121),0)))","v":0},{"$f":"IF(詳細版!$U$16<>\"〇\",0,IF($E$121=0,0,IF(AND($A140>=詳細版!$U$14,$A140<詳細版!$U$15),MIN(ROUNDUP(X20/$E$121,0),$I$121),0)))","v":0},{"$f":"IF(詳細版!$U$16<>\"〇\",0,IF($E$121=0,0,IF(AND($A140>=詳細版!$U$14,$A140<詳細版!$U$15),MIN(ROUNDUP(Y20/$E$121,0),$I$121),0)))","v":0},{"$f":"IF(詳細版!$U$16<>\"〇\",0,IF($E$121=0,0,IF(AND($A140>=詳細版!$U$14,$A140<詳細版!$U$15),MIN(ROUNDUP(Z20/$E$121,0),$I$121),0)))","v":0},{"$f":"IF(詳細版!$U$16<>\"〇\",0,IF($E$121=0,0,IF(AND($A140>=詳細版!$U$14,$A140<詳細版!$U$15),MIN(ROUNDUP(AA20/$E$121,0),$I$121),0)))","v":0},{"$f":"IF(詳細版!$U$16<>\"〇\",0,IF($E$121=0,0,IF(AND($A140>=詳細版!$U$14,$A140<詳細版!$U$15),MIN(ROUNDUP(AB20/$E$121,0),$I$121),0)))","v":0},0,null,17,{"$f":"IF(詳細版!$U$17<>\"〇\",0,IF($E$121=0,0,IF(AND($A140>=詳細版!$U$14,$A140<詳細版!$U$15),MIN(ROUNDUP(AF20/$E$121,0),$I$121),0)))","v":0},{"$f":"IF(詳細版!$U$17<>\"〇\",0,IF($E$121=0,0,IF(AND($A140>=詳細版!$U$14,$A140<詳細版!$U$15),MIN(ROUNDUP(AG20/$E$121,0),$I$121),0)))","v":0},{"$f":"IF(詳細版!$U$17<>\"〇\",0,IF($E$121=0,0,IF(AND($A140>=詳細版!$U$14,$A140<詳細版!$U$15),MIN(ROUNDUP(AH20/$E$121,0),$I$121),0)))","v":0},{"$f":"IF(詳細版!$U$17<>\"〇\",0,IF($E$121=0,0,IF(AND($A140>=詳細版!$U$14,$A140<詳細版!$U$15),MIN(ROUNDUP(AI20/$E$121,0),$I$121),0)))","v":0},{"$f":"IF(詳細版!$U$17<>\"〇\",0,IF($E$121=0,0,IF(AND($A140>=詳細版!$U$14,$A140<詳細版!$U$15),MIN(ROUNDUP(AJ20/$E$121,0),$I$121),0)))","v":0},{"$f":"IF(詳細版!$U$17<>\"〇\",0,IF($E$121=0,0,IF(AND($A140>=詳細版!$U$14,$A140<詳細版!$U$15),MIN(ROUNDUP(AK20/$E$121,0),$I$121),0)))","v":0},{"$f":"IF(詳細版!$U$17<>\"〇\",0,IF($E$121=0,0,IF(AND($A140>=詳細版!$U$14,$A140<詳細版!$U$15),MIN(ROUNDUP(AL20/$E$121,0),$I$121),0)))","v":0},{"$f":"IF(詳細版!$U$17<>\"〇\",0,IF($E$121=0,0,IF(AND($A140>=詳細版!$U$14,$A140<詳細版!$U$15),MIN(ROUNDUP(AM20/$E$121,0),$I$121),0)))","v":0},{"$f":"IF(詳細版!$U$17<>\"〇\",0,IF($E$121=0,0,IF(AND($A140>=詳細版!$U$14,$A140<詳細版!$U$15),MIN(ROUNDUP(AN20/$E$121,0),$I$121),0)))","v":0},{"$f":"IF(詳細版!$U$17<>\"〇\",0,IF($E$121=0,0,IF(AND($A140>=詳細版!$U$14,$A140<詳細版!$U$15),MIN(ROUNDUP(AO20/$E$121,0),$I$121),0)))","v":0},{"$f":"IF(詳細版!$U$17<>\"〇\",0,IF($E$121=0,0,IF(AND($A140>=詳細版!$U$14,$A140<詳細版!$U$15),MIN(ROUNDUP(AP20/$E$121,0),$I$121),0)))","v":0},{"$f":"IF(詳細版!$U$17<>\"〇\",0,IF($E$121=0,0,IF(AND($A140>=詳細版!$U$14,$A140<詳細版!$U$15),MIN(ROUNDUP(AQ20/$E$121,0),$I$121),0)))","v":0},0]
[18,{"$f":"IF($E$121=0,0,IF(AND($A141>=詳細版!$U$14,$A141<詳細版!$U$15),MIN(ROUNDUP(B21/$E$121,0),$I$121),0))","v":0},{"$f":"IF($E$121=0,0,IF(AND($A141>=詳細版!$U$14,$A141<詳細版!$U$15),MIN(ROUNDUP(C21/$E$121,0),$I$121),0))","v":0},{"$f":"IF($E$121=0,0,IF(AND($A141>=詳細版!$U$14,$A141<詳細版!$U$15),MIN(ROUNDUP(D21/$E$121,0),$I$121),0))","v":0},{"$f":"IF($E$121=0,0,IF(AND($A141>=詳細版!$U$14,$A141<詳細版!$U$15),MIN(ROUNDUP(E21/$E$121,0),$I$121),0))","v":0},{"$f":"IF($E$121=0,0,IF(AND($A141>=詳細版!$U$14,$A141<詳細版!$U$15),MIN(ROUNDUP(F21/$E$121,0),$I$121),0))","v":0},{"$f":"IF($E$121=0,0,IF(AND($A141>=詳細版!$U$14,$A141<詳細版!$U$15),MIN(ROUNDUP(G21/$E$121,0),$I$121),0))","v":0},{"$f":"IF($E$121=0,0,IF(AND($A141>=詳細版!$U$14,$A141<詳細版!$U$15),MIN(ROUNDUP(H21/$E$121,0),$I$121),0))","v":0},{"$f":"IF($E$121=0,0,IF(AND($A141>=詳細版!$U$14,$A141<詳細版!$U$15),MIN(ROUNDUP(I21/$E$121,0),$I$121),0))","v":0},{"$f":"IF($E$121=0,0,IF(AND($A141>=詳細版!$U$14,$A141<詳細版!$U$15),MIN(ROUNDUP(J21/$E$121,0),$I$121),0))","v":0},{"$f":"IF($E$121=0,0,IF(AND($A141>=詳細版!$U$14,$A141<詳細版!$U$15),MIN(ROUNDUP(K21/$E$121,0),$I$121),0))","v":0},{"$f":"IF($E$121=0,0,IF(AND($A141>=詳細版!$U$14,$A141<詳細版!$U$15),MIN(ROUNDUP(L21/$E$121,0),$I$121),0))","v":0},{"$f":"IF($E$121=0,0,IF(AND($A141>=詳細版!$U$14,$A141<詳細版!$U$15),MIN(ROUNDUP(M21/$E$121,0),$I$121),0))","v":0},0,null,18,{"$f":"IF(詳細版!$U$16<>\"〇\",0,IF($E$121=0,0,IF(AND($A141>=詳細版!$U$14,$A141<詳細版!$U$15),MIN(ROUNDUP(Q21/$E$121,0),$I$121),0)))","v":0},{"$f":"IF(詳細版!$U$16<>\"〇\",0,IF($E$121=0,0,IF(AND($A141>=詳細版!$U$14,$A141<詳細版!$U$15),MIN(ROUNDUP(R21/$E$121,0),$I$121),0)))","v":0},{"$f":"IF(詳細版!$U$16<>\"〇\",0,IF($E$121=0,0,IF(AND($A141>=詳細版!$U$14,$A141<詳細版!$U$15),MIN(ROUNDUP(S21/$E$121,0),$I$121),0)))","v":0},{"$f":"IF(詳細版!$U$16<>\"〇\",0,IF($E$121=0,0,IF(AND($A141>=詳細版!$U$14,$A141<詳細版!$U$15),MIN(ROUNDUP(T21/$E$121,0),$I$121),0)))","v":0},{"$f":"IF(詳細版!$U$16<>\"〇\",0,IF($E$121=0,0,IF(AND($A141>=詳細版!$U$14,$A141<詳細版!$U$15),MIN(ROUNDUP(U21/$E$121,0),$I$121),0)))","v":0},{"$f":"IF(詳細版!$U$16<>\"〇\",0,IF($E$121=0,0,IF(AND($A141>=詳細版!$U$14,$A141<詳細版!$U$15),MIN(ROUNDUP(V21/$E$121,0),$I$121),0)))","v":0},{"$f":"IF(詳細版!$U$16<>\"〇\",0,IF($E$121=0,0,IF(AND($A141>=詳細版!$U$14,$A141<詳細版!$U$15),MIN(ROUNDUP(W21/$E$121,0),$I$121),0)))","v":0},{"$f":"IF(詳細版!$U$16<>\"〇\",0,IF($E$121=0,0,IF(AND($A141>=詳細版!$U$14,$A141<詳細版!$U$15),MIN(ROUNDUP(X21/$E$121,0),$I$121),0)))","v":0},{"$f":"IF(詳細版!$U$16<>\"〇\",0,IF($E$121=0,0,IF(AND($A141>=詳細版!$U$14,$A141<詳細版!$U$15),MIN(ROUNDUP(Y21/$E$121,0),$I$121),0)))","v":0},{"$f":"IF(詳細版!$U$16<>\"〇\",0,IF($E$121=0,0,IF(AND($A141>=詳細版!$U$14,$A141<詳細版!$U$15),MIN(ROUNDUP(Z21/$E$121,0),$I$121),0)))","v":0},{"$f":"IF(詳細版!$U$16<>\"〇\",0,IF($E$121=0,0,IF(AND($A141>=詳細版!$U$14,$A141<詳細版!$U$15),MIN(ROUNDUP(AA21/$E$121,0),$I$121),0)))","v":0},{"$f":"IF(詳細版!$U$16<>\"〇\",0,IF($E$121=0,0,IF(AND($A141>=詳細版!$U$14,$A141<詳細版!$U$15),MIN(ROUNDUP(AB21/$E$121,0),$I$121),0)))","v":0},0,null,18,{"$f":"IF(詳細版!$U$17<>\"〇\",0,IF($E$121=0,0,IF(AND($A141>=詳細版!$U$14,$A141<詳細版!$U$15),MIN(ROUNDUP(AF21/$E$121,0),$I$121),0)))","v":0},{"$f":"IF(詳細版!$U$17<>\"〇\",0,IF($E$121=0,0,IF(AND($A141>=詳細版!$U$14,$A141<詳細版!$U$15),MIN(ROUNDUP(AG21/$E$121,0),$I$121),0)))","v":0},{"$f":"IF(詳細版!$U$17<>\"〇\",0,IF($E$121=0,0,IF(AND($A141>=詳細版!$U$14,$A141<詳細版!$U$15),MIN(ROUNDUP(AH21/$E$121,0),$I$121),0)))","v":0},{"$f":"IF(詳細版!$U$17<>\"〇\",0,IF($E$121=0,0,IF(AND($A141>=詳細版!$U$14,$A141<詳細版!$U$15),MIN(ROUNDUP(AI21/$E$121,0),$I$121),0)))","v":0},{"$f":"IF(詳細版!$U$17<>\"〇\",0,IF($E$121=0,0,IF(AND($A141>=詳細版!$U$14,$A141<詳細版!$U$15),MIN(ROUNDUP(AJ21/$E$121,0),$I$121),0)))","v":0},{"$f":"IF(詳細版!$U$17<>\"〇\",0,IF($E$121=0,0,IF(AND($A141>=詳細版!$U$14,$A141<詳細版!$U$15),MIN(ROUNDUP(AK21/$E$121,0),$I$121),0)))","v":0},{"$f":"IF(詳細版!$U$17<>\"〇\",0,IF($E$121=0,0,IF(AND($A141>=詳細版!$U$14,$A141<詳細版!$U$15),MIN(ROUNDUP(AL21/$E$121,0),$I$121),0)))","v":0},{"$f":"IF(詳細版!$U$17<>\"〇\",0,IF($E$121=0,0,IF(AND($A141>=詳細版!$U$14,$A141<詳細版!$U$15),MIN(ROUNDUP(AM21/$E$121,0),$I$121),0)))","v":0},{"$f":"IF(詳細版!$U$17<>\"〇\",0,IF($E$121=0,0,IF(AND($A141>=詳細版!$U$14,$A141<詳細版!$U$15),MIN(ROUNDUP(AN21/$E$121,0),$I$121),0)))","v":0},{"$f":"IF(詳細版!$U$17<>\"〇\",0,IF($E$121=0,0,IF(AND($A141>=詳細版!$U$14,$A141<詳細版!$U$15),MIN(ROUNDUP(AO21/$E$121,0),$I$121),0)))","v":0},{"$f":"IF(詳細版!$U$17<>\"〇\",0,IF($E$121=0,0,IF(AND($A141>=詳細版!$U$14,$A141<詳細版!$U$15),MIN(ROUNDUP(AP21/$E$121,0),$I$121),0)))","v":0},{"$f":"IF(詳細版!$U$17<>\"〇\",0,IF($E$121=0,0,IF(AND($A141>=詳細版!$U$14,$A141<詳細版!$U$15),MIN(ROUNDUP(AQ21/$E$121,0),$I$121),0)))","v":0},0]
[19,{"$f":"IF($E$121=0,0,IF(AND($A142>=詳細版!$U$14,$A142<詳細版!$U$15),MIN(ROUNDUP(B22/$E$121,0),$I$121),0))","v":0},{"$f":"IF($E$121=0,0,IF(AND($A142>=詳細版!$U$14,$A142<詳細版!$U$15),MIN(ROUNDUP(C22/$E$121,0),$I$121),0))","v":0},{"$f":"IF($E$121=0,0,IF(AND($A142>=詳細版!$U$14,$A142<詳細版!$U$15),MIN(ROUNDUP(D22/$E$121,0),$I$121),0))","v":0},{"$f":"IF($E$121=0,0,IF(AND($A142>=詳細版!$U$14,$A142<詳細版!$U$15),MIN(ROUNDUP(E22/$E$121,0),$I$121),0))","v":0},{"$f":"IF($E$121=0,0,IF(AND($A142>=詳細版!$U$14,$A142<詳細版!$U$15),MIN(ROUNDUP(F22/$E$121,0),$I$121),0))","v":0},{"$f":"IF($E$121=0,0,IF(AND($A142>=詳細版!$U$14,$A142<詳細版!$U$15),MIN(ROUNDUP(G22/$E$121,0),$I$121),0))","v":0},{"$f":"IF($E$121=0,0,IF(AND($A142>=詳細版!$U$14,$A142<詳細版!$U$15),MIN(ROUNDUP(H22/$E$121,0),$I$121),0))","v":0},{"$f":"IF($E$121=0,0,IF(AND($A142>=詳細版!$U$14,$A142<詳細版!$U$15),MIN(ROUNDUP(I22/$E$121,0),$I$121),0))","v":0},{"$f":"IF($E$121=0,0,IF(AND($A142>=詳細版!$U$14,$A142<詳細版!$U$15),MIN(ROUNDUP(J22/$E$121,0),$I$121),0))","v":0},{"$f":"IF($E$121=0,0,IF(AND($A142>=詳細版!$U$14,$A142<詳細版!$U$15),MIN(ROUNDUP(K22/$E$121,0),$I$121),0))","v":0},{"$f":"IF($E$121=0,0,IF(AND($A142>=詳細版!$U$14,$A142<詳細版!$U$15),MIN(ROUNDUP(L22/$E$121,0),$I$121),0))","v":0},{"$f":"IF($E$121=0,0,IF(AND($A142>=詳細版!$U$14,$A142<詳細版!$U$15),MIN(ROUNDUP(M22/$E$121,0),$I$121),0))","v":0},0,null,19,{"$f":"IF(詳細版!$U$16<>\"〇\",0,IF($E$121=0,0,IF(AND($A142>=詳細版!$U$14,$A142<詳細版!$U$15),MIN(ROUNDUP(Q22/$E$121,0),$I$121),0)))","v":0},{"$f":"IF(詳細版!$U$16<>\"〇\",0,IF($E$121=0,0,IF(AND($A142>=詳細版!$U$14,$A142<詳細版!$U$15),MIN(ROUNDUP(R22/$E$121,0),$I$121),0)))","v":0},{"$f":"IF(詳細版!$U$16<>\"〇\",0,IF($E$121=0,0,IF(AND($A142>=詳細版!$U$14,$A142<詳細版!$U$15),MIN(ROUNDUP(S22/$E$121,0),$I$121),0)))","v":0},{"$f":"IF(詳細版!$U$16<>\"〇\",0,IF($E$121=0,0,IF(AND($A142>=詳細版!$U$14,$A142<詳細版!$U$15),MIN(ROUNDUP(T22/$E$121,0),$I$121),0)))","v":0},{"$f":"IF(詳細版!$U$16<>\"〇\",0,IF($E$121=0,0,IF(AND($A142>=詳細版!$U$14,$A142<詳細版!$U$15),MIN(ROUNDUP(U22/$E$121,0),$I$121),0)))","v":0},{"$f":"IF(詳細版!$U$16<>\"〇\",0,IF($E$121=0,0,IF(AND($A142>=詳細版!$U$14,$A142<詳細版!$U$15),MIN(ROUNDUP(V22/$E$121,0),$I$121),0)))","v":0},{"$f":"IF(詳細版!$U$16<>\"〇\",0,IF($E$121=0,0,IF(AND($A142>=詳細版!$U$14,$A142<詳細版!$U$15),MIN(ROUNDUP(W22/$E$121,0),$I$121),0)))","v":0},{"$f":"IF(詳細版!$U$16<>\"〇\",0,IF($E$121=0,0,IF(AND($A142>=詳細版!$U$14,$A142<詳細版!$U$15),MIN(ROUNDUP(X22/$E$121,0),$I$121),0)))","v":0},{"$f":"IF(詳細版!$U$16<>\"〇\",0,IF($E$121=0,0,IF(AND($A142>=詳細版!$U$14,$A142<詳細版!$U$15),MIN(ROUNDUP(Y22/$E$121,0),$I$121),0)))","v":0},{"$f":"IF(詳細版!$U$16<>\"〇\",0,IF($E$121=0,0,IF(AND($A142>=詳細版!$U$14,$A142<詳細版!$U$15),MIN(ROUNDUP(Z22/$E$121,0),$I$121),0)))","v":0},{"$f":"IF(詳細版!$U$16<>\"〇\",0,IF($E$121=0,0,IF(AND($A142>=詳細版!$U$14,$A142<詳細版!$U$15),MIN(ROUNDUP(AA22/$E$121,0),$I$121),0)))","v":0},{"$f":"IF(詳細版!$U$16<>\"〇\",0,IF($E$121=0,0,IF(AND($A142>=詳細版!$U$14,$A142<詳細版!$U$15),MIN(ROUNDUP(AB22/$E$121,0),$I$121),0)))","v":0},0,null,19,{"$f":"IF(詳細版!$U$17<>\"〇\",0,IF($E$121=0,0,IF(AND($A142>=詳細版!$U$14,$A142<詳細版!$U$15),MIN(ROUNDUP(AF22/$E$121,0),$I$121),0)))","v":0},{"$f":"IF(詳細版!$U$17<>\"〇\",0,IF($E$121=0,0,IF(AND($A142>=詳細版!$U$14,$A142<詳細版!$U$15),MIN(ROUNDUP(AG22/$E$121,0),$I$121),0)))","v":0},{"$f":"IF(詳細版!$U$17<>\"〇\",0,IF($E$121=0,0,IF(AND($A142>=詳細版!$U$14,$A142<詳細版!$U$15),MIN(ROUNDUP(AH22/$E$121,0),$I$121),0)))","v":0},{"$f":"IF(詳細版!$U$17<>\"〇\",0,IF($E$121=0,0,IF(AND($A142>=詳細版!$U$14,$A142<詳細版!$U$15),MIN(ROUNDUP(AI22/$E$121,0),$I$121),0)))","v":0},{"$f":"IF(詳細版!$U$17<>\"〇\",0,IF($E$121=0,0,IF(AND($A142>=詳細版!$U$14,$A142<詳細版!$U$15),MIN(ROUNDUP(AJ22/$E$121,0),$I$121),0)))","v":0},{"$f":"IF(詳細版!$U$17<>\"〇\",0,IF($E$121=0,0,IF(AND($A142>=詳細版!$U$14,$A142<詳細版!$U$15),MIN(ROUNDUP(AK22/$E$121,0),$I$121),0)))","v":0},{"$f":"IF(詳細版!$U$17<>\"〇\",0,IF($E$121=0,0,IF(AND($A142>=詳細版!$U$14,$A142<詳細版!$U$15),MIN(ROUNDUP(AL22/$E$121,0),$I$121),0)))","v":0},{"$f":"IF(詳細版!$U$17<>\"〇\",0,IF($E$121=0,0,IF(AND($A142>=詳細版!$U$14,$A142<詳細版!$U$15),MIN(ROUNDUP(AM22/$E$121,0),$I$121),0)))","v":0},{"$f":"IF(詳細版!$U$17<>\"〇\",0,IF($E$121=0,0,IF(AND($A142>=詳細版!$U$14,$A142<詳細版!$U$15),MIN(ROUNDUP(AN22/$E$121,0),$I$121),0)))","v":0},{"$f":"IF(詳細版!$U$17<>\"〇\",0,IF($E$121=0,0,IF(AND($A142>=詳細版!$U$14,$A142<詳細版!$U$15),MIN(ROUNDUP(AO22/$E$121,0),$I$121),0)))","v":0},{"$f":"IF(詳細版!$U$17<>\"〇\",0,IF($E$121=0,0,IF(AND($A142>=詳細版!$U$14,$A142<詳細版!$U$15),MIN(ROUNDUP(AP22/$E$121,0),$I$121),0)))","v":0},{"$f":"IF(詳細版!$U$17<>\"〇\",0,IF($E$121=0,0,IF(AND($A142>=詳細版!$U$14,$A142<詳細版!$U$15),MIN(ROUNDUP(AQ22/$E$121,0),$I$121),0)))","v":0},0]
[20,{"$f":"IF($E$121=0,0,IF(AND($A143>=詳細版!$U$14,$A143<詳細版!$U$15),MIN(ROUNDUP(B23/$E$121,0),$I$121),0))","v":0},{"$f":"IF($E$121=0,0,IF(AND($A143>=詳細版!$U$14,$A143<詳細版!$U$15),MIN(ROUNDUP(C23/$E$121,0),$I$121),0))","v":0},{"$f":"IF($E$121=0,0,IF(AND($A143>=詳細版!$U$14,$A143<詳細版!$U$15),MIN(ROUNDUP(D23/$E$121,0),$I$121),0))","v":0},{"$f":"IF($E$121=0,0,IF(AND($A143>=詳細版!$U$14,$A143<詳細版!$U$15),MIN(ROUNDUP(E23/$E$121,0),$I$121),0))","v":0},{"$f":"IF($E$121=0,0,IF(AND($A143>=詳細版!$U$14,$A143<詳細版!$U$15),MIN(ROUNDUP(F23/$E$121,0),$I$121),0))","v":0},{"$f":"IF($E$121=0,0,IF(AND($A143>=詳細版!$U$14,$A143<詳細版!$U$15),MIN(ROUNDUP(G23/$E$121,0),$I$121),0))","v":0},{"$f":"IF($E$121=0,0,IF(AND($A143>=詳細版!$U$14,$A143<詳細版!$U$15),MIN(ROUNDUP(H23/$E$121,0),$I$121),0))","v":0},{"$f":"IF($E$121=0,0,IF(AND($A143>=詳細版!$U$14,$A143<詳細版!$U$15),MIN(ROUNDUP(I23/$E$121,0),$I$121),0))","v":0},{"$f":"IF($E$121=0,0,IF(AND($A143>=詳細版!$U$14,$A143<詳細版!$U$15),MIN(ROUNDUP(J23/$E$121,0),$I$121),0))","v":0},{"$f":"IF($E$121=0,0,IF(AND($A143>=詳細版!$U$14,$A143<詳細版!$U$15),MIN(ROUNDUP(K23/$E$121,0),$I$121),0))","v":0},{"$f":"IF($E$121=0,0,IF(AND($A143>=詳細版!$U$14,$A143<詳細版!$U$15),MIN(ROUNDUP(L23/$E$121,0),$I$121),0))","v":0},{"$f":"IF($E$121=0,0,IF(AND($A143>=詳細版!$U$14,$A143<詳細版!$U$15),MIN(ROUNDUP(M23/$E$121,0),$I$121),0))","v":0},0,null,20,{"$f":"IF(詳細版!$U$16<>\"〇\",0,IF($E$121=0,0,IF(AND($A143>=詳細版!$U$14,$A143<詳細版!$U$15),MIN(ROUNDUP(Q23/$E$121,0),$I$121),0)))","v":0},{"$f":"IF(詳細版!$U$16<>\"〇\",0,IF($E$121=0,0,IF(AND($A143>=詳細版!$U$14,$A143<詳細版!$U$15),MIN(ROUNDUP(R23/$E$121,0),$I$121),0)))","v":0},{"$f":"IF(詳細版!$U$16<>\"〇\",0,IF($E$121=0,0,IF(AND($A143>=詳細版!$U$14,$A143<詳細版!$U$15),MIN(ROUNDUP(S23/$E$121,0),$I$121),0)))","v":0},{"$f":"IF(詳細版!$U$16<>\"〇\",0,IF($E$121=0,0,IF(AND($A143>=詳細版!$U$14,$A143<詳細版!$U$15),MIN(ROUNDUP(T23/$E$121,0),$I$121),0)))","v":0},{"$f":"IF(詳細版!$U$16<>\"〇\",0,IF($E$121=0,0,IF(AND($A143>=詳細版!$U$14,$A143<詳細版!$U$15),MIN(ROUNDUP(U23/$E$121,0),$I$121),0)))","v":0},{"$f":"IF(詳細版!$U$16<>\"〇\",0,IF($E$121=0,0,IF(AND($A143>=詳細版!$U$14,$A143<詳細版!$U$15),MIN(ROUNDUP(V23/$E$121,0),$I$121),0)))","v":0},{"$f":"IF(詳細版!$U$16<>\"〇\",0,IF($E$121=0,0,IF(AND($A143>=詳細版!$U$14,$A143<詳細版!$U$15),MIN(ROUNDUP(W23/$E$121,0),$I$121),0)))","v":0},{"$f":"IF(詳細版!$U$16<>\"〇\",0,IF($E$121=0,0,IF(AND($A143>=詳細版!$U$14,$A143<詳細版!$U$15),MIN(ROUNDUP(X23/$E$121,0),$I$121),0)))","v":0},{"$f":"IF(詳細版!$U$16<>\"〇\",0,IF($E$121=0,0,IF(AND($A143>=詳細版!$U$14,$A143<詳細版!$U$15),MIN(ROUNDUP(Y23/$E$121,0),$I$121),0)))","v":0},{"$f":"IF(詳細版!$U$16<>\"〇\",0,IF($E$121=0,0,IF(AND($A143>=詳細版!$U$14,$A143<詳細版!$U$15),MIN(ROUNDUP(Z23/$E$121,0),$I$121),0)))","v":0},{"$f":"IF(詳細版!$U$16<>\"〇\",0,IF($E$121=0,0,IF(AND($A143>=詳細版!$U$14,$A143<詳細版!$U$15),MIN(ROUNDUP(AA23/$E$121,0),$I$121),0)))","v":0},{"$f":"IF(詳細版!$U$16<>\"〇\",0,IF($E$121=0,0,IF(AND($A143>=詳細版!$U$14,$A143<詳細版!$U$15),MIN(ROUNDUP(AB23/$E$121,0),$I$121),0)))","v":0},0,null,20,{"$f":"IF(詳細版!$U$17<>\"〇\",0,IF($E$121=0,0,IF(AND($A143>=詳細版!$U$14,$A143<詳細版!$U$15),MIN(ROUNDUP(AF23/$E$121,0),$I$121),0)))","v":0},{"$f":"IF(詳細版!$U$17<>\"〇\",0,IF($E$121=0,0,IF(AND($A143>=詳細版!$U$14,$A143<詳細版!$U$15),MIN(ROUNDUP(AG23/$E$121,0),$I$121),0)))","v":0},{"$f":"IF(詳細版!$U$17<>\"〇\",0,IF($E$121=0,0,IF(AND($A143>=詳細版!$U$14,$A143<詳細版!$U$15),MIN(ROUNDUP(AH23/$E$121,0),$I$121),0)))","v":0},{"$f":"IF(詳細版!$U$17<>\"〇\",0,IF($E$121=0,0,IF(AND($A143>=詳細版!$U$14,$A143<詳細版!$U$15),MIN(ROUNDUP(AI23/$E$121,0),$I$121),0)))","v":0},{"$f":"IF(詳細版!$U$17<>\"〇\",0,IF($E$121=0,0,IF(AND($A143>=詳細版!$U$14,$A143<詳細版!$U$15),MIN(ROUNDUP(AJ23/$E$121,0),$I$121),0)))","v":0},{"$f":"IF(詳細版!$U$17<>\"〇\",0,IF($E$121=0,0,IF(AND($A143>=詳細版!$U$14,$A143<詳細版!$U$15),MIN(ROUNDUP(AK23/$E$121,0),$I$121),0)))","v":0},{"$f":"IF(詳細版!$U$17<>\"〇\",0,IF($E$121=0,0,IF(AND($A143>=詳細版!$U$14,$A143<詳細版!$U$15),MIN(ROUNDUP(AL23/$E$121,0),$I$121),0)))","v":0},{"$f":"IF(詳細版!$U$17<>\"〇\",0,IF($E$121=0,0,IF(AND($A143>=詳細版!$U$14,$A143<詳細版!$U$15),MIN(ROUNDUP(AM23/$E$121,0),$I$121),0)))","v":0},{"$f":"IF(詳細版!$U$17<>\"〇\",0,IF($E$121=0,0,IF(AND($A143>=詳細版!$U$14,$A143<詳細版!$U$15),MIN(ROUNDUP(AN23/$E$121,0),$I$121),0)))","v":0},{"$f":"IF(詳細版!$U$17<>\"〇\",0,IF($E$121=0,0,IF(AND($A143>=詳細版!$U$14,$A143<詳細版!$U$15),MIN(ROUNDUP(AO23/$E$121,0),$I$121),0)))","v":0},{"$f":"IF(詳細版!$U$17<>\"〇\",0,IF($E$121=0,0,IF(AND($A143>=詳細版!$U$14,$A143<詳細版!$U$15),MIN(ROUNDUP(AP23/$E$121,0),$I$121),0)))","v":0},{"$f":"IF(詳細版!$U$17<>\"〇\",0,IF($E$121=0,0,IF(AND($A143>=詳細版!$U$14,$A143<詳細版!$U$15),MIN(ROUNDUP(AQ23/$E$121,0),$I$121),0)))","v":0},0]
[21,{"$f":"IF($E$121=0,0,IF(AND($A144>=詳細版!$U$14,$A144<詳細版!$U$15),MIN(ROUNDUP(B24/$E$121,0),$I$121),0))","v":0},{"$f":"IF($E$121=0,0,IF(AND($A144>=詳細版!$U$14,$A144<詳細版!$U$15),MIN(ROUNDUP(C24/$E$121,0),$I$121),0))","v":0},{"$f":"IF($E$121=0,0,IF(AND($A144>=詳細版!$U$14,$A144<詳細版!$U$15),MIN(ROUNDUP(D24/$E$121,0),$I$121),0))","v":0},{"$f":"IF($E$121=0,0,IF(AND($A144>=詳細版!$U$14,$A144<詳細版!$U$15),MIN(ROUNDUP(E24/$E$121,0),$I$121),0))","v":0},{"$f":"IF($E$121=0,0,IF(AND($A144>=詳細版!$U$14,$A144<詳細版!$U$15),MIN(ROUNDUP(F24/$E$121,0),$I$121),0))","v":0},{"$f":"IF($E$121=0,0,IF(AND($A144>=詳細版!$U$14,$A144<詳細版!$U$15),MIN(ROUNDUP(G24/$E$121,0),$I$121),0))","v":0},{"$f":"IF($E$121=0,0,IF(AND($A144>=詳細版!$U$14,$A144<詳細版!$U$15),MIN(ROUNDUP(H24/$E$121,0),$I$121),0))","v":0},{"$f":"IF($E$121=0,0,IF(AND($A144>=詳細版!$U$14,$A144<詳細版!$U$15),MIN(ROUNDUP(I24/$E$121,0),$I$121),0))","v":0},{"$f":"IF($E$121=0,0,IF(AND($A144>=詳細版!$U$14,$A144<詳細版!$U$15),MIN(ROUNDUP(J24/$E$121,0),$I$121),0))","v":0},{"$f":"IF($E$121=0,0,IF(AND($A144>=詳細版!$U$14,$A144<詳細版!$U$15),MIN(ROUNDUP(K24/$E$121,0),$I$121),0))","v":0},{"$f":"IF($E$121=0,0,IF(AND($A144>=詳細版!$U$14,$A144<詳細版!$U$15),MIN(ROUNDUP(L24/$E$121,0),$I$121),0))","v":0},{"$f":"IF($E$121=0,0,IF(AND($A144>=詳細版!$U$14,$A144<詳細版!$U$15),MIN(ROUNDUP(M24/$E$121,0),$I$121),0))","v":0},0,null,21,{"$f":"IF(詳細版!$U$16<>\"〇\",0,IF($E$121=0,0,IF(AND($A144>=詳細版!$U$14,$A144<詳細版!$U$15),MIN(ROUNDUP(Q24/$E$121,0),$I$121),0)))","v":0},{"$f":"IF(詳細版!$U$16<>\"〇\",0,IF($E$121=0,0,IF(AND($A144>=詳細版!$U$14,$A144<詳細版!$U$15),MIN(ROUNDUP(R24/$E$121,0),$I$121),0)))","v":0},{"$f":"IF(詳細版!$U$16<>\"〇\",0,IF($E$121=0,0,IF(AND($A144>=詳細版!$U$14,$A144<詳細版!$U$15),MIN(ROUNDUP(S24/$E$121,0),$I$121),0)))","v":0},{"$f":"IF(詳細版!$U$16<>\"〇\",0,IF($E$121=0,0,IF(AND($A144>=詳細版!$U$14,$A144<詳細版!$U$15),MIN(ROUNDUP(T24/$E$121,0),$I$121),0)))","v":0},{"$f":"IF(詳細版!$U$16<>\"〇\",0,IF($E$121=0,0,IF(AND($A144>=詳細版!$U$14,$A144<詳細版!$U$15),MIN(ROUNDUP(U24/$E$121,0),$I$121),0)))","v":0},{"$f":"IF(詳細版!$U$16<>\"〇\",0,IF($E$121=0,0,IF(AND($A144>=詳細版!$U$14,$A144<詳細版!$U$15),MIN(ROUNDUP(V24/$E$121,0),$I$121),0)))","v":0},{"$f":"IF(詳細版!$U$16<>\"〇\",0,IF($E$121=0,0,IF(AND($A144>=詳細版!$U$14,$A144<詳細版!$U$15),MIN(ROUNDUP(W24/$E$121,0),$I$121),0)))","v":0},{"$f":"IF(詳細版!$U$16<>\"〇\",0,IF($E$121=0,0,IF(AND($A144>=詳細版!$U$14,$A144<詳細版!$U$15),MIN(ROUNDUP(X24/$E$121,0),$I$121),0)))","v":0},{"$f":"IF(詳細版!$U$16<>\"〇\",0,IF($E$121=0,0,IF(AND($A144>=詳細版!$U$14,$A144<詳細版!$U$15),MIN(ROUNDUP(Y24/$E$121,0),$I$121),0)))","v":0},{"$f":"IF(詳細版!$U$16<>\"〇\",0,IF($E$121=0,0,IF(AND($A144>=詳細版!$U$14,$A144<詳細版!$U$15),MIN(ROUNDUP(Z24/$E$121,0),$I$121),0)))","v":0},{"$f":"IF(詳細版!$U$16<>\"〇\",0,IF($E$121=0,0,IF(AND($A144>=詳細版!$U$14,$A144<詳細版!$U$15),MIN(ROUNDUP(AA24/$E$121,0),$I$121),0)))","v":0},{"$f":"IF(詳細版!$U$16<>\"〇\",0,IF($E$121=0,0,IF(AND($A144>=詳細版!$U$14,$A144<詳細版!$U$15),MIN(ROUNDUP(AB24/$E$121,0),$I$121),0)))","v":0},0,null,21,{"$f":"IF(詳細版!$U$17<>\"〇\",0,IF($E$121=0,0,IF(AND($A144>=詳細版!$U$14,$A144<詳細版!$U$15),MIN(ROUNDUP(AF24/$E$121,0),$I$121),0)))","v":0},{"$f":"IF(詳細版!$U$17<>\"〇\",0,IF($E$121=0,0,IF(AND($A144>=詳細版!$U$14,$A144<詳細版!$U$15),MIN(ROUNDUP(AG24/$E$121,0),$I$121),0)))","v":0},{"$f":"IF(詳細版!$U$17<>\"〇\",0,IF($E$121=0,0,IF(AND($A144>=詳細版!$U$14,$A144<詳細版!$U$15),MIN(ROUNDUP(AH24/$E$121,0),$I$121),0)))","v":0},{"$f":"IF(詳細版!$U$17<>\"〇\",0,IF($E$121=0,0,IF(AND($A144>=詳細版!$U$14,$A144<詳細版!$U$15),MIN(ROUNDUP(AI24/$E$121,0),$I$121),0)))","v":0},{"$f":"IF(詳細版!$U$17<>\"〇\",0,IF($E$121=0,0,IF(AND($A144>=詳細版!$U$14,$A144<詳細版!$U$15),MIN(ROUNDUP(AJ24/$E$121,0),$I$121),0)))","v":0},{"$f":"IF(詳細版!$U$17<>\"〇\",0,IF($E$121=0,0,IF(AND($A144>=詳細版!$U$14,$A144<詳細版!$U$15),MIN(ROUNDUP(AK24/$E$121,0),$I$121),0)))","v":0},{"$f":"IF(詳細版!$U$17<>\"〇\",0,IF($E$121=0,0,IF(AND($A144>=詳細版!$U$14,$A144<詳細版!$U$15),MIN(ROUNDUP(AL24/$E$121,0),$I$121),0)))","v":0},{"$f":"IF(詳細版!$U$17<>\"〇\",0,IF($E$121=0,0,IF(AND($A144>=詳細版!$U$14,$A144<詳細版!$U$15),MIN(ROUNDUP(AM24/$E$121,0),$I$121),0)))","v":0},{"$f":"IF(詳細版!$U$17<>\"〇\",0,IF($E$121=0,0,IF(AND($A144>=詳細版!$U$14,$A144<詳細版!$U$15),MIN(ROUNDUP(AN24/$E$121,0),$I$121),0)))","v":0},{"$f":"IF(詳細版!$U$17<>\"〇\",0,IF($E$121=0,0,IF(AND($A144>=詳細版!$U$14,$A144<詳細版!$U$15),MIN(ROUNDUP(AO24/$E$121,0),$I$121),0)))","v":0},{"$f":"IF(詳細版!$U$17<>\"〇\",0,IF($E$121=0,0,IF(AND($A144>=詳細版!$U$14,$A144<詳細版!$U$15),MIN(ROUNDUP(AP24/$E$121,0),$I$121),0)))","v":0},{"$f":"IF(詳細版!$U$17<>\"〇\",0,IF($E$121=0,0,IF(AND($A144>=詳細版!$U$14,$A144<詳細版!$U$15),MIN(ROUNDUP(AQ24/$E$121,0),$I$121),0)))","v":0},0]
[22,{"$f":"IF($E$121=0,0,IF(AND($A145>=詳細版!$U$14,$A145<詳細版!$U$15),MIN(ROUNDUP(B25/$E$121,0),$I$121),0))","v":0},{"$f":"IF($E$121=0,0,IF(AND($A145>=詳細版!$U$14,$A145<詳細版!$U$15),MIN(ROUNDUP(C25/$E$121,0),$I$121),0))","v":0},{"$f":"IF($E$121=0,0,IF(AND($A145>=詳細版!$U$14,$A145<詳細版!$U$15),MIN(ROUNDUP(D25/$E$121,0),$I$121),0))","v":0},{"$f":"IF($E$121=0,0,IF(AND($A145>=詳細版!$U$14,$A145<詳細版!$U$15),MIN(ROUNDUP(E25/$E$121,0),$I$121),0))","v":0},{"$f":"IF($E$121=0,0,IF(AND($A145>=詳細版!$U$14,$A145<詳細版!$U$15),MIN(ROUNDUP(F25/$E$121,0),$I$121),0))","v":0},{"$f":"IF($E$121=0,0,IF(AND($A145>=詳細版!$U$14,$A145<詳細版!$U$15),MIN(ROUNDUP(G25/$E$121,0),$I$121),0))","v":0},{"$f":"IF($E$121=0,0,IF(AND($A145>=詳細版!$U$14,$A145<詳細版!$U$15),MIN(ROUNDUP(H25/$E$121,0),$I$121),0))","v":0},{"$f":"IF($E$121=0,0,IF(AND($A145>=詳細版!$U$14,$A145<詳細版!$U$15),MIN(ROUNDUP(I25/$E$121,0),$I$121),0))","v":0},{"$f":"IF($E$121=0,0,IF(AND($A145>=詳細版!$U$14,$A145<詳細版!$U$15),MIN(ROUNDUP(J25/$E$121,0),$I$121),0))","v":0},{"$f":"IF($E$121=0,0,IF(AND($A145>=詳細版!$U$14,$A145<詳細版!$U$15),MIN(ROUNDUP(K25/$E$121,0),$I$121),0))","v":0},{"$f":"IF($E$121=0,0,IF(AND($A145>=詳細版!$U$14,$A145<詳細版!$U$15),MIN(ROUNDUP(L25/$E$121,0),$I$121),0))","v":0},{"$f":"IF($E$121=0,0,IF(AND($A145>=詳細版!$U$14,$A145<詳細版!$U$15),MIN(ROUNDUP(M25/$E$121,0),$I$121),0))","v":0},0,null,22,{"$f":"IF(詳細版!$U$16<>\"〇\",0,IF($E$121=0,0,IF(AND($A145>=詳細版!$U$14,$A145<詳細版!$U$15),MIN(ROUNDUP(Q25/$E$121,0),$I$121),0)))","v":0},{"$f":"IF(詳細版!$U$16<>\"〇\",0,IF($E$121=0,0,IF(AND($A145>=詳細版!$U$14,$A145<詳細版!$U$15),MIN(ROUNDUP(R25/$E$121,0),$I$121),0)))","v":0},{"$f":"IF(詳細版!$U$16<>\"〇\",0,IF($E$121=0,0,IF(AND($A145>=詳細版!$U$14,$A145<詳細版!$U$15),MIN(ROUNDUP(S25/$E$121,0),$I$121),0)))","v":0},{"$f":"IF(詳細版!$U$16<>\"〇\",0,IF($E$121=0,0,IF(AND($A145>=詳細版!$U$14,$A145<詳細版!$U$15),MIN(ROUNDUP(T25/$E$121,0),$I$121),0)))","v":0},{"$f":"IF(詳細版!$U$16<>\"〇\",0,IF($E$121=0,0,IF(AND($A145>=詳細版!$U$14,$A145<詳細版!$U$15),MIN(ROUNDUP(U25/$E$121,0),$I$121),0)))","v":0},{"$f":"IF(詳細版!$U$16<>\"〇\",0,IF($E$121=0,0,IF(AND($A145>=詳細版!$U$14,$A145<詳細版!$U$15),MIN(ROUNDUP(V25/$E$121,0),$I$121),0)))","v":0},{"$f":"IF(詳細版!$U$16<>\"〇\",0,IF($E$121=0,0,IF(AND($A145>=詳細版!$U$14,$A145<詳細版!$U$15),MIN(ROUNDUP(W25/$E$121,0),$I$121),0)))","v":0},{"$f":"IF(詳細版!$U$16<>\"〇\",0,IF($E$121=0,0,IF(AND($A145>=詳細版!$U$14,$A145<詳細版!$U$15),MIN(ROUNDUP(X25/$E$121,0),$I$121),0)))","v":0},{"$f":"IF(詳細版!$U$16<>\"〇\",0,IF($E$121=0,0,IF(AND($A145>=詳細版!$U$14,$A145<詳細版!$U$15),MIN(ROUNDUP(Y25/$E$121,0),$I$121),0)))","v":0},{"$f":"IF(詳細版!$U$16<>\"〇\",0,IF($E$121=0,0,IF(AND($A145>=詳細版!$U$14,$A145<詳細版!$U$15),MIN(ROUNDUP(Z25/$E$121,0),$I$121),0)))","v":0},{"$f":"IF(詳細版!$U$16<>\"〇\",0,IF($E$121=0,0,IF(AND($A145>=詳細版!$U$14,$A145<詳細版!$U$15),MIN(ROUNDUP(AA25/$E$121,0),$I$121),0)))","v":0},{"$f":"IF(詳細版!$U$16<>\"〇\",0,IF($E$121=0,0,IF(AND($A145>=詳細版!$U$14,$A145<詳細版!$U$15),MIN(ROUNDUP(AB25/$E$121,0),$I$121),0)))","v":0},0,null,22,{"$f":"IF(詳細版!$U$17<>\"〇\",0,IF($E$121=0,0,IF(AND($A145>=詳細版!$U$14,$A145<詳細版!$U$15),MIN(ROUNDUP(AF25/$E$121,0),$I$121),0)))","v":0},{"$f":"IF(詳細版!$U$17<>\"〇\",0,IF($E$121=0,0,IF(AND($A145>=詳細版!$U$14,$A145<詳細版!$U$15),MIN(ROUNDUP(AG25/$E$121,0),$I$121),0)))","v":0},{"$f":"IF(詳細版!$U$17<>\"〇\",0,IF($E$121=0,0,IF(AND($A145>=詳細版!$U$14,$A145<詳細版!$U$15),MIN(ROUNDUP(AH25/$E$121,0),$I$121),0)))","v":0},{"$f":"IF(詳細版!$U$17<>\"〇\",0,IF($E$121=0,0,IF(AND($A145>=詳細版!$U$14,$A145<詳細版!$U$15),MIN(ROUNDUP(AI25/$E$121,0),$I$121),0)))","v":0},{"$f":"IF(詳細版!$U$17<>\"〇\",0,IF($E$121=0,0,IF(AND($A145>=詳細版!$U$14,$A145<詳細版!$U$15),MIN(ROUNDUP(AJ25/$E$121,0),$I$121),0)))","v":0},{"$f":"IF(詳細版!$U$17<>\"〇\",0,IF($E$121=0,0,IF(AND($A145>=詳細版!$U$14,$A145<詳細版!$U$15),MIN(ROUNDUP(AK25/$E$121,0),$I$121),0)))","v":0},{"$f":"IF(詳細版!$U$17<>\"〇\",0,IF($E$121=0,0,IF(AND($A145>=詳細版!$U$14,$A145<詳細版!$U$15),MIN(ROUNDUP(AL25/$E$121,0),$I$121),0)))","v":0},{"$f":"IF(詳細版!$U$17<>\"〇\",0,IF($E$121=0,0,IF(AND($A145>=詳細版!$U$14,$A145<詳細版!$U$15),MIN(ROUNDUP(AM25/$E$121,0),$I$121),0)))","v":0},{"$f":"IF(詳細版!$U$17<>\"〇\",0,IF($E$121=0,0,IF(AND($A145>=詳細版!$U$14,$A145<詳細版!$U$15),MIN(ROUNDUP(AN25/$E$121,0),$I$121),0)))","v":0},{"$f":"IF(詳細版!$U$17<>\"〇\",0,IF($E$121=0,0,IF(AND($A145>=詳細版!$U$14,$A145<詳細版!$U$15),MIN(ROUNDUP(AO25/$E$121,0),$I$121),0)))","v":0},{"$f":"IF(詳細版!$U$17<>\"〇\",0,IF($E$121=0,0,IF(AND($A145>=詳細版!$U$14,$A145<詳細版!$U$15),MIN(ROUNDUP(AP25/$E$121,0),$I$121),0)))","v":0},{"$f":"IF(詳細版!$U$17<>\"〇\",0,IF($E$121=0,0,IF(AND($A145>=詳細版!$U$14,$A145<詳細版!$U$15),MIN(ROUNDUP(AQ25/$E$121,0),$I$121),0)))","v":0},0]
[23,{"$f":"IF($E$121=0,0,IF(AND($A146>=詳細版!$U$14,$A146<詳細版!$U$15),MIN(ROUNDUP(B26/$E$121,0),$I$121),0))","v":0},{"$f":"IF($E$121=0,0,IF(AND($A146>=詳細版!$U$14,$A146<詳細版!$U$15),MIN(ROUNDUP(C26/$E$121,0),$I$121),0))","v":0},{"$f":"IF($E$121=0,0,IF(AND($A146>=詳細版!$U$14,$A146<詳細版!$U$15),MIN(ROUNDUP(D26/$E$121,0),$I$121),0))","v":0},{"$f":"IF($E$121=0,0,IF(AND($A146>=詳細版!$U$14,$A146<詳細版!$U$15),MIN(ROUNDUP(E26/$E$121,0),$I$121),0))","v":0},{"$f":"IF($E$121=0,0,IF(AND($A146>=詳細版!$U$14,$A146<詳細版!$U$15),MIN(ROUNDUP(F26/$E$121,0),$I$121),0))","v":0},{"$f":"IF($E$121=0,0,IF(AND($A146>=詳細版!$U$14,$A146<詳細版!$U$15),MIN(ROUNDUP(G26/$E$121,0),$I$121),0))","v":0},{"$f":"IF($E$121=0,0,IF(AND($A146>=詳細版!$U$14,$A146<詳細版!$U$15),MIN(ROUNDUP(H26/$E$121,0),$I$121),0))","v":0},{"$f":"IF($E$121=0,0,IF(AND($A146>=詳細版!$U$14,$A146<詳細版!$U$15),MIN(ROUNDUP(I26/$E$121,0),$I$121),0))","v":0},{"$f":"IF($E$121=0,0,IF(AND($A146>=詳細版!$U$14,$A146<詳細版!$U$15),MIN(ROUNDUP(J26/$E$121,0),$I$121),0))","v":0},{"$f":"IF($E$121=0,0,IF(AND($A146>=詳細版!$U$14,$A146<詳細版!$U$15),MIN(ROUNDUP(K26/$E$121,0),$I$121),0))","v":0},{"$f":"IF($E$121=0,0,IF(AND($A146>=詳細版!$U$14,$A146<詳細版!$U$15),MIN(ROUNDUP(L26/$E$121,0),$I$121),0))","v":0},{"$f":"IF($E$121=0,0,IF(AND($A146>=詳細版!$U$14,$A146<詳細版!$U$15),MIN(ROUNDUP(M26/$E$121,0),$I$121),0))","v":0},0,null,23,{"$f":"IF(詳細版!$U$16<>\"〇\",0,IF($E$121=0,0,IF(AND($A146>=詳細版!$U$14,$A146<詳細版!$U$15),MIN(ROUNDUP(Q26/$E$121,0),$I$121),0)))","v":0},{"$f":"IF(詳細版!$U$16<>\"〇\",0,IF($E$121=0,0,IF(AND($A146>=詳細版!$U$14,$A146<詳細版!$U$15),MIN(ROUNDUP(R26/$E$121,0),$I$121),0)))","v":0},{"$f":"IF(詳細版!$U$16<>\"〇\",0,IF($E$121=0,0,IF(AND($A146>=詳細版!$U$14,$A146<詳細版!$U$15),MIN(ROUNDUP(S26/$E$121,0),$I$121),0)))","v":0},{"$f":"IF(詳細版!$U$16<>\"〇\",0,IF($E$121=0,0,IF(AND($A146>=詳細版!$U$14,$A146<詳細版!$U$15),MIN(ROUNDUP(T26/$E$121,0),$I$121),0)))","v":0},{"$f":"IF(詳細版!$U$16<>\"〇\",0,IF($E$121=0,0,IF(AND($A146>=詳細版!$U$14,$A146<詳細版!$U$15),MIN(ROUNDUP(U26/$E$121,0),$I$121),0)))","v":0},{"$f":"IF(詳細版!$U$16<>\"〇\",0,IF($E$121=0,0,IF(AND($A146>=詳細版!$U$14,$A146<詳細版!$U$15),MIN(ROUNDUP(V26/$E$121,0),$I$121),0)))","v":0},{"$f":"IF(詳細版!$U$16<>\"〇\",0,IF($E$121=0,0,IF(AND($A146>=詳細版!$U$14,$A146<詳細版!$U$15),MIN(ROUNDUP(W26/$E$121,0),$I$121),0)))","v":0},{"$f":"IF(詳細版!$U$16<>\"〇\",0,IF($E$121=0,0,IF(AND($A146>=詳細版!$U$14,$A146<詳細版!$U$15),MIN(ROUNDUP(X26/$E$121,0),$I$121),0)))","v":0},{"$f":"IF(詳細版!$U$16<>\"〇\",0,IF($E$121=0,0,IF(AND($A146>=詳細版!$U$14,$A146<詳細版!$U$15),MIN(ROUNDUP(Y26/$E$121,0),$I$121),0)))","v":0},{"$f":"IF(詳細版!$U$16<>\"〇\",0,IF($E$121=0,0,IF(AND($A146>=詳細版!$U$14,$A146<詳細版!$U$15),MIN(ROUNDUP(Z26/$E$121,0),$I$121),0)))","v":0},{"$f":"IF(詳細版!$U$16<>\"〇\",0,IF($E$121=0,0,IF(AND($A146>=詳細版!$U$14,$A146<詳細版!$U$15),MIN(ROUNDUP(AA26/$E$121,0),$I$121),0)))","v":0},{"$f":"IF(詳細版!$U$16<>\"〇\",0,IF($E$121=0,0,IF(AND($A146>=詳細版!$U$14,$A146<詳細版!$U$15),MIN(ROUNDUP(AB26/$E$121,0),$I$121),0)))","v":0},0,null,23,{"$f":"IF(詳細版!$U$17<>\"〇\",0,IF($E$121=0,0,IF(AND($A146>=詳細版!$U$14,$A146<詳細版!$U$15),MIN(ROUNDUP(AF26/$E$121,0),$I$121),0)))","v":0},{"$f":"IF(詳細版!$U$17<>\"〇\",0,IF($E$121=0,0,IF(AND($A146>=詳細版!$U$14,$A146<詳細版!$U$15),MIN(ROUNDUP(AG26/$E$121,0),$I$121),0)))","v":0},{"$f":"IF(詳細版!$U$17<>\"〇\",0,IF($E$121=0,0,IF(AND($A146>=詳細版!$U$14,$A146<詳細版!$U$15),MIN(ROUNDUP(AH26/$E$121,0),$I$121),0)))","v":0},{"$f":"IF(詳細版!$U$17<>\"〇\",0,IF($E$121=0,0,IF(AND($A146>=詳細版!$U$14,$A146<詳細版!$U$15),MIN(ROUNDUP(AI26/$E$121,0),$I$121),0)))","v":0},{"$f":"IF(詳細版!$U$17<>\"〇\",0,IF($E$121=0,0,IF(AND($A146>=詳細版!$U$14,$A146<詳細版!$U$15),MIN(ROUNDUP(AJ26/$E$121,0),$I$121),0)))","v":0},{"$f":"IF(詳細版!$U$17<>\"〇\",0,IF($E$121=0,0,IF(AND($A146>=詳細版!$U$14,$A146<詳細版!$U$15),MIN(ROUNDUP(AK26/$E$121,0),$I$121),0)))","v":0},{"$f":"IF(詳細版!$U$17<>\"〇\",0,IF($E$121=0,0,IF(AND($A146>=詳細版!$U$14,$A146<詳細版!$U$15),MIN(ROUNDUP(AL26/$E$121,0),$I$121),0)))","v":0},{"$f":"IF(詳細版!$U$17<>\"〇\",0,IF($E$121=0,0,IF(AND($A146>=詳細版!$U$14,$A146<詳細版!$U$15),MIN(ROUNDUP(AM26/$E$121,0),$I$121),0)))","v":0},{"$f":"IF(詳細版!$U$17<>\"〇\",0,IF($E$121=0,0,IF(AND($A146>=詳細版!$U$14,$A146<詳細版!$U$15),MIN(ROUNDUP(AN26/$E$121,0),$I$121),0)))","v":0},{"$f":"IF(詳細版!$U$17<>\"〇\",0,IF($E$121=0,0,IF(AND($A146>=詳細版!$U$14,$A146<詳細版!$U$15),MIN(ROUNDUP(AO26/$E$121,0),$I$121),0)))","v":0},{"$f":"IF(詳細版!$U$17<>\"〇\",0,IF($E$121=0,0,IF(AND($A146>=詳細版!$U$14,$A146<詳細版!$U$15),MIN(ROUNDUP(AP26/$E$121,0),$I$121),0)))","v":0},{"$f":"IF(詳細版!$U$17<>\"〇\",0,IF($E$121=0,0,IF(AND($A146>=詳細版!$U$14,$A146<詳細版!$U$15),MIN(ROUNDUP(AQ26/$E$121,0),$I$121),0)))","v":0},0]
[null,{"$f":"SUM(B123:B146)","v":0},{"$f":"SUM(C123:C146)","v":0},0,0,0,0,0,0,0,0,0,0,{"$f":"SUM(B147:M147)","v":0},null,null,{"$f":"SUM(Q123:Q146)","v":0},{"$f":"SUM(R123:R146)","v":0},0,0,0,0,0,0,0,0,0,0,{"$f":"SUM(Q147:AB147)","v":0},null,null,{"$f":"SUM(AF123:AF146)","v":0},{"$f":"SUM(AG123:AG146)","v":0},0,0,0,0,0,0,0,0,0,0,{"$f":"SUM(AF147:AQ147)","v":0}]
["日",{"$f":"B$28","v":20},{"$f":"C$28","v":20},22,20,20,22,20,23,20,21,20,21,{"$f":"SUM(B148:M148)","v":249},null,"日",{"$f":"Q$28","v":4},{"$f":"R$28","v":3},4,4,4,4,5,4,4,4,4,4,{"$f":"SUM(Q148:AB148)","v":48},null,"日",{"$f":"AF$28","v":7},{"$f":"AG$28","v":5},5,6,7,4,6,4,6,6,6,6,{"$f":"SUM(AF148:AQ148)","v":68}]
[null,{"$f":"B147*B148/1000","v":0},{"$f":"C147*C148/1000","v":0},0,0,0,0,0,0,0,0,0,0,{"$f":"SUM(B149:M149)","v":0},null,null,{"$f":"Q147*Q148/1000","v":0},{"$f":"R147*R148/1000","v":0},0,0,0,0,0,0,0,0,0,0,{"$f":"SUM(Q149:AB149)","v":0},null,null,{"$f":"AF147*AF148/1000","v":0},{"$f":"AG147*AG148/1000","v":0},0,0,0,0,0,0,0,0,0,0,{"$f":"SUM(AF149:AQ149)","v":0}]
[]
["CGS発電自家消費分",null,null,"容量",{"$f":"詳細版!U5/I121","v":0},"kW/台",null,"台数",{"$f":"詳細版!U7","v":2},"台",null,null,null,"（新設建物・平日）",null,"CGS発電自家消費分",null,null,null,null,null,null,null,null,null,null,null,null,"（新設建物・土曜）",null,"CGS発電自家消費分",null,null,null,null,null,null,null,null,null,null,null,null,"（新設建物・休日）"]
["kW","1月","2月","3月","4月","5月","6月","7月","8月","9月","10月","11月","12月","計",null,"kW","1月","2月","3月","4月","5月","6月","7月","8月","9月","10月","11月","12月","計",null,"kW","1月","2月","3月","4月","5月","6月","7月","8月","9月","10月","11月","12月","計"]
[0,{"$f":"MIN(B123*$E$151,B3)","v":0},{"$f":"MIN(C123*$E$151,C3)","v":0},0,0,0,0,0,0,0,0,0,0,{"$f":"SUM(B153:M153)","v":0},null,0,{"$f":"MIN(Q123*$E$151,Q3)","v":0},{"$f":"MIN(R123*$E$151,R3)","v":0},0,0,0,0,0,0,0,0,0,0,{"$f":"SUM(Q153:AB153)","v":0},null,0,{"$f":"MIN(AF123*$E$151,AF3)","v":0},{"$f":"MIN(AG123*$E$151,AG3)","v":0},0,0,0,0,0,0,0,0,0,0,{"$f":"SUM(AF153:AQ153)","v":0}]
[1,{"$f":"MIN(B124*$E$151,B4)","v":0},0,0,0,0,0,0,0,0,0,0,0,{"$f":"SUM(B154:M154)","v":0},null,1,{"$f":"MIN(Q124*$E$151,Q4)","v":0},0,0,0,0,0,0,0,0,0,0,0,{"$f":"SUM(Q154:AB154)","v":0},null,1,{"$f":"MIN(AF124*$E$151,AF4)","v":0},0,0,0,0,0,0,0,0,0,0,0,{"$f":"SUM(AF154:AQ154)","v":0}]
[2,{"$f":"MIN(B125*$E$151,B5)","v":0},0,0,0,0,0,0,0,0,0,0,0,0,null,2,{"$f":"MIN(Q125*$E$151,Q5)","v":0},0,0,0,0,0,0,0,0,0,0,0,0,null,2,{"$f":"MIN(AF125*$E$151,AF5)","v":0},0,0,0,0,0,0,0,0,0,0,0,0]
[3,{"$f":"MIN(B126*$E$151,B6)","v":0},0,0,0,0,0,0,0,0,0,0,0,0,null,3,{"$f":"MIN(Q126*$E$151,Q6)","v":0},0,0,0,0,0,0,0,0,0,0,0,0,null,3,{"$f":"MIN(AF126*$E$151,AF6)","v":0},0,0,0,0,0,0,0,0,0,0,0,0]
[4,{"$f":"MIN(B127*$E$151,B7)","v":0},0,0,0,0,0,0,0,0,0,0,0,0,null,4,{"$f":"MIN(Q127*$E$151,Q7)","v":0},0,0,0,0,0,0,0,0,0,0,0,0,null,4,{"$f":"MIN(AF127*$E$151,AF7)","v":0},0,0,0,0,0,0,0,0,0,0,0,0]
[5,{"$f":"MIN(B128*$E$151,B8)","v":0},0,0,0,0,0,0,0,0,0,0,0,0,null,5,{"$f":"MIN(Q128*$E$151,Q8)","v":0},0,0,0,0,0,0,0,0,0,0,0,0,null,5,{"$f":"MIN(AF128*$E$151,AF8)","v":0},0,0,0,0,0,0,0,0,0,0,0,0]
[6,{"$f":"MIN(B129*$E$151,B9)","v":0},0,0,0,0,0,0,0,0,0,0,0,0,null,6,{"$f":"MIN(Q129*$E$151,Q9)","v":0},0,0,0,0,0,0,0,0,0,0,0,0,null,6,{"$f":"MIN(AF129*$E$151,AF9)","v":0},0,0,0,0,0,0,0,0,0,0,0,0]
[7,{"$f":"MIN(B130*$E$151,B10)","v":0},0,0,0,0,0,0,0,0,0,0,0,0,null,7,{"$f":"MIN(Q130*$E$151,Q10)","v":0},0,0,0,0,0,0,0,0,0,0,0,0,null,7,{"$f":"MIN(AF130*$E$151,AF10)","v":0},0,0,0,0,0,0,0,0,0,0,0,0]
[8,{"$f":"MIN(B131*$E$151,B11)","v":0},0,0,0,0,0,0,0,0,0,0,0,0,null,8,{"$f":"MIN(Q131*$E$151,Q11)","v":0},0,0,0,0,0,0,0,0,0,0,0,0,null,8,{"$f":"MIN(AF131*$E$151,AF11)","v":0},0,0,0,0,0,0,0,0,0,0,0,0]
[9,{"$f":"MIN(B132*$E$151,B12)","v":0},0,0,0,0,0,0,0,0,0,0,0,0,null,9,{"$f":"MIN(Q132*$E$151,Q12)","v":0},0,0,0,0,0,0,0,0,0,0,0,0,null,9,{"$f":"MIN(AF132*$E$151,AF12)","v":0},0,0,0,0,0,0,0,0,0,0,0,0]
[10,{"$f":"MIN(B133*$E$151,B13)","v":0},0,0,0,0,0,0,0,0,0,0,0,0,null,10,{"$f":"MIN(Q133*$E$151,Q13)","v":0},0,0,0,0,0,0,0,0,0,0,0,0,null,10,{"$f":"MIN(AF133*$E$151,AF13)","v":0},0,0,0,0,0,0,0,0,0,0,0,0]
[11,{"$f":"MIN(B134*$E$151,B14)","v":0},0,0,0,0,0,0,0,0,0,0,0,0,null,11,{"$f":"MIN(Q134*$E$151,Q14)","v":0},0,0,0,0,0,0,0,0,0,0,0,0,null,11,{"$f":"MIN(AF134*$E$151,AF14)","v":0},0,0,0,0,0,0,0,0,0,0,0,0]
[12,{"$f":"MIN(B135*$E$151,B15)","v":0},0,0,0,0,0,0,0,0,0,0,0,0,null,12,{"$f":"MIN(Q135*$E$151,Q15)","v":0},0,0,0,0,0,0,0,0,0,0,0,0,null,12,{"$f":"MIN(AF135*$E$151,AF15)","v":0},0,0,0,0,0,0,0,0,0,0,0,0]
[13,{"$f":"MIN(B136*$E$151,B16)","v":0},0,0,0,0,0,0,0,0,0,0,0,0,null,13,{"$f":"MIN(Q136*$E$151,Q16)","v":0},0,0,0,0,0,0,0,0,0,0,0,0,null,13,{"$f":"MIN(AF136*$E$151,AF16)","v":0},0,0,0,0,0,0,0,0,0,0,0,0]
[14,{"$f":"MIN(B137*$E$151,B17)","v":0},0,0,0,0,0,0,0,0,0,0,0,0,null,14,{"$f":"MIN(Q137*$E$151,Q17)","v":0},0,0,0,0,0,0,0,0,0,0,0,0,null,14,{"$f":"MIN(AF137*$E$151,AF17)","v":0},0,0,0,0,0,0,0,0,0,0,0,0]
[15,{"$f":"MIN(B138*$E$151,B18)","v":0},0,0,0,0,0,0,0,0,0,0,0,0,null,15,{"$f":"MIN(Q138*$E$151,Q18)","v":0},0,0,0,0,0,{"$f":"MIN(W138*$E$151,W18)","v":0},0,0,0,0,0,0,null,15,{"$f":"MIN(AF138*$E$151,AF18)","v":0},0,0,0,0,0,0,0,0,0,0,0,0]
[16,{"$f":"MIN(B139*$E$151,B19)","v":0},0,0,0,0,0,0,0,0,0,0,0,0,null,16,{"$f":"MIN(Q139*$E$151,Q19)","v":0},0,0,0,0,0,0,0,0,0,0,0,0,null,16,{"$f":"MIN(AF139*$E$151,AF19)","v":0},0,0,0,0,0,0,0,0,0,0,0,0]
[17,{"$f":"MIN(B140*$E$151,B20)","v":0},0,0,0,0,0,0,0,0,0,0,0,0,null,17,{"$f":"MIN(Q140*$E$151,Q20)","v":0},0,0,0,0,0,0,0,0,0,0,0,0,null,17,{"$f":"MIN(AF140*$E$151,AF20)","v":0},0,0,0,0,0,0,0,0,0,0,0,0]
[18,{"$f":"MIN(B141*$E$151,B21)","v":0},0,0,0,0,0,0,0,0,0,0,0,0,null,18,{"$f":"MIN(Q141*$E$151,Q21)","v":0},0,0,0,0,0,0,0,0,0,0,0,0,null,18,{"$f":"MIN(AF141*$E$151,AF21)","v":0},0,0,0,0,0,0,0,0,0,0,0,0]
[19,{"$f":"MIN(B142*$E$151,B22)","v":0},0,0,0,0,0,0,0,0,0,0,0,0,null,19,{"$f":"MIN(Q142*$E$151,Q22)","v":0},0,0,0,0,0,0,0,0,0,0,0,0,null,19,{"$f":"MIN(AF142*$E$151,AF22)","v":0},0,0,0,0,0,0,0,0,0,0,0,0]
[20,{"$f":"MIN(B143*$E$151,B23)","v":0},0,0,0,0,0,0,0,0,0,0,0,0,null,20,{"$f":"MIN(Q143*$E$151,Q23)","v":0},0,0,0,0,0,0,0,0,0,0,0,0,null,20,{"$f":"MIN(AF143*$E$151,AF23)","v":0},0,0,0,0,0,0,0,0,0,0,0,0]
[21,{"$f":"MIN(B144*$E$151,B24)","v":0},0,0,0,0,0,0,0,0,0,0,0,0,null,21,{"$f":"MIN(Q144*$E$151,Q24)","v":0},0,0,0,0,0,0,0,0,0,0,0,0,null,21,{"$f":"MIN(AF144*$E$151,AF24)","v":0},0,0,0,0,0,0,0,0,0,0,0,0]
[22,{"$f":"MIN(B145*$E$151,B25)","v":0},0,0,0,0,0,0,0,0,0,0,0,0,null,22,{"$f":"MIN(Q145*$E$151,Q25)","v":0},0,0,0,0,0,0,0,0,0,0,0,0,null,22,{"$f":"MIN(AF145*$E$151,AF25)","v":0},0,0,0,0,0,0,0,0,0,0,0,0]
[23,{"$f":"MIN(B146*$E$151,B26)","v":0},0,0,0,0,0,0,0,0,0,0,0,0,null,23,{"$f":"MIN(Q146*$E$151,Q26)","v":0},0,0,0,0,0,0,0,0,0,0,0,0,null,23,{"$f":"MIN(AF146*$E$151,AF26)","v":0},0,0,0,0,0,0,0,0,0,0,0,0]
["kWh/日",{"$f":"SUM(B153:B176)","v":0},{"$f":"SUM(C153:C176)","v":0},0,0,0,0,0,0,0,0,0,0,{"$f":"SUM(B177:M177)","v":0},null,"kWh/日",{"$f":"SUM(Q153:Q176)","v":0},{"$f":"SUM(R153:R176)","v":0},0,0,0,0,0,0,0,0,0,0,{"$f":"SUM(Q177:AB177)","v":0},null,"kWh/日",{"$f":"SUM(AF153:AF176)","v":0},{"$f":"SUM(AG153:AG176)","v":0},0,0,0,0,0,0,0,0,0,0,{"$f":"SUM(AF177:AQ177)","v":0}]
["日",{"$f":"B$28","v":20},{"$f":"C$28","v":20},22,20,20,22,20,23,20,21,20,21,{"$f":"SUM(B178:M178)","v":249},null,"日",{"$f":"Q$28","v":4},{"$f":"R$28","v":3},4,4,4,4,5,4,4,4,4,4,{"$f":"SUM(Q178:AB178)","v":48},null,"日",{"$f":"AF$28","v":7},{"$f":"AG$28","v":5},5,6,7,4,6,4,6,6,6,6,{"$f":"SUM(AF178:AQ178)","v":68}]
["MWh/月",{"$f":"B177*B178/1000","v":0},{"$f":"C177*C178/1000","v":0},0,0,0,0,0,0,0,0,0,0,{"$f":"SUM(B179:M179)","v":0},null,"MWh/月",{"$f":"Q177*Q178/1000","v":0},{"$f":"R177*R178/1000","v":0},0,0,0,0,0,0,0,0,0,0,{"$f":"SUM(Q179:AB179)","v":0},null,"MWh/月",{"$f":"AF177*AF178/1000","v":0},{"$f":"AG177*AG178/1000","v":0},0,0,0,0,0,0,0,0,0,0,{"$f":"SUM(AF179:AQ179)","v":0}]
[]
["CGS負荷率",null,null,"容量",{"$f":"詳細版!U5/I121","v":0},"kW/台",null,"台数",{"$f":"詳細版!U7","v":2},"台",null,null,null,"（新設建物・平日）",null,"CGS負荷率",null,null,null,null,null,null,null,null,null,null,null,null,"（新設建物・土曜）",null,"CGS負荷率",null,null,null,null,null,null,null,null,null,null,null,null,"（新設建物・休日）"]
[null,"1月","2月","3月","4月","5月","6月","7月","8月","9月","10月","11月","12月","計",null,null,"1月","2月","3月","4月","5月","6月","7月","8月","9月","10月","11月","12月","計",null,null,"1月","2月","3月","4月","5月","6月","7月","8月","9月","10月","11月","12月","計"]
[0,{"$f":"IF(B123=0,0,B153/($E$181*B123))","v":0},{"$f":"IF(C123=0,0,C153/($E$181*C123))","v":0},0,0,0,0,0,0,0,0,0,0,{"$f":"SUM(B183:M183)","v":0},null,0,{"$f":"IF(Q123=0,0,Q153/($E$181*Q123))","v":0},{"$f":"IF(R123=0,0,R153/($E$181*R123))","v":0},0,0,0,0,0,0,0,0,0,0,{"$f":"SUM(Q183:AB183)","v":0},null,0,{"$f":"IF(AF123=0,0,AF153/($E$181*AF123))","v":0},{"$f":"IF(AG123=0,0,AG153/($E$181*AG123))","v":0},0,0,0,0,0,0,0,0,0,0,{"$f":"SUM(AF183:AQ183)","v":0}]
[1,{"$f":"IF(B124=0,0,B154/($E$181*B124))","v":0},0,0,0,0,0,0,0,0,0,0,0,{"$f":"SUM(B184:M184)","v":0},null,1,{"$f":"IF(Q124=0,0,Q154/($E$181*Q124))","v":0},0,0,0,0,0,0,0,0,0,0,0,{"$f":"SUM(Q184:AB184)","v":0},null,1,{"$f":"IF(AF124=0,0,AF154/($E$181*AF124))","v":0},0,0,0,0,0,0,0,0,0,0,0,{"$f":"SUM(AF184:AQ184)","v":0}]
[2,{"$f":"IF(B125=0,0,B155/($E$181*B125))","v":0},0,0,0,0,0,0,0,0,0,0,0,0,null,2,{"$f":"IF(Q125=0,0,Q155/($E$181*Q125))","v":0},0,0,0,0,0,0,0,0,0,0,0,0,null,2,{"$f":"IF(AF125=0,0,AF155/($E$181*AF125))","v":0},0,0,0,0,0,0,0,0,0,0,0,0]
[3,{"$f":"IF(B126=0,0,B156/($E$181*B126))","v":0},0,0,0,0,0,0,0,0,0,0,0,0,null,3,{"$f":"IF(Q126=0,0,Q156/($E$181*Q126))","v":0},0,0,0,0,0,0,0,0,0,0,0,0,null,3,{"$f":"IF(AF126=0,0,AF156/($E$181*AF126))","v":0},0,0,0,0,0,0,0,0,0,0,0,0]
[4,{"$f":"IF(B127=0,0,B157/($E$181*B127))","v":0},0,0,0,0,0,0,0,0,0,0,0,0,null,4,{"$f":"IF(Q127=0,0,Q157/($E$181*Q127))","v":0},0,0,0,0,0,0,0,0,0,0,0,0,null,4,{"$f":"IF(AF127=0,0,AF157/($E$181*AF127))","v":0},0,0,0,0,0,0,0,0,0,0,0,0]
[5,{"$f":"IF(B128=0,0,B158/($E$181*B128))","v":0},0,0,0,0,0,0,0,0,0,0,0,0,null,5,{"$f":"IF(Q128=0,0,Q158/($E$181*Q128))","v":0},0,0,0,0,0,0,0,0,0,0,0,0,null,5,{"$f":"IF(AF128=0,0,AF158/($E$181*AF128))","v":0},0,0,0,0,0,0,0,0,0,0,0,0]
[6,{"$f":"IF(B129=0,0,B159/($E$181*B129))","v":0},0,0,0,0,0,0,0,0,0,0,0,0,null,6,{"$f":"IF(Q129=0,0,Q159/($E$181*Q129))","v":0},0,0,0,0,0,0,0,0,0,0,0,0,null,6,{"$f":"IF(AF129=0,0,AF159/($E$181*AF129))","v":0},0,0,0,0,0,0,0,0,0,0,0,0]
[7,{"$f":"IF(B130=0,0,B160/($E$181*B130))","v":0},0,0,0,0,0,0,0,0,0,0,0,0,null,7,{"$f":"IF(Q130=0,0,Q160/($E$181*Q130))","v":0},0,0,0,0,0,0,0,0,0,0,0,0,null,7,{"$f":"IF(AF130=0,0,AF160/($E$181*AF130))","v":0},0,0,0,0,0,0,0,0,0,0,0,0]
[8,{"$f":"IF(B131=0,0,B161/($E$181*B131))","v":0},0,0,0,0,0,0,0,0,0,0,0,0,null,8,{"$f":"IF(Q131=0,0,Q161/($E$181*Q131))","v":0},0,0,0,0,0,0,0,0,0,0,0,0,null,8,{"$f":"IF(AF131=0,0,AF161/($E$181*AF131))","v":0},0,0,0,0,0,0,0,0,0,0,0,0]
[9,{"$f":"IF(B132=0,0,B162/($E$181*B132))","v":0},0,0,0,0,0,0,0,0,0,0,0,0,null,9,{"$f":"IF(Q132=0,0,Q162/($E$181*Q132))","v":0},0,0,0,0,0,0,0,0,0,0,0,0,null,9,{"$f":"IF(AF132=0,0,AF162/($E$181*AF132))","v":0},0,0,0,0,0,0,0,0,0,0,0,0]
[10,{"$f":"IF(B133=0,0,B163/($E$181*B133))","v":0},0,0,0,0,0,0,0,0,0,0,0,0,null,10,{"$f":"IF(Q133=0,0,Q163/($E$181*Q133))","v":0},0,0,0,0,0,0,0,0,0,0,0,0,null,10,{"$f":"IF(AF133=0,0,AF163/($E$181*AF133))","v":0},0,0,0,0,0,0,0,0,0,0,0,0]
[11,{"$f":"IF(B134=0,0,B164/($E$181*B134))","v":0},0,0,0,0,0,0,0,0,0,0,0,0,null,11,{"$f":"IF(Q134=0,0,Q164/($E$181*Q134))","v":0},0,0,0,0,0,0,0,0,0,0,0,0,null,11,{"$f":"IF(AF134=0,0,AF164/($E$181*AF134))","v":0},0,0,0,0,0,0,0,0,0,0,0,0]
[12,{"$f":"IF(B135=0,0,B165/($E$181*B135))","v":0},0,0,0,0,0,0,0,0,0,0,0,0,null,12,{"$f":"IF(Q135=0,0,Q165/($E$181*Q135))","v":0},0,0,0,0,0,0,0,0,0,0,0,0,null,12,{"$f":"IF(AF135=0,0,AF165/($E$181*AF135))","v":0},0,0,0,0,0,0,0,0,0,0,0,0]
[13,{"$f":"IF(B136=0,0,B166/($E$181*B136))","v":0},0,0,0,0,0,0,0,0,0,0,0,0,null,13,{"$f":"IF(Q136=0,0,Q166/($E$181*Q136))","v":0},0,0,0,0,0,0,0,0,0,0,0,0,null,13,{"$f":"IF(AF136=0,0,AF166/($E$181*AF136))","v":0},0,0,0,0,0,0,0,0,0,0,0,0]
[14,{"$f":"IF(B137=0,0,B167/($E$181*B137))","v":0},0,0,0,0,0,0,0,0,0,0,0,0,null,14,{"$f":"IF(Q137=0,0,Q167/($E$181*Q137))","v":0},0,0,0,0,0,0,0,0,0,0,0,0,null,14,{"$f":"IF(AF137=0,0,AF167/($E$181*AF137))","v":0},0,0,0,0,0,0,0,0,0,0,0,0]
[15,{"$f":"IF(B138=0,0,B168/($E$181*B138))","v":0},0,0,0,0,0,0,0,0,0,0,0,0,null,15,{"$f":"IF(Q138=0,0,Q168/($E$181*Q138))","v":0},0,0,0,0,0,0,0,0,0,0,0,0,null,15,{"$f":"IF(AF138=0,0,AF168/($E$181*AF138))","v":0},0,0,0,0,0,0,0,0,0,0,0,0]
[16,{"$f":"IF(B139=0,0,B169/($E$181*B139))","v":0},0,0,0,0,0,0,0,0,0,0,0,0,null,16,{"$f":"IF(Q139=0,0,Q169/($E$181*Q139))","v":0},0,0,0,0,0,0,0,0,0,0,0,0,null,16,{"$f":"IF(AF139=0,0,AF169/($E$181*AF139))","v":0},0,0,0,0,0,0,0,0,0,0,0,0]
[17,{"$f":"IF(B140=0,0,B170/($E$181*B140))","v":0},0,0,0,0,0,0,0,0,0,0,0,0,null,17,{"$f":"IF(Q140=0,0,Q170/($E$181*Q140))","v":0},0,0,0,0,0,0,0,0,0,0,0,0,null,17,{"$f":"IF(AF140=0,0,AF170/($E$181*AF140))","v":0},0,0,0,0,0,0,0,0,0,0,0,0]
[18,{"$f":"IF(B141=0,0,B171/($E$181*B141))","v":0},0,0,0,0,0,0,0,0,0,0,0,0,null,18,{"$f":"IF(Q141=0,0,Q171/($E$181*Q141))","v":0},0,0,0,0,0,0,0,0,0,0,0,0,null,18,{"$f":"IF(AF141=0,0,AF171/($E$181*AF141))","v":0},0,0,0,0,0,0,0,0,0,0,0,0]
[19,{"$f":"IF(B142=0,0,B172/($E$181*B142))","v":0},0,0,0,0,0,0,0,0,0,0,0,0,null,19,{"$f":"IF(Q142=0,0,Q172/($E$181*Q142))","v":0},0,0,0,0,0,0,0,0,0,0,0,0,null,19,{"$f":"IF(AF142=0,0,AF172/($E$181*AF142))","v":0},0,0,0,0,0,0,0,0,0,0,0,0]
[20,{"$f":"IF(B143=0,0,B173/($E$181*B143))","v":0},0,0,0,0,0,0,0,0,0,0,0,0,null,20,{"$f":"IF(Q143=0,0,Q173/($E$181*Q143))","v":0},0,0,0,0,0,0,0,0,0,0,0,0,null,20,{"$f":"IF(AF143=0,0,AF173/($E$181*AF143))","v":0},0,0,0,0,0,0,0,0,0,0,0,0]
[21,{"$f":"IF(B144=0,0,B174/($E$181*B144))","v":0},0,0,0,0,0,0,0,0,0,0,0,0,null,21,{"$f":"IF(Q144=0,0,Q174/($E$181*Q144))","v":0},0,0,0,0,0,0,0,0,0,0,0,0,null,21,{"$f":"IF(AF144=0,0,AF174/($E$181*AF144))","v":0},0,0,0,0,0,0,0,0,0,0,0,0]
[22,{"$f":"IF(B145=0,0,B175/($E$181*B145))","v":0},0,0,0,0,0,0,0,0,0,0,0,0,null,22,{"$f":"IF(Q145=0,0,Q175/($E$181*Q145))","v":0},0,0,0,0,0,0,0,0,0,0,0,0,null,22,{"$f":"IF(AF145=0,0,AF175/($E$181*AF145))","v":0},0,0,0,0,0,0,0,0,0,0,0,0]
[23,{"$f":"IF(B146=0,0,B176/($E$181*B146))","v":0},0,0,0,0,0,0,0,0,0,0,0,0,null,23,{"$f":"IF(Q146=0,0,Q176/($E$181*Q146))","v":0},0,0,0,0,0,0,0,0,0,0,0,0,null,23,{"$f":"IF(AF146=0,0,AF176/($E$181*AF146))","v":0},0,0,0,0,0,0,0,0,0,0,0,0]
[null,{"$f":"SUM(B183:B206)","v":0},{"$f":"SUM(C183:C206)","v":0},0,0,0,0,0,0,0,0,0,0,{"$f":"SUM(B207:M207)","v":0},null,null,{"$f":"SUM(Q183:Q206)","v":0},{"$f":"SUM(R183:R206)","v":0},0,0,0,0,0,0,0,0,0,0,{"$f":"SUM(Q207:AB207)","v":0},null,null,{"$f":"SUM(AF183:AF206)","v":0},{"$f":"SUM(AG183:AG206)","v":0},0,0,0,0,0,0,0,0,0,0,{"$f":"SUM(AF207:AQ207)","v":0}]
["日",{"$f":"B$28","v":20},{"$f":"C$28","v":20},22,20,20,22,20,23,20,21,20,21,{"$f":"SUM(B208:M208)","v":249},null,"日",{"$f":"Q$28","v":4},{"$f":"R$28","v":3},4,4,4,4,5,4,4,4,4,4,{"$f":"SUM(Q208:AB208)","v":48},null,"日",{"$f":"AF$28","v":7},{"$f":"AG$28","v":5},5,6,7,4,6,4,6,6,6,6,{"$f":"SUM(AF208:AQ208)","v":68}]
[null,{"$f":"B207*B208/1000","v":0},{"$f":"C207*C208/1000","v":0},0,0,0,0,0,0,0,0,0,0,{"$f":"SUM(B209:M209)","v":0},null,null,{"$f":"Q207*Q208/1000","v":0},{"$f":"R207*R208/1000","v":0},0,0,0,0,0,0,0,0,0,0,{"$f":"SUM(Q209:AB209)","v":0},null,null,{"$f":"AF207*AF208/1000","v":0},{"$f":"AG207*AG208/1000","v":0},0,0,0,0,0,0,0,0,0,0,{"$f":"SUM(AF209:AQ209)","v":0}]
[]
["CGS発電効率",null,null,"容量",{"$f":"E181","v":0},"kW/台",null,null,null,null,null,null,null,"（新設建物・平日）",null,"CGS発電効率",null,null,null,null,null,null,null,null,null,null,null,null,"（新設建物・土曜）",null,"CGS発電効率",null,null,null,null,null,null,null,null,null,null,null,null,"（新設建物・休日）"]
[null,"1月","2月","3月","4月","5月","6月","7月","8月","9月","10月","11月","12月","計",null,null,"1月","2月","3月","4月","5月","6月","7月","8月","9月","10月","11月","12月","計",null,null,"1月","2月","3月","4月","5月","6月","7月","8月","9月","10月","11月","12月","計"]
[0,{"$f":"IF(B183=0,0,((-10.728*B183^2+25.166*B183+11.538)*$E$211^(0.0344*B183^2-0.0718*B183+0.1077))/100)","v":0},{"$f":"IF(C183=0,0,((-10.728*C183^2+25.166*C183+11.538)*$E$211^(0.0344*C183^2-0.0718*C183+0.1077))/100)","v":0},0,0,0,0,0,0,0,0,0,0,{"$f":"SUM(B213:M213)","v":0},null,0,{"$f":"IF(Q183=0,0,((-10.728*Q183^2+25.166*Q183+11.538)*$E$211^(0.0344*Q183^2-0.0718*Q183+0.1077))/100)","v":0},{"$f":"IF(R183=0,0,((-10.728*R183^2+25.166*R183+11.538)*$E$211^(0.0344*R183^2-0.0718*R183+0.1077))/100)","v":0},0,0,0,0,0,0,0,0,0,0,{"$f":"SUM(Q213:AB213)","v":0},null,0,{"$f":"IF(AF183=0,0,((-10.728*AF183^2+25.166*AF183+11.538)*$E$211^(0.0344*AF183^2-0.0718*AF183+0.1077))/100)","v":0},{"$f":"IF(AG183=0,0,((-10.728*AG183^2+25.166*AG183+11.538)*$E$211^(0.0344*AG183^2-0.0718*AG183+0.1077))/100)","v":0},0,0,0,0,0,0,0,0,0,0,{"$f":"SUM(AF213:AQ213)","v":0}]
[1,{"$f":"IF(B184=0,0,((-10.728*B184^2+25.166*B184+11.538)*$E$211^(0.0344*B184^2-0.0718*B184+0.1077))/100)","v":0},0,0,0,0,0,0,0,0,0,0,0,{"$f":"SUM(B214:M214)","v":0},null,1,{"$f":"IF(Q184=0,0,((-10.728*Q184^2+25.166*Q184+11.538)*$E$211^(0.0344*Q184^2-0.0718*Q184+0.1077))/100)","v":0},0,0,0,0,0,0,0,0,0,0,0,{"$f":"SUM(Q214:AB214)","v":0},null,1,{"$f":"IF(AF184=0,0,((-10.728*AF184^2+25.166*AF184+11.538)*$E$211^(0.0344*AF184^2-0.0718*AF184+0.1077))/100)","v":0},0,0,0,0,0,0,0,0,0,0,0,{"$f":"SUM(AF214:AQ214)","v":0}]
[2,{"$f":"IF(B185=0,0,((-10.728*B185^2+25.166*B185+11.538)*$E$211^(0.0344*B185^2-0.0718*B185+0.1077))/100)","v":0},0,0,0,0,0,0,0,0,0,0,0,0,null,2,{"$f":"IF(Q185=0,0,((-10.728*Q185^2+25.166*Q185+11.538)*$E$211^(0.0344*Q185^2-0.0718*Q185+0.1077))/100)","v":0},0,0,0,0,0,0,0,0,0,0,0,0,null,2,{"$f":"IF(AF185=0,0,((-10.728*AF185^2+25.166*AF185+11.538)*$E$211^(0.0344*AF185^2-0.0718*AF185+0.1077))/100)","v":0},0,0,0,0,0,0,0,0,0,0,0,0]
[3,{"$f":"IF(B186=0,0,((-10.728*B186^2+25.166*B186+11.538)*$E$211^(0.0344*B186^2-0.0718*B186+0.1077))/100)","v":0},0,0,0,0,0,0,0,0,0,0,0,0,null,3,{"$f":"IF(Q186=0,0,((-10.728*Q186^2+25.166*Q186+11.538)*$E$211^(0.0344*Q186^2-0.0718*Q186+0.1077))/100)","v":0},0,0,0,0,0,0,0,0,0,0,0,0,null,3,{"$f":"IF(AF186=0,0,((-10.728*AF186^2+25.166*AF186+11.538)*$E$211^(0.0344*AF186^2-0.0718*AF186+0.1077))/100)","v":0},0,0,0,0,0,0,0,0,0,0,0,0]
[4,{"$f":"IF(B187=0,0,((-10.728*B187^2+25.166*B187+11.538)*$E$211^(0.0344*B187^2-0.0718*B187+0.1077))/100)","v":0},0,0,0,0,0,0,0,0,0,0,0,0,null,4,{"$f":"IF(Q187=0,0,((-10.728*Q187^2+25.166*Q187+11.538)*$E$211^(0.0344*Q187^2-0.0718*Q187+0.1077))/100)","v":0},0,0,0,0,0,0,0,0,0,0,0,0,null,4,{"$f":"IF(AF187=0,0,((-10.728*AF187^2+25.166*AF187+11.538)*$E$211^(0.0344*AF187^2-0.0718*AF187+0.1077))/100)","v":0},0,0,0,0,0,0,0,0,0,0,0,0]
[5,{"$f":"IF(B188=0,0,((-10.728*B188^2+25.166*B188+11.538)*$E$211^(0.0344*B188^2-0.0718*B188+0.1077))/100)","v":0},0,0,0,0,0,0,0,0,0,0,0,0,null,5,{"$f":"IF(Q188=0,0,((-10.728*Q188^2+25.166*Q188+11.538)*$E$211^(0.0344*Q188^2-0.0718*Q188+0.1077))/100)","v":0},0,0,0,0,0,0,0,0,0,0,0,0,null,5,{"$f":"IF(AF188=0,0,((-10.728*AF188^2+25.166*AF188+11.538)*$E$211^(0.0344*AF188^2-0.0718*AF188+0.1077))/100)","v":0},0,0,0,0,0,0,0,0,0,0,0,0]
[6,{"$f":"IF(B189=0,0,((-10.728*B189^2+25.166*B189+11.538)*$E$211^(0.0344*B189^2-0.0718*B189+0.1077))/100)","v":0},0,0,0,0,0,0,0,0,0,0,0,0,null,6,{"$f":"IF(Q189=0,0,((-10.728*Q189^2+25.166*Q189+11.538)*$E$211^(0.0344*Q189^2-0.0718*Q189+0.1077))/100)","v":0},0,0,0,0,0,0,0,0,0,0,0,0,null,6,{"$f":"IF(AF189=0,0,((-10.728*AF189^2+25.166*AF189+11.538)*$E$211^(0.0344*AF189^2-0.0718*AF189+0.1077))/100)","v":0},0,0,0,0,0,0,0,0,0,0,0,0]
[7,{"$f":"IF(B190=0,0,((-10.728*B190^2+25.166*B190+11.538)*$E$211^(0.0344*B190^2-0.0718*B190+0.1077))/100)","v":0},0,0,0,0,0,0,0,0,0,0,0,0,null,7,{"$f":"IF(Q190=0,0,((-10.728*Q190^2+25.166*Q190+11.538)*$E$211^(0.0344*Q190^2-0.0718*Q190+0.1077))/100)","v":0},0,0,0,0,0,0,0,0,0,0,0,0,null,7,{"$f":"IF(AF190=0,0,((-10.728*AF190^2+25.166*AF190+11.538)*$E$211^(0.0344*AF190^2-0.0718*AF190+0.1077))/100)","v":0},0,0,0,0,0,0,0,0,0,0,0,0]
[8,{"$f":"IF(B191=0,0,((-10.728*B191^2+25.166*B191+11.538)*$E$211^(0.0344*B191^2-0.0718*B191+0.1077))/100)","v":0},0,0,0,0,0,0,0,0,0,0,0,0,null,8,{"$f":"IF(Q191=0,0,((-10.728*Q191^2+25.166*Q191+11.538)*$E$211^(0.0344*Q191^2-0.0718*Q191+0.1077))/100)","v":0},0,0,0,0,0,0,0,0,0,0,0,0,null,8,{"$f":"IF(AF191=0,0,((-10.728*AF191^2+25.166*AF191+11.538)*$E$211^(0.0344*AF191^2-0.0718*AF191+0.1077))/100)","v":0},0,0,0,0,0,0,0,0,0,0,0,0]
[9,{"$f":"IF(B192=0,0,((-10.728*B192^2+25.166*B192+11.538)*$E$211^(0.0344*B192^2-0.0718*B192+0.1077))/100)","v":0},0,0,0,0,0,0,0,0,0,0,0,0,null,9,{"$f":"IF(Q192=0,0,((-10.728*Q192^2+25.166*Q192+11.538)*$E$211^(0.0344*Q192^2-0.0718*Q192+0.1077))/100)","v":0},0,0,0,0,0,0,0,0,0,0,0,0,null,9,{"$f":"IF(AF192=0,0,((-10.728*AF192^2+25.166*AF192+11.538)*$E$211^(0.0344*AF192^2-0.0718*AF192+0.1077))/100)","v":0},0,0,0,0,0,0,0,0,0,0,0,0]
[10,{"$f":"IF(B193=0,0,((-10.728*B193^2+25.166*B193+11.538)*$E$211^(0.0344*B193^2-0.0718*B193+0.1077))/100)","v":0},0,0,{"$f":"IF(E193=0,0,((-10.728*E193^2+25.166*E193+11.538)*$E$211^(0.0344*E193^2-0.0718*E193+0.1077))/100)","v":0},0,0,0,0,0,0,0,0,0,null,10,{"$f":"IF(Q193=0,0,((-10.728*Q193^2+25.166*Q193+11.538)*$E$211^(0.0344*Q193^2-0.0718*Q193+0.1077))/100)","v":0},0,0,{"$f":"IF(T193=0,0,((-10.728*T193^2+25.166*T193+11.538)*$E$211^(0.0344*T193^2-0.0718*T193+0.1077))/100)","v":0},{"$f":"IF(U193=0,0,((-10.728*U193^2+25.166*U193+11.538)*$E$211^(0.0344*U193^2-0.0718*U193+0.1077))/100)","v":0},0,0,0,0,0,0,0,0,null,10,{"$f":"IF(AF193=0,0,((-10.728*AF193^2+25.166*AF193+11.538)*$E$211^(0.0344*AF193^2-0.0718*AF193+0.1077))/100)","v":0},0,0,{"$f":"IF(AI193=0,0,((-10.728*AI193^2+25.166*AI193+11.538)*$E$211^(0.0344*AI193^2-0.0718*AI193+0.1077))/100)","v":0},{"$f":"IF(AJ193=0,0,((-10.728*AJ193^2+25.166*AJ193+11.538)*$E$211^(0.0344*AJ193^2-0.0718*AJ193+0.1077))/100)","v":0},0,0,0,0,0,0,0,0]
[11,{"$f":"IF(B194=0,0,((-10.728*B194^2+25.166*B194+11.538)*$E$211^(0.0344*B194^2-0.0718*B194+0.1077))/100)","v":0},0,0,0,0,0,0,0,0,0,0,0,0,null,11,{"$f":"IF(Q194=0,0,((-10.728*Q194^2+25.166*Q194+11.538)*$E$211^(0.0344*Q194^2-0.0718*Q194+0.1077))/100)","v":0},0,0,0,0,0,0,0,0,0,0,0,0,null,11,{"$f":"IF(AF194=0,0,((-10.728*AF194^2+25.166*AF194+11.538)*$E$211^(0.0344*AF194^2-0.0718*AF194+0.1077))/100)","v":0},0,0,0,0,0,0,0,0,0,0,0,0]
[12,{"$f":"IF(B195=0,0,((-10.728*B195^2+25.166*B195+11.538)*$E$211^(0.0344*B195^2-0.0718*B195+0.1077))/100)","v":0},0,0,0,0,0,0,0,0,0,0,0,0,null,12,{"$f":"IF(Q195=0,0,((-10.728*Q195^2+25.166*Q195+11.538)*$E$211^(0.0344*Q195^2-0.0718*Q195+0.1077))/100)","v":0},0,0,0,0,0,0,0,0,0,0,0,0,null,12,{"$f":"IF(AF195=0,0,((-10.728*AF195^2+25.166*AF195+11.538)*$E$211^(0.0344*AF195^2-0.0718*AF195+0.1077))/100)","v":0},0,0,0,0,0,0,0,0,0,0,0,0]
[13,{"$f":"IF(B196=0,0,((-10.728*B196^2+25.166*B196+11.538)*$E$211^(0.0344*B196^2-0.0718*B196+0.1077))/100)","v":0},0,0,0,0,0,0,0,0,0,0,0,0,null,13,{"$f":"IF(Q196=0,0,((-10.728*Q196^2+25.166*Q196+11.538)*$E$211^(0.0344*Q196^2-0.0718*Q196+0.1077))/100)","v":0},0,0,0,0,0,0,0,0,0,0,0,0,null,13,{"$f":"IF(AF196=0,0,((-10.728*AF196^2+25.166*AF196+11.538)*$E$211^(0.0344*AF196^2-0.0718*AF196+0.1077))/100)","v":0},0,0,0,0,0,0,0,0,0,0,0,0]
[14,{"$f":"IF(B197=0,0,((-10.728*B197^2+25.166*B197+11.538)*$E$211^(0.0344*B197^2-0.0718*B197+0.1077))/100)","v":0},0,0,0,0,0,0,0,0,0,0,0,0,null,14,{"$f":"IF(Q197=0,0,((-10.728*Q197^2+25.166*Q197+11.538)*$E$211^(0.0344*Q197^2-0.0718*Q197+0.1077))/100)","v":0},0,0,0,0,0,0,0,0,0,0,0,0,null,14,{"$f":"IF(AF197=0,0,((-10.728*AF197^2+25.166*AF197+11.538)*$E$211^(0.0344*AF197^2-0.0718*AF197+0.1077))/100)","v":0},0,0,0,0,0,0,0,0,0,0,0,0]
[15,{"$f":"IF(B198=0,0,((-10.728*B198^2+25.166*B198+11.538)*$E$211^(0.0344*B198^2-0.0718*B198+0.1077))/100)","v":0},0,0,0,0,0,0,0,0,0,0,0,0,null,15,{"$f":"IF(Q198=0,0,((-10.728*Q198^2+25.166*Q198+11.538)*$E$211^(0.0344*Q198^2-0.0718*Q198+0.1077))/100)","v":0},0,0,0,0,0,0,0,0,0,0,0,0,null,15,{"$f":"IF(AF198=0,0,((-10.728*AF198^2+25.166*AF198+11.538)*$E$211^(0.0344*AF198^2-0.0718*AF198+0.1077))/100)","v":0},0,0,0,0,0,0,0,0,0,0,0,0]
[16,{"$f":"IF(B199=0,0,((-10.728*B199^2+25.166*B199+11.538)*$E$211^(0.0344*B199^2-0.0718*B199+0.1077))/100)","v":0},0,0,0,0,0,0,0,0,0,0,0,0,null,16,{"$f":"IF(Q199=0,0,((-10.728*Q199^2+25.166*Q199+11.538)*$E$211^(0.0344*Q199^2-0.0718*Q199+0.1077))/100)","v":0},0,0,0,0,0,0,0,0,0,0,0,0,null,16,{"$f":"IF(AF199=0,0,((-10.728*AF199^2+25.166*AF199+11.538)*$E$211^(0.0344*AF199^2-0.0718*AF199+0.1077))/100)","v":0},0,0,0,0,0,0,0,0,0,0,0,0]
[17,{"$f":"IF(B200=0,0,((-10.728*B200^2+25.166*B200+11.538)*$E$211^(0.0344*B200^2-0.0718*B200+0.1077))/100)","v":0},0,0,0,0,0,0,0,0,0,0,0,0,null,17,{"$f":"IF(Q200=0,0,((-10.728*Q200^2+25.166*Q200+11.538)*$E$211^(0.0344*Q200^2-0.0718*Q200+0.1077))/100)","v":0},0,0,0,0,0,0,0,0,0,0,0,0,null,17,{"$f":"IF(AF200=0,0,((-10.728*AF200^2+25.166*AF200+11.538)*$E$211^(0.0344*AF200^2-0.0718*AF200+0.1077))/100)","v":0},0,0,0,0,0,0,0,0,0,0,0,0]
[18,{"$f":"IF(B201=0,0,((-10.728*B201^2+25.166*B201+11.538)*$E$211^(0.0344*B201^2-0.0718*B201+0.1077))/100)","v":0},0,0,0,0,0,0,0,0,0,0,0,0,null,18,{"$f":"IF(Q201=0,0,((-10.728*Q201^2+25.166*Q201+11.538)*$E$211^(0.0344*Q201^2-0.0718*Q201+0.1077))/100)","v":0},0,0,0,0,0,0,0,0,0,0,0,0,null,18,{"$f":"IF(AF201=0,0,((-10.728*AF201^2+25.166*AF201+11.538)*$E$211^(0.0344*AF201^2-0.0718*AF201+0.1077))/100)","v":0},0,0,0,0,0,0,0,0,0,0,0,0]
[19,{"$f":"IF(B202=0,0,((-10.728*B202^2+25.166*B202+11.538)*$E$211^(0.0344*B202^2-0.0718*B202+0.1077))/100)","v":0},0,0,0,0,0,0,0,0,0,0,0,0,null,19,{"$f":"IF(Q202=0,0,((-10.728*Q202^2+25.166*Q202+11.538)*$E$211^(0.0344*Q202^2-0.0718*Q202+0.1077))/100)","v":0},0,0,0,0,0,0,0,0,0,0,0,0,null,19,{"$f":"IF(AF202=0,0,((-10.728*AF202^2+25.166*AF202+11.538)*$E$211^(0.0344*AF202^2-0.0718*AF202+0.1077))/100)","v":0},0,0,0,0,0,0,0,0,0,0,0,0]
[20,{"$f":"IF(B203=0,0,((-10.728*B203^2+25.166*B203+11.538)*$E$211^(0.0344*B203^2-0.0718*B203+0.1077))/100)","v":0},0,0,0,0,0,0,0,0,0,0,0,0,null,20,{"$f":"IF(Q203=0,0,((-10.728*Q203^2+25.166*Q203+11.538)*$E$211^(0.0344*Q203^2-0.0718*Q203+0.1077))/100)","v":0},0,0,0,0,0,0,0,0,0,0,0,0,null,20,{"$f":"IF(AF203=0,0,((-10.728*AF203^2+25.166*AF203+11.538)*$E$211^(0.0344*AF203^2-0.0718*AF203+0.1077))/100)","v":0},0,0,0,0,0,0,0,0,0,0,0,0]
[21,{"$f":"IF(B204=0,0,((-10.728*B204^2+25.166*B204+11.538)*$E$211^(0.0344*B204^2-0.0718*B204+0.1077))/100)","v":0},0,0,0,0,0,0,0,0,0,0,0,0,null,21,{"$f":"IF(Q204=0,0,((-10.728*Q204^2+25.166*Q204+11.538)*$E$211^(0.0344*Q204^2-0.0718*Q204+0.1077))/100)","v":0},0,0,0,0,0,0,0,0,0,0,0,0,null,21,{"$f":"IF(AF204=0,0,((-10.728*AF204^2+25.166*AF204+11.538)*$E$211^(0.0344*AF204^2-0.0718*AF204+0.1077))/100)","v":0},0,0,0,0,0,0,0,0,0,0,0,0]
[22,{"$f":"IF(B205=0,0,((-10.728*B205^2+25.166*B205+11.538)*$E$211^(0.0344*B205^2-0.0718*B205+0.1077))/100)","v":0},0,0,0,0,0,0,0,0,0,0,0,0,null,22,{"$f":"IF(Q205=0,0,((-10.728*Q205^2+25.166*Q205+11.538)*$E$211^(0.0344*Q205^2-0.0718*Q205+0.1077))/100)","v":0},0,0,0,0,0,0,0,0,0,0,0,0,null,22,{"$f":"IF(AF205=0,0,((-10.728*AF205^2+25.166*AF205+11.538)*$E$211^(0.0344*AF205^2-0.0718*AF205+0.1077))/100)","v":0},0,0,0,0,0,0,0,0,0,0,0,0]
[23,{"$f":"IF(B206=0,0,((-10.728*B206^2+25.166*B206+11.538)*$E$211^(0.0344*B206^2-0.0718*B206+0.1077))/100)","v":0},0,0,0,0,0,0,0,0,0,0,0,0,null,23,{"$f":"IF(Q206=0,0,((-10.728*Q206^2+25.166*Q206+11.538)*$E$211^(0.0344*Q206^2-0.0718*Q206+0.1077))/100)","v":0},0,0,0,0,0,0,0,0,0,0,0,0,null,23,{"$f":"IF(AF206=0,0,((-10.728*AF206^2+25.166*AF206+11.538)*$E$211^(0.0344*AF206^2-0.0718*AF206+0.1077))/100)","v":0},0,0,0,0,0,0,0,0,0,0,0,0]
[null,{"$f":"SUM(B213:B236)","v":0},{"$f":"SUM(C213:C236)","v":0},0,0,0,0,0,0,0,0,0,0,{"$f":"SUM(B237:M237)","v":0},null,null,{"$f":"SUM(Q213:Q236)","v":0},{"$f":"SUM(R213:R236)","v":0},0,0,0,0,0,0,0,0,0,0,{"$f":"SUM(Q237:AB237)","v":0},null,null,{"$f":"SUM(AF213:AF236)","v":0},{"$f":"SUM(AG213:AG236)","v":0},0,0,0,0,0,0,0,0,0,0,{"$f":"SUM(AF237:AQ237)","v":0}]
["日",{"$f":"B$28","v":20},{"$f":"C$28","v":20},22,20,20,22,20,23,20,21,20,21,{"$f":"SUM(B238:M238)","v":249},null,"日",{"$f":"Q$28","v":4},{"$f":"R$28","v":3},4,4,4,4,5,4,4,4,4,4,{"$f":"SUM(Q238:AB238)","v":48},null,"日",{"$f":"AF$28","v":7},{"$f":"AG$28","v":5},5,6,7,4,6,4,6,6,6,6,{"$f":"SUM(AF238:AQ238)","v":68}]
[null,{"$f":"B237*B238/1000","v":0},{"$f":"C237*C238/1000","v":0},0,0,0,0,0,0,0,0,0,0,{"$f":"SUM(B239:M239)","v":0},null,null,{"$f":"Q237*Q238/1000","v":0},{"$f":"R237*R238/1000","v":0},0,0,0,0,0,0,0,0,0,0,{"$f":"SUM(Q239:AB239)","v":0},null,null,{"$f":"AF237*AF238/1000","v":0},{"$f":"AG237*AG238/1000","v":0},0,0,0,0,0,0,0,0,0,0,{"$f":"SUM(AF239:AQ239)","v":0}]
[]
["CGS排熱回収効率",null,null,"容量",{"$f":"E211","v":0},"kW/台",null,null,null,null,null,null,null,"（新設建物・平日）",null,"CGS排熱回収効率",null,null,null,null,null,null,null,null,null,null,null,null,"（新設建物・土曜）",null,"CGS排熱回収効率",null,null,null,null,null,null,null,null,null,null,null,null,"（新設建物・休日）"]
[null,"1月","2月","3月","4月","5月","6月","7月","8月","9月","10月","11月","12月","計",null,null,"1月","2月","3月","4月","5月","6月","7月","8月","9月","10月","11月","12月","計",null,null,"1月","2月","3月","4月","5月","6月","7月","8月","9月","10月","11月","12月","計"]
[0,{"$f":"IF(B183=0,0,((45.16*B183^2-96.654*B183+96.265)*$E$241^(-0.088*B183^2+0.178*B183-0.12))/100)","v":0},{"$f":"IF(C183=0,0,((45.16*C183^2-96.654*C183+96.265)*$E$241^(-0.088*C183^2+0.178*C183-0.12))/100)","v":0},0,0,0,0,0,0,0,0,0,0,{"$f":"SUM(B243:M243)","v":0},null,0,{"$f":"IF(Q183=0,0,((45.16*Q183^2-96.654*Q183+96.265)*$E$241^(-0.088*Q183^2+0.178*Q183-0.12))/100)","v":0},{"$f":"IF(R183=0,0,((45.16*R183^2-96.654*R183+96.265)*$E$241^(-0.088*R183^2+0.178*R183-0.12))/100)","v":0},0,0,0,0,0,0,0,0,0,0,{"$f":"SUM(Q243:AB243)","v":0},null,0,{"$f":"IF(AF183=0,0,((45.16*AF183^2-96.654*AF183+96.265)*$E$241^(-0.088*AF183^2+0.178*AF183-0.12))/100)","v":0},{"$f":"IF(AG183=0,0,((45.16*AG183^2-96.654*AG183+96.265)*$E$241^(-0.088*AG183^2+0.178*AG183-0.12))/100)","v":0},0,0,0,0,0,0,0,0,0,0,{"$f":"SUM(AF243:AQ243)","v":0}]
[1,{"$f":"IF(B184=0,0,((45.16*B184^2-96.654*B184+96.265)*$E$241^(-0.088*B184^2+0.178*B184-0.12))/100)","v":0},0,0,0,0,0,0,0,0,0,0,0,{"$f":"SUM(B244:M244)","v":0},null,1,{"$f":"IF(Q184=0,0,((45.16*Q184^2-96.654*Q184+96.265)*$E$241^(-0.088*Q184^2+0.178*Q184-0.12))/100)","v":0},0,0,0,0,0,0,0,0,0,0,0,{"$f":"SUM(Q244:AB244)","v":0},null,1,{"$f":"IF(AF184=0,0,((45.16*AF184^2-96.654*AF184+96.265)*$E$241^(-0.088*AF184^2+0.178*AF184-0.12))/100)","v":0},0,0,0,0,0,0,0,0,0,0,0,{"$f":"SUM(AF244:AQ244)","v":0}]
[2,{"$f":"IF(B185=0,0,((45.16*B185^2-96.654*B185+96.265)*$E$241^(-0.088*B185^2+0.178*B185-0.12))/100)","v":0},0,0,0,0,0,0,0,0,0,0,0,0,null,2,{"$f":"IF(Q185=0,0,((45.16*Q185^2-96.654*Q185+96.265)*$E$241^(-0.088*Q185^2+0.178*Q185-0.12))/100)","v":0},0,0,0,0,0,0,0,0,0,0,0,0,null,2,{"$f":"IF(AF185=0,0,((45.16*AF185^2-96.654*AF185+96.265)*$E$241^(-0.088*AF185^2+0.178*AF185-0.12))/100)","v":0},0,0,0,0,0,0,0,0,0,0,0,0]
[3,{"$f":"IF(B186=0,0,((45.16*B186^2-96.654*B186+96.265)*$E$241^(-0.088*B186^2+0.178*B186-0.12))/100)","v":0},0,0,0,0,0,0,0,0,0,0,0,0,null,3,{"$f":"IF(Q186=0,0,((45.16*Q186^2-96.654*Q186+96.265)*$E$241^(-0.088*Q186^2+0.178*Q186-0.12))/100)","v":0},0,0,0,0,0,0,0,0,0,0,0,0,null,3,{"$f":"IF(AF186=0,0,((45.16*AF186^2-96.654*AF186+96.265)*$E$241^(-0.088*AF186^2+0.178*AF186-0.12))/100)","v":0},0,0,0,0,0,0,0,0,0,0,0,0]
[4,{"$f":"IF(B187=0,0,((45.16*B187^2-96.654*B187+96.265)*$E$241^(-0.088*B187^2+0.178*B187-0.12))/100)","v":0},0,0,0,0,0,0,0,0,0,0,0,0,null,4,{"$f":"IF(Q187=0,0,((45.16*Q187^2-96.654*Q187+96.265)*$E$241^(-0.088*Q187^2+0.178*Q187-0.12))/100)","v":0},0,0,0,0,0,0,0,0,0,0,0,0,null,4,{"$f":"IF(AF187=0,0,((45.16*AF187^2-96.654*AF187+96.265)*$E$241^(-0.088*AF187^2+0.178*AF187-0.12))/100)","v":0},0,0,0,0,0,0,0,0,0,0,0,0]
[5,{"$f":"IF(B188=0,0,((45.16*B188^2-96.654*B188+96.265)*$E$241^(-0.088*B188^2+0.178*B188-0.12))/100)","v":0},0,0,0,0,0,0,0,0,0,0,0,0,null,5,{"$f":"IF(Q188=0,0,((45.16*Q188^2-96.654*Q188+96.265)*$E$241^(-0.088*Q188^2+0.178*Q188-0.12))/100)","v":0},0,0,0,0,0,0,0,0,0,0,0,0,null,5,{"$f":"IF(AF188=0,0,((45.16*AF188^2-96.654*AF188+96.265)*$E$241^(-0.088*AF188^2+0.178*AF188-0.12))/100)","v":0},0,0,0,0,0,0,0,0,0,0,0,0]
[6,{"$f":"IF(B189=0,0,((45.16*B189^2-96.654*B189+96.265)*$E$241^(-0.088*B189^2+0.178*B189-0.12))/100)","v":0},0,0,0,0,0,0,0,0,0,0,0,0,null,6,{"$f":"IF(Q189=0,0,((45.16*Q189^2-96.654*Q189+96.265)*$E$241^(-0.088*Q189^2+0.178*Q189-0.12))/100)","v":0},0,0,0,0,0,0,0,0,0,0,0,0,null,6,{"$f":"IF(AF189=0,0,((45.16*AF189^2-96.654*AF189+96.265)*$E$241^(-0.088*AF189^2+0.178*AF189-0.12))/100)","v":0},0,0,0,0,0,0,0,0,0,0,0,0]
[7,{"$f":"IF(B190=0,0,((45.16*B190^2-96.654*B190+96.265)*$E$241^(-0.088*B190^2+0.178*B190-0.12))/100)","v":0},0,0,0,0,0,0,0,0,0,0,0,0,null,7,{"$f":"IF(Q190=0,0,((45.16*Q190^2-96.654*Q190+96.265)*$E$241^(-0.088*Q190^2+0.178*Q190-0.12))/100)","v":0},0,0,0,0,0,0,0,0,0,0,0,0,null,7,{"$f":"IF(AF190=0,0,((45.16*AF190^2-96.654*AF190+96.265)*$E$241^(-0.088*AF190^2+0.178*AF190-0.12))/100)","v":0},0,0,0,0,0,0,0,0,0,0,0,0]
[8,{"$f":"IF(B191=0,0,((45.16*B191^2-96.654*B191+96.265)*$E$241^(-0.088*B191^2+0.178*B191-0.12))/100)","v":0},0,0,0,0,0,0,0,0,0,0,0,0,null,8,{"$f":"IF(Q191=0,0,((45.16*Q191^2-96.654*Q191+96.265)*$E$241^(-0.088*Q191^2+0.178*Q191-0.12))/100)","v":0},0,0,0,0,0,0,0,0,0,0,0,0,null,8,{"$f":"IF(AF191=0,0,((45.16*AF191^2-96.654*AF191+96.265)*$E$241^(-0.088*AF191^2+0.178*AF191-0.12))/100)","v":0},0,0,0,0,0,0,0,0,0,0,0,0]
[9,{"$f":"IF(B192=0,0,((45.16*B192^2-96.654*B192+96.265)*$E$241^(-0.088*B192^2+0.178*B192-0.12))/100)","v":0},0,0,0,0,0,0,0,0,0,0,0,0,null,9,{"$f":"IF(Q192=0,0,((45.16*Q192^2-96.654*Q192+96.265)*$E$241^(-0.088*Q192^2+0.178*Q192-0.12))/100)","v":0},0,0,0,0,0,0,0,0,0,0,0,0,null,9,{"$f":"IF(AF192=0,0,((45.16*AF192^2-96.654*AF192+96.265)*$E$241^(-0.088*AF192^2+0.178*AF192-0.12))/100)","v":0},0,0,0,0,0,0,0,0,0,0,0,0]
[10,{"$f":"IF(B193=0,0,((45.16*B193^2-96.654*B193+96.265)*$E$241^(-0.088*B193^2+0.178*B193-0.12))/100)","v":0},0,0,0,0,0,0,0,0,0,0,0,0,null,10,{"$f":"IF(Q193=0,0,((45.16*Q193^2-96.654*Q193+96.265)*$E$241^(-0.088*Q193^2+0.178*Q193-0.12))/100)","v":0},0,0,0,0,0,0,0,0,0,0,0,0,null,10,{"$f":"IF(AF193=0,0,((45.16*AF193^2-96.654*AF193+96.265)*$E$241^(-0.088*AF193^2+0.178*AF193-0.12))/100)","v":0},0,0,0,0,0,0,0,0,0,0,0,0]
[11,{"$f":"IF(B194=0,0,((45.16*B194^2-96.654*B194+96.265)*$E$241^(-0.088*B194^2+0.178*B194-0.12))/100)","v":0},0,0,0,0,0,0,0,0,0,0,0,0,null,11,{"$f":"IF(Q194=0,0,((45.16*Q194^2-96.654*Q194+96.265)*$E$241^(-0.088*Q194^2+0.178*Q194-0.12))/100)","v":0},0,0,0,0,0,0,0,0,0,0,0,0,null,11,{"$f":"IF(AF194=0,0,((45.16*AF194^2-96.654*AF194+96.265)*$E$241^(-0.088*AF194^2+0.178*AF194-0.12))/100)","v":0},0,0,0,0,0,0,0,0,0,0,0,0]
[12,{"$f":"IF(B195=0,0,((45.16*B195^2-96.654*B195+96.265)*$E$241^(-0.088*B195^2+0.178*B195-0.12))/100)","v":0},0,0,0,0,0,0,0,0,0,0,0,0,null,12,{"$f":"IF(Q195=0,0,((45.16*Q195^2-96.654*Q195+96.265)*$E$241^(-0.088*Q195^2+0.178*Q195-0.12))/100)","v":0},0,0,0,0,0,0,0,0,0,0,0,0,null,12,{"$f":"IF(AF195=0,0,((45.16*AF195^2-96.654*AF195+96.265)*$E$241^(-0.088*AF195^2+0.178*AF195-0.12))/100)","v":0},0,0,0,0,0,0,0,0,0,0,0,0]
[13,{"$f":"IF(B196=0,0,((45.16*B196^2-96.654*B196+96.265)*$E$241^(-0.088*B196^2+0.178*B196-0.12))/100)","v":0},0,0,0,0,0,0,0,0,0,0,0,0,null,13,{"$f":"IF(Q196=0,0,((45.16*Q196^2-96.654*Q196+96.265)*$E$241^(-0.088*Q196^2+0.178*Q196-0.12))/100)","v":0},0,0,0,0,0,0,0,0,0,0,0,0,null,13,{"$f":"IF(AF196=0,0,((45.16*AF196^2-96.654*AF196+96.265)*$E$241^(-0.088*AF196^2+0.178*AF196-0.12))/100)","v":0},0,0,0,0,0,0,0,0,0,0,0,0]
[14,{"$f":"IF(B197=0,0,((45.16*B197^2-96.654*B197+96.265)*$E$241^(-0.088*B197^2+0.178*B197-0.12))/100)","v":0},0,0,0,0,0,0,0,0,0,0,0,0,null,14,{"$f":"IF(Q197=0,0,((45.16*Q197^2-96.654*Q197+96.265)*$E$241^(-0.088*Q197^2+0.178*Q197-0.12))/100)","v":0},0,0,0,0,0,0,0,0,0,0,0,0,null,14,{"$f":"IF(AF197=0,0,((45.16*AF197^2-96.654*AF197+96.265)*$E$241^(-0.088*AF197^2+0.178*AF197-0.12))/100)","v":0},0,0,0,0,0,0,0,0,0,0,0,0]
[15,{"$f":"IF(B198=0,0,((45.16*B198^2-96.654*B198+96.265)*$E$241^(-0.088*B198^2+0.178*B198-0.12))/100)","v":0},0,0,0,0,0,0,0,0,0,0,0,0,null,15,{"$f":"IF(Q198=0,0,((45.16*Q198^2-96.654*Q198+96.265)*$E$241^(-0.088*Q198^2+0.178*Q198-0.12))/100)","v":0},0,0,0,0,0,0,0,0,0,0,0,0,null,15,{"$f":"IF(AF198=0,0,((45.16*AF198^2-96.654*AF198+96.265)*$E$241^(-0.088*AF198^2+0.178*AF198-0.12))/100)","v":0},0,0,0,0,0,0,0,0,0,0,0,0]
[16,{"$f":"IF(B199=0,0,((45.16*B199^2-96.654*B199+96.265)*$E$241^(-0.088*B199^2+0.178*B199-0.12))/100)","v":0},0,0,0,0,0,0,0,0,0,0,0,0,null,16,{"$f":"IF(Q199=0,0,((45.16*Q199^2-96.654*Q199+96.265)*$E$241^(-0.088*Q199^2+0.178*Q199-0.12))/100)","v":0},0,0,0,0,0,0,0,0,0,0,0,0,null,16,{"$f":"IF(AF199=0,0,((45.16*AF199^2-96.654*AF199+96.265)*$E$241^(-0.088*AF199^2+0.178*AF199-0.12))/100)","v":0},0,0,0,0,0,0,0,0,0,0,0,0]
[17,{"$f":"IF(B200=0,0,((45.16*B200^2-96.654*B200+96.265)*$E$241^(-0.088*B200^2+0.178*B200-0.12))/100)","v":0},0,0,0,0,0,0,0,0,0,0,0,0,null,17,{"$f":"IF(Q200=0,0,((45.16*Q200^2-96.654*Q200+96.265)*$E$241^(-0.088*Q200^2+0.178*Q200-0.12))/100)","v":0},0,0,0,0,0,0,0,0,0,0,0,0,null,17,{"$f":"IF(AF200=0,0,((45.16*AF200^2-96.654*AF200+96.265)*$E$241^(-0.088*AF200^2+0.178*AF200-0.12))/100)","v":0},0,0,0,0,0,0,0,0,0,0,0,0]
[18,{"$f":"IF(B201=0,0,((45.16*B201^2-96.654*B201+96.265)*$E$241^(-0.088*B201^2+0.178*B201-0.12))/100)","v":0},0,0,0,0,0,0,0,0,0,0,0,0,null,18,{"$f":"IF(Q201=0,0,((45.16*Q201^2-96.654*Q201+96.265)*$E$241^(-0.088*Q201^2+0.178*Q201-0.12))/100)","v":0},0,0,0,0,0,0,0,0,0,0,0,0,null,18,{"$f":"IF(AF201=0,0,((45.16*AF201^2-96.654*AF201+96.265)*$E$241^(-0.088*AF201^2+0.178*AF201-0.12))/100)","v":0},0,0,0,0,0,0,0,0,0,0,0,0]
[19,{"$f":"IF(B202=0,0,((45.16*B202^2-96.654*B202+96.265)*$E$241^(-0.088*B202^2+0.178*B202-0.12))/100)","v":0},0,0,0,0,0,0,0,0,0,0,0,0,null,19,{"$f":"IF(Q202=0,0,((45.16*Q202^2-96.654*Q202+96.265)*$E$241^(-0.088*Q202^2+0.178*Q202-0.12))/100)","v":0},0,0,0,0,0,0,0,0,0,0,0,0,null,19,{"$f":"IF(AF202=0,0,((45.16*AF202^2-96.654*AF202+96.265)*$E$241^(-0.088*AF202^2+0.178*AF202-0.12))/100)","v":0},0,0,0,0,0,0,0,0,0,0,0,0]
[20,{"$f":"IF(B203=0,0,((45.16*B203^2-96.654*B203+96.265)*$E$241^(-0.088*B203^2+0.178*B203-0.12))/100)","v":0},0,0,0,0,0,0,0,0,0,0,0,0,null,20,{"$f":"IF(Q203=0,0,((45.16*Q203^2-96.654*Q203+96.265)*$E$241^(-0.088*Q203^2+0.178*Q203-0.12))/100)","v":0},0,0,0,0,0,0,0,0,0,0,0,0,null,20,{"$f":"IF(AF203=0,0,((45.16*AF203^2-96.654*AF203+96.265)*$E$241^(-0.088*AF203^2+0.178*AF203-0.12))/100)","v":0},0,0,0,0,0,0,0,0,0,0,0,0]
[21,{"$f":"IF(B204=0,0,((45.16*B204^2-96.654*B204+96.265)*$E$241^(-0.088*B204^2+0.178*B204-0.12))/100)","v":0},0,0,0,0,0,0,0,0,0,0,0,0,null,21,{"$f":"IF(Q204=0,0,((45.16*Q204^2-96.654*Q204+96.265)*$E$241^(-0.088*Q204^2+0.178*Q204-0.12))/100)","v":0},0,0,0,0,0,0,0,0,0,0,0,0,null,21,{"$f":"IF(AF204=0,0,((45.16*AF204^2-96.654*AF204+96.265)*$E$241^(-0.088*AF204^2+0.178*AF204-0.12))/100)","v":0},0,0,0,0,0,0,0,0,0,0,0,0]
[22,{"$f":"IF(B205=0,0,((45.16*B205^2-96.654*B205+96.265)*$E$241^(-0.088*B205^2+0.178*B205-0.12))/100)","v":0},0,0,0,0,0,0,0,0,0,0,0,0,null,22,{"$f":"IF(Q205=0,0,((45.16*Q205^2-96.654*Q205+96.265)*$E$241^(-0.088*Q205^2+0.178*Q205-0.12))/100)","v":0},0,0,0,0,0,0,0,0,0,0,0,0,null,22,{"$f":"IF(AF205=0,0,((45.16*AF205^2-96.654*AF205+96.265)*$E$241^(-0.088*AF205^2+0.178*AF205-0.12))/100)","v":0},0,0,0,0,0,0,0,0,0,0,0,0]
[23,{"$f":"IF(B206=0,0,((45.16*B206^2-96.654*B206+96.265)*$E$241^(-0.088*B206^2+0.178*B206-0.12))/100)","v":0},0,0,0,0,0,0,0,0,0,0,0,0,null,23,{"$f":"IF(Q206=0,0,((45.16*Q206^2-96.654*Q206+96.265)*$E$241^(-0.088*Q206^2+0.178*Q206-0.12))/100)","v":0},0,0,0,0,0,0,0,0,0,0,0,0,null,23,{"$f":"IF(AF206=0,0,((45.16*AF206^2-96.654*AF206+96.265)*$E$241^(-0.088*AF206^2+0.178*AF206-0.12))/100)","v":0},0,0,0,0,0,0,0,0,0,0,0,0]
[null,{"$f":"SUM(B243:B266)","v":0},{"$f":"SUM(C243:C266)","v":0},0,0,0,0,0,0,0,0,0,0,{"$f":"SUM(B267:M267)","v":0},null,null,{"$f":"SUM(Q243:Q266)","v":0},{"$f":"SUM(R243:R266)","v":0},0,0,0,0,0,0,0,0,0,0,{"$f":"SUM(Q267:AB267)","v":0},null,null,{"$f":"SUM(AF243:AF266)","v":0},{"$f":"SUM(AG243:AG266)","v":0},0,0,0,0,0,0,0,0,0,0,{"$f":"SUM(AF267:AQ267)","v":0}]
["日",{"$f":"B$28","v":20},{"$f":"C$28","v":20},22,20,20,22,20,23,20,21,20,21,{"$f":"SUM(B268:M268)","v":249},null,"日",{"$f":"Q$28","v":4},{"$f":"R$28","v":3},4,4,4,4,5,4,4,4,4,4,{"$f":"SUM(Q268:AB268)","v":48},null,"日",{"$f":"AF$28","v":7},{"$f":"AG$28","v":5},5,6,7,4,6,4,6,6,6,6,{"$f":"SUM(AF268:AQ268)","v":68}]
[null,{"$f":"B267*B268/1000","v":0},{"$f":"C267*C268/1000","v":0},0,0,0,0,0,0,0,0,0,0,{"$f":"SUM(B269:M269)","v":0},null,null,{"$f":"Q267*Q268/1000","v":0},{"$f":"R267*R268/1000","v":0},0,0,0,0,0,0,0,0,0,0,{"$f":"SUM(Q269:AB269)","v":0},null,null,{"$f":"AF267*AF268/1000","v":0},{"$f":"AG267*AG268/1000","v":0},0,0,0,0,0,0,0,0,0,0,{"$f":"SUM(AF269:AQ269)","v":0}]
[]
["CGS補機電力量",null,null,"容量",{"$f":"詳細版!U9","v":0},"kW/台",null,"台数",{"$f":"詳細版!U7","v":2},"台",null,null,null,"（新設建物・平日）",null,"CGS補機電力量",null,null,null,null,null,null,null,null,null,null,null,null,"（新設建物・土曜）",null,"CGS補機電力量",null,null,null,null,null,null,null,null,null,null,null,null,"（新設建物・休日）"]
["kW","1月","2月","3月","4月","5月","6月","7月","8月","9月","10月","11月","12月","計",null,"kW","1月","2月","3月","4月","5月","6月","7月","8月","9月","10月","11月","12月","計",null,"kW","1月","2月","3月","4月","5月","6月","7月","8月","9月","10月","11月","12月","計"]
[0,{"$f":"B123*$E$271","v":0},{"$f":"C123*$E$271","v":0},0,0,0,0,0,0,0,0,0,0,{"$f":"SUM(B273:M273)","v":0},null,0,{"$f":"Q123*$E$271","v":0},{"$f":"R123*$E$271","v":0},0,0,0,0,0,0,0,0,0,0,{"$f":"SUM(Q273:AB273)","v":0},null,0,{"$f":"AF123*$E$271","v":0},{"$f":"AG123*$E$271","v":0},0,0,0,0,0,0,0,0,0,0,{"$f":"SUM(AF273:AQ273)","v":0}]
[1,{"$f":"B124*$E$271","v":0},0,0,0,0,0,0,0,0,0,0,0,{"$f":"SUM(B274:M274)","v":0},null,1,{"$f":"Q124*$E$271","v":0},0,0,0,0,0,0,0,0,0,0,0,{"$f":"SUM(Q274:AB274)","v":0},null,1,{"$f":"AF124*$E$271","v":0},0,0,0,0,0,0,0,0,0,0,0,{"$f":"SUM(AF274:AQ274)","v":0}]
[2,{"$f":"B125*$E$271","v":0},0,0,0,0,0,0,0,0,0,0,0,0,null,2,{"$f":"Q125*$E$271","v":0},0,0,0,0,0,0,0,0,0,0,0,0,null,2,{"$f":"AF125*$E$271","v":0},0,0,0,0,0,0,0,0,0,0,0,0]
[3,{"$f":"B126*$E$271","v":0},0,0,0,0,0,0,0,0,0,0,0,0,null,3,{"$f":"Q126*$E$271","v":0},0,0,0,0,0,0,0,0,0,0,0,0,null,3,{"$f":"AF126*$E$271","v":0},0,0,0,0,0,0,0,0,0,0,0,0]
[4,{"$f":"B127*$E$271","v":0},0,0,0,0,0,0,0,0,0,0,0,0,null,4,{"$f":"Q127*$E$271","v":0},0,0,0,0,0,0,0,0,0,0,0,0,null,4,{"$f":"AF127*$E$271","v":0},0,0,0,0,0,0,0,0,0,0,0,0]
[5,{"$f":"B128*$E$271","v":0},0,0,0,0,0,0,0,0,0,0,0,0,null,5,{"$f":"Q128*$E$271","v":0},0,0,0,0,0,0,0,0,0,0,0,0,null,5,{"$f":"AF128*$E$271","v":0},0,0,0,0,0,0,0,0,0,0,0,0]
[6,{"$f":"B129*$E$271","v":0},0,0,0,0,0,0,0,0,0,0,0,0,null,6,{"$f":"Q129*$E$271","v":0},0,0,0,0,0,0,0,0,0,0,0,0,null,6,{"$f":"AF129*$E$271","v":0},0,0,0,0,0,0,0,0,0,0,0,0]
[7,{"$f":"B130*$E$271","v":0},0,0,0,0,0,0,0,0,0,0,0,0,null,7,{"$f":"Q130*$E$271","v":0},0,0,0,0,0,0,0,0,0,0,0,0,null,7,{"$f":"AF130*$E$271","v":0},0,0,0,0,0,0,0,0,0,0,0,0]
[8,{"$f":"B131*$E$271","v":0},0,0,0,0,0,0,0,0,0,0,0,0,null,8,{"$f":"Q131*$E$271","v":0},0,0,0,0,0,0,0,0,0,0,0,0,null,8,{"$f":"AF131*$E$271","v":0},0,0,0,0,0,0,0,0,0,0,0,0]
[9,{"$f":"B132*$E$271","v":0},0,0,0,0,0,0,0,0,0,0,0,0,null,9,{"$f":"Q132*$E$271","v":0},0,0,0,0,0,0,0,0,0,0,0,0,null,9,{"$f":"AF132*$E$271","v":0},0,0,0,0,0,0,0,0,0,0,0,0]
[10,{"$f":"B133*$E$271","v":0},0,0,0,0,0,0,0,0,0,0,0,0,null,10,{"$f":"Q133*$E$271","v":0},0,0,0,0,0,0,0,0,0,0,0,0,null,10,{"$f":"AF133*$E$271","v":0},0,0,0,0,0,0,0,0,0,0,0,0]
[11,{"$f":"B134*$E$271","v":0},0,0,0,0,0,0,0,0,0,0,0,0,null,11,{"$f":"Q134*$E$271","v":0},0,0,0,0,0,0,0,0,0,0,0,0,null,11,{"$f":"AF134*$E$271","v":0},0,0,0,0,0,0,0,0,0,0,0,0]
[12,{"$f":"B135*$E$271","v":0},0,0,0,0,0,0,0,0,0,0,0,0,null,12,{"$f":"Q135*$E$271","v":0},0,0,0,0,0,0,0,0,0,0,0,0,null,12,{"$f":"AF135*$E$271","v":0},0,0,0,0,0,0,0,0,0,0,0,0]
[13,{"$f":"B136*$E$271","v":0},0,0,0,0,0,0,0,0,0,0,0,0,null,13,{"$f":"Q136*$E$271","v":0},0,0,0,0,0,0,0,0,0,0,0,0,null,13,{"$f":"AF136*$E$271","v":0},0,0,0,0,0,0,0,0,0,0,0,0]
[14,{"$f":"B137*$E$271","v":0},0,0,0,0,0,0,0,0,0,0,0,0,null,14,{"$f":"Q137*$E$271","v":0},0,0,0,0,0,0,0,0,0,0,0,0,null,14,{"$f":"AF137*$E$271","v":0},0,0,0,0,0,0,0,0,0,0,0,0]
[15,{"$f":"B138*$E$271","v":0},0,0,0,0,0,0,0,0,0,0,0,0,null,15,{"$f":"Q138*$E$271","v":0},0,0,0,0,0,0,0,0,0,0,0,0,null,15,{"$f":"AF138*$E$271","v":0},0,0,0,0,0,0,0,0,0,0,0,0]
[16,{"$f":"B139*$E$271","v":0},0,0,0,0,0,0,0,0,0,0,0,0,null,16,{"$f":"Q139*$E$271","v":0},0,0,0,0,0,0,0,0,0,0,0,0,null,16,{"$f":"AF139*$E$271","v":0},0,0,0,0,0,0,0,0,0,0,0,0]
[17,{"$f":"B140*$E$271","v":0},0,0,0,0,0,0,0,0,0,0,0,0,null,17,{"$f":"Q140*$E$271","v":0},0,0,0,0,0,0,0,0,0,0,0,0,null,17,{"$f":"AF140*$E$271","v":0},0,0,0,0,0,0,0,0,0,0,0,0]
[18,{"$f":"B141*$E$271","v":0},0,0,0,0,0,0,0,0,0,0,0,0,null,18,{"$f":"Q141*$E$271","v":0},0,0,0,0,0,0,0,0,0,0,0,0,null,18,{"$f":"AF141*$E$271","v":0},0,0,0,0,0,0,0,0,0,0,0,0]
[19,{"$f":"B142*$E$271","v":0},0,0,0,0,0,0,0,0,0,0,0,0,null,19,{"$f":"Q142*$E$271","v":0},0,0,0,0,0,0,0,0,0,0,0,0,null,19,{"$f":"AF142*$E$271","v":0},0,0,0,0,0,0,0,0,0,0,0,0]
[20,{"$f":"B143*$E$271","v":0},0,0,0,0,0,0,0,0,0,0,0,0,null,20,{"$f":"Q143*$E$271","v":0},0,0,0,0,0,0,0,0,0,0,0,0,null,20,{"$f":"AF143*$E$271","v":0},0,0,0,0,0,0,0,0,0,0,0,0]
[21,{"$f":"B144*$E$271","v":0},0,0,0,0,0,0,0,0,0,0,0,0,null,21,{"$f":"Q144*$E$271","v":0},0,0,0,0,0,0,0,0,0,0,0,0,null,21,{"$f":"AF144*$E$271","v":0},0,0,0,0,0,0,0,0,0,0,0,0]
[22,{"$f":"B145*$E$271","v":0},0,0,0,0,0,0,0,0,0,0,0,0,null,22,{"$f":"Q145*$E$271","v":0},0,0,0,0,0,0,0,0,0,0,0,0,null,22,{"$f":"AF145*$E$271","v":0},0,0,0,0,0,0,0,0,0,0,0,0]
[23,{"$f":"B146*$E$271","v":0},0,0,0,0,0,0,0,0,0,0,0,0,null,23,{"$f":"Q146*$E$271","v":0},0,0,0,0,0,0,0,0,0,0,0,0,null,23,{"$f":"AF146*$E$271","v":0},0,0,0,0,0,0,0,0,0,0,0,0]
["kWh/日",{"$f":"SUM(B273:B296)","v":0},{"$f":"SUM(C273:C296)","v":0},0,0,0,0,0,0,0,0,0,0,{"$f":"SUM(B297:M297)","v":0},null,"kWh/日",{"$f":"SUM(Q273:Q296)","v":0},{"$f":"SUM(R273:R296)","v":0},0,0,0,0,0,0,0,0,0,0,{"$f":"SUM(Q297:AB297)","v":0},null,"kWh/日",{"$f":"SUM(AF273:AF296)","v":0},{"$f":"SUM(AG273:AG296)","v":0},0,0,0,0,0,0,0,0,0,0,{"$f":"SUM(AF297:AQ297)","v":0}]
["日",{"$f":"B$28","v":20},{"$f":"C$28","v":20},22,20,20,22,20,23,20,21,20,21,{"$f":"SUM(B298:M298)","v":249},null,"日",{"$f":"Q$28","v":4},{"$f":"R$28","v":3},4,4,4,4,5,4,4,4,4,4,{"$f":"SUM(Q298:AB298)","v":48},null,"日",{"$f":"AF$28","v":7},{"$f":"AG$28","v":5},5,6,7,4,6,4,6,6,6,6,{"$f":"SUM(AF298:AQ298)","v":68}]
["MWh/月",{"$f":"B297*B298/1000","v":0},{"$f":"C297*C298/1000","v":0},0,0,0,0,0,0,0,0,0,0,{"$f":"SUM(B299:M299)","v":0},null,"MWh/月",{"$f":"Q297*Q298/1000","v":0},{"$f":"R297*R298/1000","v":0},0,0,0,0,0,0,0,0,0,0,{"$f":"SUM(Q299:AB299)","v":0},null,"MWh/月",{"$f":"AF297*AF298/1000","v":0},{"$f":"AG297*AG298/1000","v":0},0,0,0,0,0,0,0,0,0,0,{"$f":"SUM(AF299:AQ299)","v":0}]
[]
["残り電力需要",null,null,null,null,null,null,null,null,null,null,null,null,"（新設建物・平日）",null,"残り電力需要",null,null,null,null,null,null,null,null,null,null,null,null,"（新設建物・土曜）",null,"残り電力需要",null,null,null,null,null,null,null,null,null,null,null,null,"（新設建物・休日）"]
["kW","1月","2月","3月","4月","5月","6月","7月","8月","9月","10月","11月","12月","計",null,"kW","1月","2月","3月","4月","5月","6月","7月","8月","9月","10月","11月","12月","計",null,"kW","1月","2月","3月","4月","5月","6月","7月","8月","9月","10月","11月","12月","計"]
[0,{"$f":"B3-B153","v":0},{"$f":"C3-C153","v":0},0,0,0,0,0,0,0,0,0,0,{"$f":"SUM(B303:M303)","v":0},null,0,{"$f":"Q3-Q153","v":0},{"$f":"R3-R153","v":0},0,0,0,0,0,0,0,0,0,0,{"$f":"SUM(Q303:AB303)","v":0},null,0,{"$f":"AF3-AF153","v":0},{"$f":"AG3-AG153","v":0},0,0,0,0,0,0,0,0,0,0,{"$f":"SUM(AF303:AQ303)","v":0}]
[1,{"$f":"B4-B154","v":0},0,0,0,0,0,0,0,0,0,0,0,{"$f":"SUM(B304:M304)","v":0},null,1,{"$f":"Q4-Q154","v":0},0,0,0,0,0,0,0,0,0,0,0,{"$f":"SUM(Q304:AB304)","v":0},null,1,{"$f":"AF4-AF154","v":0},0,0,0,0,0,0,0,0,0,0,0,{"$f":"SUM(AF304:AQ304)","v":0}]
[2,{"$f":"B5-B155","v":0},0,0,0,0,0,0,0,0,0,0,0,0,null,2,{"$f":"Q5-Q155","v":0},0,0,0,0,0,0,0,0,0,0,0,0,null,2,{"$f":"AF5-AF155","v":0},0,0,0,0,0,0,0,0,0,0,0,0]
[3,{"$f":"B6-B156","v":0},0,0,0,0,0,0,0,0,0,0,0,0,null,3,{"$f":"Q6-Q156","v":0},0,0,0,0,0,0,0,0,0,0,0,0,null,3,{"$f":"AF6-AF156","v":0},0,0,0,0,0,0,0,0,0,0,0,0]
[4,{"$f":"B7-B157","v":0},0,0,0,0,0,0,0,0,0,0,0,0,null,4,{"$f":"Q7-Q157","v":0},0,0,0,0,0,0,0,0,0,0,0,0,null,4,{"$f":"AF7-AF157","v":0},0,0,0,0,0,0,0,0,0,0,0,0]
[5,{"$f":"B8-B158","v":0},0,0,0,0,0,0,0,0,0,0,0,0,null,5,{"$f":"Q8-Q158","v":0},0,0,0,0,0,0,0,0,0,0,0,0,null,5,{"$f":"AF8-AF158","v":0},0,0,0,0,0,0,0,0,0,0,0,0]
[6,{"$f":"B9-B159","v":0},0,0,0,0,0,0,0,0,0,0,0,0,null,6,{"$f":"Q9-Q159","v":0},0,0,0,0,0,0,0,0,0,0,0,0,null,6,{"$f":"AF9-AF159","v":0},0,0,0,0,0,0,0,0,0,0,0,0]
[7,{"$f":"B10-B160","v":0},0,0,0,0,0,0,0,0,0,0,0,0,null,7,{"$f":"Q10-Q160","v":0},0,0,0,0,0,0,0,0,0,0,0,0,null,7,{"$f":"AF10-AF160","v":0},0,0,0,0,0,0,0,0,0,0,0,0]
[8,{"$f":"B11-B161","v":0},0,0,0,0,0,0,0,0,0,0,0,0,null,8,{"$f":"Q11-Q161","v":0},0,0,0,0,0,0,0,0,0,0,0,0,null,8,{"$f":"AF11-AF161","v":0},0,0,0,0,0,0,0,0,0,0,0,0]
[9,{"$f":"B12-B162","v":0},0,0,0,0,0,0,0,0,0,0,0,0,null,9,{"$f":"Q12-Q162","v":0},0,0,0,0,0,0,0,0,0,0,0,0,null,9,{"$f":"AF12-AF162","v":0},0,0,0,0,0,0,0,0,0,0,0,0]
[10,{"$f":"B13-B163","v":0},0,0,0,0,0,0,0,0,0,0,0,0,null,10,{"$f":"Q13-Q163","v":0},0,0,0,0,0,0,0,0,0,0,0,0,null,10,{"$f":"AF13-AF163","v":0},0,0,0,0,0,0,0,0,0,0,0,0]
[11,{"$f":"B14-B164","v":0},0,0,0,0,0,0,0,0,0,0,0,0,null,11,{"$f":"Q14-Q164","v":0},0,0,0,0,0,0,0,0,0,0,0,0,null,11,{"$f":"AF14-AF164","v":0},0,0,0,0,0,0,0,0,0,0,0,0]
[12,{"$f":"B15-B165","v":0},0,0,0,0,0,0,0,0,0,0,0,0,null,12,{"$f":"Q15-Q165","v":0},0,0,0,0,0,0,0,0,0,0,0,0,null,12,{"$f":"AF15-AF165","v":0},0,0,0,0,0,0,0,0,0,0,0,0]
[13,{"$f":"B16-B166","v":0},0,0,0,0,0,0,0,0,0,0,0,0,null,13,{"$f":"Q16-Q166","v":0},0,0,0,0,0,0,0,0,0,0,0,0,null,13,{"$f":"AF16-AF166","v":0},0,0,0,0,0,0,0,0,0,0,0,0]
[14,{"$f":"B17-B167","v":0},0,0,0,0,0,0,0,0,0,0,0,0,null,14,{"$f":"Q17-Q167","v":0},0,0,0,0,0,0,0,0,0,0,0,0,null,14,{"$f":"AF17-AF167","v":0},0,0,0,0,0,0,0,0,0,0,0,0]
[15,{"$f":"B18-B168","v":0},0,0,0,0,0,0,0,0,0,0,0,0,null,15,{"$f":"Q18-Q168","v":0},0,0,0,0,0,0,0,0,0,0,0,0,null,15,{"$f":"AF18-AF168","v":0},0,0,0,0,0,0,0,0,0,0,0,0]
[16,{"$f":"B19-B169","v":0},0,0,0,0,0,0,0,0,0,0,0,0,null,16,{"$f":"Q19-Q169","v":0},0,0,0,0,0,0,0,0,0,0,0,0,null,16,{"$f":"AF19-AF169","v":0},0,0,0,0,0,0,0,0,0,0,0,0]
[17,{"$f":"B20-B170","v":0},0,0,0,0,0,0,0,0,0,0,0,0,null,17,{"$f":"Q20-Q170","v":0},0,0,0,0,0,0,0,0,0,0,0,0,null,17,{"$f":"AF20-AF170","v":0},0,0,0,0,0,0,0,0,0,0,0,0]
[18,{"$f":"B21-B171","v":0},0,0,0,0,0,0,0,0,0,0,0,0,null,18,{"$f":"Q21-Q171","v":0},0,0,0,0,0,0,0,0,0,0,0,0,null,18,{"$f":"AF21-AF171","v":0},0,0,0,0,0,0,0,0,0,0,0,0]
[19,{"$f":"B22-B172","v":0},0,0,0,0,0,0,0,0,0,0,0,0,null,19,{"$f":"Q22-Q172","v":0},0,0,0,0,0,0,0,0,0,0,0,0,null,19,{"$f":"AF22-AF172","v":0},0,0,0,0,0,0,0,0,0,0,0,0]
[20,{"$f":"B23-B173","v":0},0,0,0,0,0,0,0,0,0,0,0,0,null,20,{"$f":"Q23-Q173","v":0},0,0,0,0,0,0,0,0,0,0,0,0,null,20,{"$f":"AF23-AF173","v":0},0,0,0,0,0,0,0,0,0,0,0,0]
[21,{"$f":"B24-B174","v":0},0,0,0,0,0,0,0,0,0,0,0,0,null,21,{"$f":"Q24-Q174","v":0},0,0,0,0,0,0,0,0,0,0,0,0,null,21,{"$f":"AF24-AF174","v":0},0,0,0,0,0,0,0,0,0,0,0,0]
[22,{"$f":"B25-B175","v":0},0,0,0,0,0,0,0,0,0,0,0,0,null,22,{"$f":"Q25-Q175","v":0},0,0,0,0,0,0,0,0,0,0,0,0,null,22,{"$f":"AF25-AF175","v":0},0,0,0,0,0,0,0,0,0,0,0,0]
[23,{"$f":"B26-B176","v":0},0,0,0,0,0,0,0,0,0,0,0,0,null,23,{"$f":"Q26-Q176","v":0},0,0,0,0,0,0,0,0,0,0,0,0,null,23,{"$f":"AF26-AF176","v":0},0,0,0,0,0,0,0,0,0,0,0,0]
["kWh/日",{"$f":"SUM(B303:B326)","v":0},{"$f":"SUM(C303:C326)","v":0},0,0,0,0,0,0,0,0,0,0,{"$f":"SUM(B327:M327)","v":0},null,"kWh/日",{"$f":"SUM(Q303:Q326)","v":0},{"$f":"SUM(R303:R326)","v":0},0,0,0,0,0,0,0,0,0,0,{"$f":"SUM(Q327:AB327)","v":0},null,"kWh/日",{"$f":"SUM(AF303:AF326)","v":0},{"$f":"SUM(AG303:AG326)","v":0},0,0,0,0,0,0,0,0,0,0,{"$f":"SUM(AF327:AQ327)","v":0}]
["日",{"$f":"B$28","v":20},{"$f":"C$28","v":20},22,20,20,22,20,23,20,21,20,21,{"$f":"SUM(B328:M328)","v":249},null,"日",{"$f":"Q$28","v":4},{"$f":"R$28","v":3},4,4,4,4,5,4,4,4,4,4,{"$f":"SUM(Q328:AB328)","v":48},null,"日",{"$f":"AF$28","v":7},{"$f":"AG$28","v":5},5,6,7,4,6,4,6,6,6,6,{"$f":"SUM(AF328:AQ328)","v":68}]
["MWh/月",{"$f":"B327*B328/1000","v":0},{"$f":"C327*C328/1000","v":0},0,0,0,0,0,0,0,0,0,0,{"$f":"SUM(B329:M329)","v":0},null,"MWh/月",{"$f":"Q327*Q328/1000","v":0},{"$f":"R327*R328/1000","v":0},0,0,0,0,0,0,0,0,0,0,{"$f":"SUM(Q329:AB329)","v":0},null,"MWh/月",{"$f":"AF327*AF328/1000","v":0},{"$f":"AG327*AG328/1000","v":0},0,0,0,0,0,0,0,0,0,0,{"$f":"SUM(AF329:AQ329)","v":0}]
[]
["CGSガス消費量",null,null,null,null,null,null,null,null,null,null,null,null,"（新設建物・平日）",null,"CGSガス消費量",null,null,null,null,null,null,null,null,null,null,null,null,"（新設建物・土曜）",null,"CGSガス消費量",null,null,null,null,null,null,null,null,null,null,null,null,"（新設建物・休日）"]
["kW","1月","2月","3月","4月","5月","6月","7月","8月","9月","10月","11月","12月","計",null,"kW","1月","2月","3月","4月","5月","6月","7月","8月","9月","10月","11月","12月","計",null,"kW","1月","2月","3月","4月","5月","6月","7月","8月","9月","10月","11月","12月","計"]
[0,{"$f":"IF(B153=0,0,B153/B213)","v":0},{"$f":"IF(C153=0,0,C153/C213)","v":0},0,0,0,0,0,0,0,0,0,0,{"$f":"SUM(B333:M333)","v":0},null,0,{"$f":"IF(Q153=0,0,Q153/Q213)","v":0},{"$f":"IF(R153=0,0,R153/R213)","v":0},0,0,0,0,0,0,0,0,0,0,{"$f":"SUM(Q333:AB333)","v":0},null,0,{"$f":"IF(AF153=0,0,AF153/AF213)","v":0},{"$f":"IF(AG153=0,0,AG153/AG213)","v":0},0,0,0,0,0,0,0,0,0,0,{"$f":"SUM(AF333:AQ333)","v":0}]
[1,{"$f":"IF(B154=0,0,B154/B214)","v":0},0,0,0,0,0,0,0,0,0,0,0,{"$f":"SUM(B334:M334)","v":0},null,1,{"$f":"IF(Q154=0,0,Q154/Q214)","v":0},0,0,0,0,0,0,0,0,0,0,0,{"$f":"SUM(Q334:AB334)","v":0},null,1,{"$f":"IF(AF154=0,0,AF154/AF214)","v":0},0,0,0,0,0,0,0,0,0,0,0,{"$f":"SUM(AF334:AQ334)","v":0}]
[2,{"$f":"IF(B155=0,0,B155/B215)","v":0},0,0,0,0,0,0,0,0,0,0,0,0,null,2,{"$f":"IF(Q155=0,0,Q155/Q215)","v":0},0,0,0,0,0,0,0,0,0,0,0,0,null,2,{"$f":"IF(AF155=0,0,AF155/AF215)","v":0},0,0,0,0,0,0,0,0,0,0,0,0]
[3,{"$f":"IF(B156=0,0,B156/B216)","v":0},0,0,0,0,0,0,0,0,0,0,0,0,null,3,{"$f":"IF(Q156=0,0,Q156/Q216)","v":0},0,0,0,0,0,0,0,0,0,0,0,0,null,3,{"$f":"IF(AF156=0,0,AF156/AF216)","v":0},0,0,0,0,0,0,0,0,0,0,0,0]
[4,{"$f":"IF(B157=0,0,B157/B217)","v":0},0,0,0,0,0,0,0,0,0,0,0,0,null,4,{"$f":"IF(Q157=0,0,Q157/Q217)","v":0},0,0,0,0,0,0,0,0,0,0,0,0,null,4,{"$f":"IF(AF157=0,0,AF157/AF217)","v":0},0,0,0,0,0,0,0,0,0,0,0,0]
[5,{"$f":"IF(B158=0,0,B158/B218)","v":0},0,0,0,0,0,0,0,0,0,0,0,0,null,5,{"$f":"IF(Q158=0,0,Q158/Q218)","v":0},0,0,0,0,0,0,0,0,0,0,0,0,null,5,{"$f":"IF(AF158=0,0,AF158/AF218)","v":0},0,0,0,0,0,0,0,0,0,0,0,0]
[6,{"$f":"IF(B159=0,0,B159/B219)","v":0},0,0,0,0,0,0,0,0,0,0,0,0,null,6,{"$f":"IF(Q159=0,0,Q159/Q219)","v":0},0,0,0,0,0,0,0,0,0,0,0,0,null,6,{"$f":"IF(AF159=0,0,AF159/AF219)","v":0},0,0,0,0,0,0,0,0,0,0,0,0]
[7,{"$f":"IF(B160=0,0,B160/B220)","v":0},0,0,0,0,0,0,0,0,0,0,0,0,null,7,{"$f":"IF(Q160=0,0,Q160/Q220)","v":0},0,0,0,0,0,0,0,0,0,0,0,0,null,7,{"$f":"IF(AF160=0,0,AF160/AF220)","v":0},0,0,0,0,0,0,0,0,0,0,0,0]
[8,{"$f":"IF(B161=0,0,B161/B221)","v":0},0,0,0,0,0,0,0,0,0,0,0,0,null,8,{"$f":"IF(Q161=0,0,Q161/Q221)","v":0},0,0,0,0,0,0,0,0,0,0,0,0,null,8,{"$f":"IF(AF161=0,0,AF161/AF221)","v":0},0,0,0,0,0,0,0,0,0,0,0,0]
[9,{"$f":"IF(B162=0,0,B162/B222)","v":0},0,0,0,0,0,0,0,0,0,0,0,0,null,9,{"$f":"IF(Q162=0,0,Q162/Q222)","v":0},0,0,0,0,0,0,0,0,0,0,0,0,null,9,{"$f":"IF(AF162=0,0,AF162/AF222)","v":0},0,0,0,0,0,0,0,0,0,0,0,0]
[10,{"$f":"IF(B163=0,0,B163/B223)","v":0},0,0,0,0,0,0,0,0,0,0,0,0,null,10,{"$f":"IF(Q163=0,0,Q163/Q223)","v":0},0,0,0,0,0,0,0,0,0,0,0,0,null,10,{"$f":"IF(AF163=0,0,AF163/AF223)","v":0},0,0,0,0,0,0,0,0,0,0,0,0]
[11,{"$f":"IF(B164=0,0,B164/B224)","v":0},0,0,0,0,0,0,0,0,0,0,0,0,null,11,{"$f":"IF(Q164=0,0,Q164/Q224)","v":0},0,0,0,0,0,0,0,0,0,0,0,0,null,11,{"$f":"IF(AF164=0,0,AF164/AF224)","v":0},0,0,0,0,0,0,0,0,0,0,0,0]
[12,{"$f":"IF(B165=0,0,B165/B225)","v":0},0,0,0,0,0,0,0,0,0,0,0,0,null,12,{"$f":"IF(Q165=0,0,Q165/Q225)","v":0},0,0,0,0,0,0,0,0,0,0,0,0,null,12,{"$f":"IF(AF165=0,0,AF165/AF225)","v":0},0,0,0,0,0,0,0,0,0,0,0,0]
[13,{"$f":"IF(B166=0,0,B166/B226)","v":0},0,0,0,0,0,0,0,0,0,0,0,0,null,13,{"$f":"IF(Q166=0,0,Q166/Q226)","v":0},0,0,0,0,0,0,0,0,0,0,0,0,null,13,{"$f":"IF(AF166=0,0,AF166/AF226)","v":0},0,0,0,0,0,0,0,0,0,0,0,0]
[14,{"$f":"IF(B167=0,0,B167/B227)","v":0},0,0,0,0,0,0,0,0,0,0,0,0,null,14,{"$f":"IF(Q167=0,0,Q167/Q227)","v":0},0,0,0,0,0,0,0,0,0,0,0,0,null,14,{"$f":"IF(AF167=0,0,AF167/AF227)","v":0},0,0,0,0,0,0,0,0,0,0,0,0]
[15,{"$f":"IF(B168=0,0,B168/B228)","v":0},0,0,0,0,0,0,0,0,0,0,0,0,null,15,{"$f":"IF(Q168=0,0,Q168/Q228)","v":0},0,0,0,0,0,0,0,0,0,0,0,0,null,15,{"$f":"IF(AF168=0,0,AF168/AF228)","v":0},0,0,0,0,0,0,0,0,0,0,0,0]
[16,{"$f":"IF(B169=0,0,B169/B229)","v":0},0,0,0,0,0,0,0,0,0,0,0,0,null,16,{"$f":"IF(Q169=0,0,Q169/Q229)","v":0},0,0,0,0,0,0,0,0,0,0,0,0,null,16,{"$f":"IF(AF169=0,0,AF169/AF229)","v":0},0,0,0,0,0,0,0,0,0,0,0,0]
[17,{"$f":"IF(B170=0,0,B170/B230)","v":0},0,0,0,0,0,0,0,0,0,0,0,0,null,17,{"$f":"IF(Q170=0,0,Q170/Q230)","v":0},0,0,0,0,0,0,0,0,0,0,0,0,null,17,{"$f":"IF(AF170=0,0,AF170/AF230)","v":0},0,0,0,0,0,0,0,0,0,0,0,0]
[18,{"$f":"IF(B171=0,0,B171/B231)","v":0},0,0,0,0,0,0,0,0,0,0,0,0,null,18,{"$f":"IF(Q171=0,0,Q171/Q231)","v":0},0,0,0,0,0,0,0,0,0,0,0,0,null,18,{"$f":"IF(AF171=0,0,AF171/AF231)","v":0},0,0,0,0,0,0,0,0,0,0,0,0]
[19,{"$f":"IF(B172=0,0,B172/B232)","v":0},0,0,0,0,0,0,0,0,0,0,0,0,null,19,{"$f":"IF(Q172=0,0,Q172/Q232)","v":0},0,0,0,0,0,0,0,0,0,0,0,0,null,19,{"$f":"IF(AF172=0,0,AF172/AF232)","v":0},0,0,0,0,0,0,0,0,0,0,0,0]
[20,{"$f":"IF(B173=0,0,B173/B233)","v":0},0,0,0,0,0,0,0,0,0,0,0,0,null,20,{"$f":"IF(Q173=0,0,Q173/Q233)","v":0},0,0,0,0,0,0,0,0,0,0,0,0,null,20,{"$f":"IF(AF173=0,0,AF173/AF233)","v":0},0,0,0,0,0,0,0,0,0,0,0,0]
[21,{"$f":"IF(B174=0,0,B174/B234)","v":0},0,0,0,0,0,0,0,0,0,0,0,0,null,21,{"$f":"IF(Q174=0,0,Q174/Q234)","v":0},0,0,0,0,0,0,0,0,0,0,0,0,null,21,{"$f":"IF(AF174=0,0,AF174/AF234)","v":0},0,0,0,0,0,0,0,0,0,0,0,0]
[22,{"$f":"IF(B175=0,0,B175/B235)","v":0},0,0,0,0,0,0,0,0,0,0,0,0,null,22,{"$f":"IF(Q175=0,0,Q175/Q235)","v":0},0,0,0,0,0,0,0,0,0,0,0,0,null,22,{"$f":"IF(AF175=0,0,AF175/AF235)","v":0},0,0,0,0,0,0,0,0,0,0,0,0]
[23,{"$f":"IF(B176=0,0,B176/B236)","v":0},0,0,0,0,0,0,0,0,0,0,0,0,null,23,{"$f":"IF(Q176=0,0,Q176/Q236)","v":0},0,0,0,0,0,0,0,0,0,0,0,0,null,23,{"$f":"IF(AF176=0,0,AF176/AF236)","v":0},0,0,0,0,0,0,0,0,0,0,0,0]
["kWh/日",{"$f":"SUM(B333:B356)","v":0},{"$f":"SUM(C333:C356)","v":0},0,0,0,0,0,0,0,0,0,0,{"$f":"SUM(B357:M357)","v":0},null,"kWh/日",{"$f":"SUM(Q333:Q356)","v":0},{"$f":"SUM(R333:R356)","v":0},0,0,0,0,0,0,0,0,0,0,{"$f":"SUM(Q357:AB357)","v":0},null,"kWh/日",{"$f":"SUM(AF333:AF356)","v":0},{"$f":"SUM(AG333:AG356)","v":0},0,0,0,0,0,0,0,0,0,0,{"$f":"SUM(AF357:AQ357)","v":0}]
["日",{"$f":"B$28","v":20},{"$f":"C$28","v":20},22,20,20,22,20,23,20,21,20,21,{"$f":"SUM(B358:M358)","v":249},null,"日",{"$f":"Q$28","v":4},{"$f":"R$28","v":3},4,4,4,4,5,4,4,4,4,4,{"$f":"SUM(Q358:AB358)","v":48},null,"日",{"$f":"AF$28","v":7},{"$f":"AG$28","v":5},5,6,7,4,6,4,6,6,6,6,{"$f":"SUM(AF358:AQ358)","v":68}]
["MWh/月",{"$f":"B357*B358/1000","v":0},{"$f":"C357*C358/1000","v":0},0,0,0,0,0,0,0,0,0,0,{"$f":"SUM(B359:M359)","v":0},null,"MWh/月",{"$f":"Q357*Q358/1000","v":0},{"$f":"R357*R358/1000","v":0},0,0,0,0,0,0,0,0,0,0,{"$f":"SUM(Q359:AB359)","v":0},null,"MWh/月",{"$f":"AF357*AF358/1000","v":0},{"$f":"AG357*AG358/1000","v":0},0,0,0,0,0,0,0,0,0,0,{"$f":"SUM(AF359:AQ359)","v":0}]
[]
["CGS排熱回収量",null,null,null,null,null,null,null,null,null,null,null,null,"（新設建物・平日）",null,"CGS排熱回収量",null,null,null,null,null,null,null,null,null,null,null,null,"（新設建物・土曜）",null,"CGS排熱回収量",null,null,null,null,null,null,null,null,null,null,null,null,"（新設建物・休日）"]
["kW","1月","2月","3月","4月","5月","6月","7月","8月","9月","10月","11月","12月","計",null,"kW","1月","2月","3月","4月","5月","6月","7月","8月","9月","10月","11月","12月","計",null,"kW","1月","2月","3月","4月","5月","6月","7月","8月","9月","10月","11月","12月","計"]
[0,{"$f":"IF(B333=0,0,B333*B243)","v":0},{"$f":"IF(C333=0,0,C333*C243)","v":0},0,0,0,0,0,0,0,0,0,0,{"$f":"SUM(B363:M363)","v":0},null,0,{"$f":"IF(Q333=0,0,Q333*Q243)","v":0},{"$f":"IF(R333=0,0,R333*R243)","v":0},0,0,0,0,0,0,0,0,0,0,{"$f":"SUM(Q363:AB363)","v":0},null,0,{"$f":"IF(AF333=0,0,AF333*AF243)","v":0},{"$f":"IF(AG333=0,0,AG333*AG243)","v":0},0,0,0,0,0,0,0,0,0,0,{"$f":"SUM(AF363:AQ363)","v":0}]
[1,{"$f":"IF(B334=0,0,B334*B244)","v":0},0,0,0,0,0,0,0,0,0,0,0,{"$f":"SUM(B364:M364)","v":0},null,1,{"$f":"IF(Q334=0,0,Q334*Q244)","v":0},0,0,0,0,0,0,0,0,0,0,0,{"$f":"SUM(Q364:AB364)","v":0},null,1,{"$f":"IF(AF334=0,0,AF334*AF244)","v":0},0,0,0,0,0,0,0,0,0,0,0,{"$f":"SUM(AF364:AQ364)","v":0}]
[2,{"$f":"IF(B335=0,0,B335*B245)","v":0},0,0,0,0,0,0,0,0,0,0,0,0,null,2,{"$f":"IF(Q335=0,0,Q335*Q245)","v":0},0,0,0,0,0,0,0,0,0,0,0,0,null,2,{"$f":"IF(AF335=0,0,AF335*AF245)","v":0},0,0,0,0,0,0,0,0,0,0,0,0]
[3,{"$f":"IF(B336=0,0,B336*B246)","v":0},0,0,0,0,0,0,0,0,0,0,0,0,null,3,{"$f":"IF(Q336=0,0,Q336*Q246)","v":0},0,0,0,0,0,0,0,0,0,0,0,0,null,3,{"$f":"IF(AF336=0,0,AF336*AF246)","v":0},0,0,0,0,0,0,0,0,0,0,0,0]
[4,{"$f":"IF(B337=0,0,B337*B247)","v":0},0,0,0,0,0,0,0,0,0,0,0,0,null,4,{"$f":"IF(Q337=0,0,Q337*Q247)","v":0},0,0,0,0,0,0,0,0,0,0,0,0,null,4,{"$f":"IF(AF337=0,0,AF337*AF247)","v":0},0,0,0,0,0,0,0,0,0,0,0,0]
[5,{"$f":"IF(B338=0,0,B338*B248)","v":0},0,0,0,0,0,0,0,0,0,0,0,0,null,5,{"$f":"IF(Q338=0,0,Q338*Q248)","v":0},0,0,0,0,0,0,0,0,0,0,0,0,null,5,{"$f":"IF(AF338=0,0,AF338*AF248)","v":0},0,0,0,0,0,0,0,0,0,0,0,0]
[6,{"$f":"IF(B339=0,0,B339*B249)","v":0},0,0,0,0,0,0,0,0,0,0,0,0,null,6,{"$f":"IF(Q339=0,0,Q339*Q249)","v":0},0,0,0,0,0,0,0,0,0,0,0,0,null,6,{"$f":"IF(AF339=0,0,AF339*AF249)","v":0},0,0,0,0,0,0,0,0,0,0,0,0]
[7,{"$f":"IF(B340=0,0,B340*B250)","v":0},0,0,0,0,0,0,0,0,0,0,0,0,null,7,{"$f":"IF(Q340=0,0,Q340*Q250)","v":0},0,0,0,0,0,0,0,0,0,0,0,0,null,7,{"$f":"IF(AF340=0,0,AF340*AF250)","v":0},0,0,0,0,0,0,0,0,0,0,0,0]
[8,{"$f":"IF(B341=0,0,B341*B251)","v":0},0,0,0,0,0,0,0,0,0,0,0,0,null,8,{"$f":"IF(Q341=0,0,Q341*Q251)","v":0},0,0,0,0,0,0,0,0,0,0,0,0,null,8,{"$f":"IF(AF341=0,0,AF341*AF251)","v":0},0,0,0,0,0,0,0,0,0,0,0,0]
[9,{"$f":"IF(B342=0,0,B342*B252)","v":0},0,0,0,0,0,0,0,0,0,0,0,0,null,9,{"$f":"IF(Q342=0,0,Q342*Q252)","v":0},0,0,0,0,0,0,0,0,0,0,0,0,null,9,{"$f":"IF(AF342=0,0,AF342*AF252)","v":0},0,0,0,0,0,0,0,0,0,0,0,0]
[10,{"$f":"IF(B343=0,0,B343*B253)","v":0},0,0,0,0,0,0,0,0,0,0,0,0,null,10,{"$f":"IF(Q343=0,0,Q343*Q253)","v":0},0,0,0,0,0,0,0,0,0,0,0,0,null,10,{"$f":"IF(AF343=0,0,AF343*AF253)","v":0},0,0,0,0,0,0,0,0,0,0,0,0]
[11,{"$f":"IF(B344=0,0,B344*B254)","v":0},0,0,0,0,0,0,0,0,0,0,0,0,null,11,{"$f":"IF(Q344=0,0,Q344*Q254)","v":0},0,0,0,0,0,0,0,0,0,0,0,0,null,11,{"$f":"IF(AF344=0,0,AF344*AF254)","v":0},0,0,0,0,0,0,0,0,0,0,0,0]
[12,{"$f":"IF(B345=0,0,B345*B255)","v":0},0,0,0,0,0,0,0,0,0,0,0,0,null,12,{"$f":"IF(Q345=0,0,Q345*Q255)","v":0},0,0,0,0,0,0,0,0,0,0,0,0,null,12,{"$f":"IF(AF345=0,0,AF345*AF255)","v":0},0,0,0,0,0,0,0,0,0,0,0,0]
[13,{"$f":"IF(B346=0,0,B346*B256)","v":0},0,0,0,0,0,0,0,0,0,0,0,0,null,13,{"$f":"IF(Q346=0,0,Q346*Q256)","v":0},0,0,0,0,0,0,0,0,0,0,0,0,null,13,{"$f":"IF(AF346=0,0,AF346*AF256)","v":0},0,0,0,0,0,0,0,0,0,0,0,0]
[14,{"$f":"IF(B347=0,0,B347*B257)","v":0},0,0,0,0,0,0,0,0,0,0,0,0,null,14,{"$f":"IF(Q347=0,0,Q347*Q257)","v":0},0,0,0,0,0,0,0,0,0,0,0,0,null,14,{"$f":"IF(AF347=0,0,AF347*AF257)","v":0},0,0,0,0,0,0,0,0,0,0,0,0]
[15,{"$f":"IF(B348=0,0,B348*B258)","v":0},0,0,0,0,0,0,0,0,0,0,0,0,null,15,{"$f":"IF(Q348=0,0,Q348*Q258)","v":0},0,0,0,0,0,0,0,0,0,0,0,0,null,15,{"$f":"IF(AF348=0,0,AF348*AF258)","v":0},0,0,0,0,0,0,0,0,0,0,0,0]
[16,{"$f":"IF(B349=0,0,B349*B259)","v":0},0,0,0,0,0,0,0,0,0,0,0,0,null,16,{"$f":"IF(Q349=0,0,Q349*Q259)","v":0},0,0,0,0,0,0,0,0,0,0,0,0,null,16,{"$f":"IF(AF349=0,0,AF349*AF259)","v":0},0,0,0,0,0,0,0,0,0,0,0,0]
[17,{"$f":"IF(B350=0,0,B350*B260)","v":0},0,0,0,0,0,0,0,0,0,0,0,0,null,17,{"$f":"IF(Q350=0,0,Q350*Q260)","v":0},0,0,0,0,0,0,0,0,0,0,0,0,null,17,{"$f":"IF(AF350=0,0,AF350*AF260)","v":0},0,0,0,0,0,0,0,0,0,0,0,0]
[18,{"$f":"IF(B351=0,0,B351*B261)","v":0},0,0,0,0,0,0,0,0,0,0,0,0,null,18,{"$f":"IF(Q351=0,0,Q351*Q261)","v":0},0,0,0,0,0,0,0,0,0,0,0,0,null,18,{"$f":"IF(AF351=0,0,AF351*AF261)","v":0},0,0,0,0,0,0,0,0,0,0,0,0]
[19,{"$f":"IF(B352=0,0,B352*B262)","v":0},0,0,0,0,0,0,0,0,0,0,0,0,null,19,{"$f":"IF(Q352=0,0,Q352*Q262)","v":0},0,0,0,0,0,0,0,0,0,0,0,0,null,19,{"$f":"IF(AF352=0,0,AF352*AF262)","v":0},0,0,0,0,0,0,0,0,0,0,0,0]
[20,{"$f":"IF(B353=0,0,B353*B263)","v":0},0,0,0,0,0,0,0,0,0,0,0,0,null,20,{"$f":"IF(Q353=0,0,Q353*Q263)","v":0},0,0,0,0,0,0,0,0,0,0,0,0,null,20,{"$f":"IF(AF353=0,0,AF353*AF263)","v":0},0,0,0,0,0,0,0,0,0,0,0,0]
[21,{"$f":"IF(B354=0,0,B354*B264)","v":0},0,0,0,0,0,0,0,0,0,0,0,0,null,21,{"$f":"IF(Q354=0,0,Q354*Q264)","v":0},0,0,0,0,0,0,0,0,0,0,0,0,null,21,{"$f":"IF(AF354=0,0,AF354*AF264)","v":0},0,0,0,0,0,0,0,0,0,0,0,0]
[22,{"$f":"IF(B355=0,0,B355*B265)","v":0},0,0,0,0,0,0,0,0,0,0,0,0,null,22,{"$f":"IF(Q355=0,0,Q355*Q265)","v":0},0,0,0,0,0,0,0,0,0,0,0,0,null,22,{"$f":"IF(AF355=0,0,AF355*AF265)","v":0},0,0,0,0,0,0,0,0,0,0,0,0]
[23,{"$f":"IF(B356=0,0,B356*B266)","v":0},0,0,0,0,0,0,0,0,0,0,0,0,null,23,{"$f":"IF(Q356=0,0,Q356*Q266)","v":0},0,0,0,0,0,0,0,0,0,0,0,0,null,23,{"$f":"IF(AF356=0,0,AF356*AF266)","v":0},0,0,0,0,0,0,0,0,0,0,0,0]
["kWh/日",{"$f":"SUM(B363:B386)","v":0},{"$f":"SUM(C363:C386)","v":0},0,0,0,0,0,0,0,0,0,0,{"$f":"SUM(B387:M387)","v":0},null,"kWh/日",{"$f":"SUM(Q363:Q386)","v":0},{"$f":"SUM(R363:R386)","v":0},0,0,0,0,0,0,0,0,0,0,{"$f":"SUM(Q387:AB387)","v":0},null,"kWh/日",{"$f":"SUM(AF363:AF386)","v":0},{"$f":"SUM(AG363:AG386)","v":0},0,0,0,0,0,0,0,0,0,0,{"$f":"SUM(AF387:AQ387)","v":0}]
["日",{"$f":"B$28","v":20},{"$f":"C$28","v":20},22,20,20,22,20,23,20,21,20,21,{"$f":"SUM(B388:M388)","v":249},null,"日",{"$f":"Q$28","v":4},{"$f":"R$28","v":3},4,4,4,4,5,4,4,4,4,4,{"$f":"SUM(Q388:AB388)","v":48},null,"日",{"$f":"AF$28","v":7},{"$f":"AG$28","v":5},5,6,7,4,6,4,6,6,6,6,{"$f":"SUM(AF388:AQ388)","v":68}]
["MWh/月",{"$f":"B387*B388/1000","v":0},{"$f":"C387*C388/1000","v":0},0,0,0,0,0,0,0,0,0,0,{"$f":"SUM(B389:M389)","v":0},null,"MWh/月",{"$f":"Q387*Q388/1000","v":0},{"$f":"R387*R388/1000","v":0},0,0,0,0,0,0,0,0,0,0,{"$f":"SUM(Q389:AB389)","v":0},null,"MWh/月",{"$f":"AF387*AF388/1000","v":0},{"$f":"AG387*AG388/1000","v":0},0,0,0,0,0,0,0,0,0,0,{"$f":"SUM(AF389:AQ389)","v":0}]
[]
["CGS排熱利用可能量",null,null,"熱損失率",{"$f":"詳細版!U13/100","v":0.1},null,null,null,null,null,null,null,null,"（新設建物・平日）",null,"CGS排熱利用可能量",null,null,null,null,null,null,null,null,null,null,null,null,"（新設建物・土曜）",null,"CGS排熱利用可能量",null,null,null,null,null,null,null,null,null,null,null,null,"（新設建物・休日）"]
["kW","1月","2月","3月","4月","5月","6月","7月","8月","9月","10月","11月","12月","計",null,"kW","1月","2月","3月","4月","5月","6月","7月","8月","9月","10月","11月","12月","計",null,"kW","1月","2月","3月","4月","5月","6月","7月","8月","9月","10月","11月","12月","計"]
[0,{"$f":"B363*(1-$E$391)","v":0},{"$f":"C363*(1-$E$391)","v":0},0,0,0,0,0,0,0,0,0,0,{"$f":"SUM(B393:M393)","v":0},null,0,{"$f":"Q363*(1-$E$391)","v":0},{"$f":"R363*(1-$E$391)","v":0},0,0,0,0,0,0,0,0,0,0,{"$f":"SUM(Q393:AB393)","v":0},null,0,{"$f":"AF363*(1-$E$391)","v":0},{"$f":"AG363*(1-$E$391)","v":0},0,0,0,0,0,0,0,0,0,0,{"$f":"SUM(AF393:AQ393)","v":0}]
[1,{"$f":"B364*(1-$E$391)","v":0},0,0,0,0,0,0,0,0,0,0,0,{"$f":"SUM(B394:M394)","v":0},null,1,{"$f":"Q364*(1-$E$391)","v":0},0,0,0,0,0,0,0,0,0,0,0,{"$f":"SUM(Q394:AB394)","v":0},null,1,{"$f":"AF364*(1-$E$391)","v":0},0,0,0,0,0,0,0,0,0,0,0,{"$f":"SUM(AF394:AQ394)","v":0}]
[2,{"$f":"B365*(1-$E$391)","v":0},0,0,0,0,0,0,0,0,0,0,0,0,null,2,{"$f":"Q365*(1-$E$391)","v":0},0,0,0,0,0,0,0,0,0,0,0,0,null,2,{"$f":"AF365*(1-$E$391)","v":0},0,0,0,0,0,0,0,0,0,0,0,0]
[3,{"$f":"B366*(1-$E$391)","v":0},0,0,0,0,0,0,0,0,0,0,0,0,null,3,{"$f":"Q366*(1-$E$391)","v":0},0,0,0,0,0,0,0,0,0,0,0,0,null,3,{"$f":"AF366*(1-$E$391)","v":0},0,0,0,0,0,0,0,0,0,0,0,0]
[4,{"$f":"B367*(1-$E$391)","v":0},0,0,0,0,0,0,0,0,0,0,0,0,null,4,{"$f":"Q367*(1-$E$391)","v":0},0,0,0,0,0,0,0,0,0,0,0,0,null,4,{"$f":"AF367*(1-$E$391)","v":0},0,0,0,0,0,0,0,0,0,0,0,0]
[5,{"$f":"B368*(1-$E$391)","v":0},0,0,0,0,0,0,0,0,0,0,0,0,null,5,{"$f":"Q368*(1-$E$391)","v":0},0,0,0,0,0,0,0,0,0,0,0,0,null,5,{"$f":"AF368*(1-$E$391)","v":0},0,0,0,0,0,0,0,0,0,0,0,0]
[6,{"$f":"B369*(1-$E$391)","v":0},0,0,0,0,0,0,0,0,0,0,0,0,null,6,{"$f":"Q369*(1-$E$391)","v":0},0,0,0,0,0,0,0,0,0,0,0,0,null,6,{"$f":"AF369*(1-$E$391)","v":0},0,0,0,0,0,0,0,0,0,0,0,0]
[7,{"$f":"B370*(1-$E$391)","v":0},0,0,0,0,0,0,0,0,0,0,0,0,null,7,{"$f":"Q370*(1-$E$391)","v":0},0,0,0,0,0,0,0,0,0,0,0,0,null,7,{"$f":"AF370*(1-$E$391)","v":0},0,0,0,0,0,0,0,0,0,0,0,0]
[8,{"$f":"B371*(1-$E$391)","v":0},0,0,0,0,0,0,0,0,0,0,0,0,null,8,{"$f":"Q371*(1-$E$391)","v":0},0,0,0,0,0,0,0,0,0,0,0,0,null,8,{"$f":"AF371*(1-$E$391)","v":0},0,0,0,0,0,0,0,0,0,0,0,0]
[9,{"$f":"B372*(1-$E$391)","v":0},0,0,0,0,0,0,0,0,0,0,0,0,null,9,{"$f":"Q372*(1-$E$391)","v":0},0,0,0,0,0,0,0,0,0,0,0,0,null,9,{"$f":"AF372*(1-$E$391)","v":0},0,0,0,0,0,0,0,0,0,0,0,0]
[10,{"$f":"B373*(1-$E$391)","v":0},0,0,0,0,0,0,0,0,0,0,0,0,null,10,{"$f":"Q373*(1-$E$391)","v":0},0,0,0,0,0,0,0,0,0,0,0,0,null,10,{"$f":"AF373*(1-$E$391)","v":0},0,0,0,0,0,0,0,0,0,0,0,0]
[11,{"$f":"B374*(1-$E$391)","v":0},0,0,0,0,0,0,0,0,0,0,0,0,null,11,{"$f":"Q374*(1-$E$391)","v":0},0,0,0,0,0,0,0,0,0,0,0,0,null,11,{"$f":"AF374*(1-$E$391)","v":0},0,0,0,0,0,0,0,0,0,0,0,0]
[12,{"$f":"B375*(1-$E$391)","v":0},0,0,0,0,0,0,0,0,0,0,0,0,null,12,{"$f":"Q375*(1-$E$391)","v":0},0,0,0,0,0,0,0,0,0,0,0,0,null,12,{"$f":"AF375*(1-$E$391)","v":0},0,0,0,0,0,0,0,0,0,0,0,0]
[13,{"$f":"B376*(1-$E$391)","v":0},0,0,0,0,0,0,0,0,0,0,0,0,null,13,{"$f":"Q376*(1-$E$391)","v":0},0,0,0,0,0,0,0,0,0,0,0,0,null,13,{"$f":"AF376*(1-$E$391)","v":0},0,0,0,0,0,0,0,0,0,0,0,0]
[14,{"$f":"B377*(1-$E$391)","v":0},0,0,0,0,0,0,0,0,0,0,0,0,null,14,{"$f":"Q377*(1-$E$391)","v":0},0,0,0,0,0,0,0,0,0,0,0,0,null,14,{"$f":"AF377*(1-$E$391)","v":0},0,0,0,0,0,0,0,0,0,0,0,0]
[15,{"$f":"B378*(1-$E$391)","v":0},0,0,0,0,0,0,0,0,0,0,0,0,null,15,{"$f":"Q378*(1-$E$391)","v":0},0,0,0,0,0,0,0,0,0,0,0,0,null,15,{"$f":"AF378*(1-$E$391)","v":0},0,0,0,0,0,0,0,0,0,0,0,0]
[16,{"$f":"B379*(1-$E$391)","v":0},0,0,0,0,0,0,0,0,0,0,0,0,null,16,{"$f":"Q379*(1-$E$391)","v":0},0,0,0,0,0,0,0,0,0,0,0,0,null,16,{"$f":"AF379*(1-$E$391)","v":0},0,0,0,0,0,0,0,0,0,0,0,0]
[17,{"$f":"B380*(1-$E$391)","v":0},0,0,0,0,0,0,0,0,0,0,0,0,null,17,{"$f":"Q380*(1-$E$391)","v":0},0,0,0,0,0,0,0,0,0,0,0,0,null,17,{"$f":"AF380*(1-$E$391)","v":0},0,0,0,0,0,0,0,0,0,0,0,0]
[18,{"$f":"B381*(1-$E$391)","v":0},0,0,0,0,0,0,0,0,0,0,0,0,null,18,{"$f":"Q381*(1-$E$391)","v":0},0,0,0,0,0,0,0,0,0,0,0,0,null,18,{"$f":"AF381*(1-$E$391)","v":0},0,0,0,0,0,0,0,0,0,0,0,0]
[19,{"$f":"B382*(1-$E$391)","v":0},0,0,0,0,0,0,0,0,0,0,0,0,null,19,{"$f":"Q382*(1-$E$391)","v":0},0,0,0,0,0,0,0,0,0,0,0,0,null,19,{"$f":"AF382*(1-$E$391)","v":0},0,0,0,0,0,0,0,0,0,0,0,0]
[20,{"$f":"B383*(1-$E$391)","v":0},0,0,0,0,0,0,0,0,0,0,0,0,null,20,{"$f":"Q383*(1-$E$391)","v":0},0,0,0,0,0,0,0,0,0,0,0,0,null,20,{"$f":"AF383*(1-$E$391)","v":0},0,0,0,0,0,0,0,0,0,0,0,0]
[21,{"$f":"B384*(1-$E$391)","v":0},0,0,0,0,0,0,0,0,0,0,0,0,null,21,{"$f":"Q384*(1-$E$391)","v":0},0,0,0,0,0,0,0,0,0,0,0,0,null,21,{"$f":"AF384*(1-$E$391)","v":0},0,0,0,0,0,0,0,0,0,0,0,0]
[22,{"$f":"B385*(1-$E$391)","v":0},0,0,0,0,0,0,0,0,0,0,0,0,null,22,{"$f":"Q385*(1-$E$391)","v":0},0,0,0,0,0,0,0,0,0,0,0,0,null,22,{"$f":"AF385*(1-$E$391)","v":0},0,0,0,0,0,0,0,0,0,0,0,0]
[23,{"$f":"B386*(1-$E$391)","v":0},0,0,0,0,0,0,0,0,0,0,0,0,null,23,{"$f":"Q386*(1-$E$391)","v":0},0,0,0,0,0,0,0,0,0,0,0,0,null,23,{"$f":"AF386*(1-$E$391)","v":0},0,0,0,0,0,0,0,0,0,0,0,0]
["kWh/日",{"$f":"SUM(B393:B416)","v":0},{"$f":"SUM(C393:C416)","v":0},0,0,0,0,0,0,0,0,0,0,{"$f":"SUM(B417:M417)","v":0},null,"kWh/日",{"$f":"SUM(Q393:Q416)","v":0},{"$f":"SUM(R393:R416)","v":0},0,0,0,0,0,0,0,0,0,0,{"$f":"SUM(Q417:AB417)","v":0},null,"kWh/日",{"$f":"SUM(AF393:AF416)","v":0},{"$f":"SUM(AG393:AG416)","v":0},0,0,0,0,0,0,0,0,0,0,{"$f":"SUM(AF417:AQ417)","v":0}]
["日",{"$f":"B$28","v":20},{"$f":"C$28","v":20},22,20,20,22,20,23,20,21,20,21,{"$f":"SUM(B418:M418)","v":249},null,"日",{"$f":"Q$28","v":4},{"$f":"R$28","v":3},4,4,4,4,5,4,4,4,4,4,{"$f":"SUM(Q418:AB418)","v":48},null,"日",{"$f":"AF$28","v":7},{"$f":"AG$28","v":5},5,6,7,4,6,4,6,6,6,6,{"$f":"SUM(AF418:AQ418)","v":68}]
["MWh/月",{"$f":"B417*B418/1000","v":0},{"$f":"C417*C418/1000","v":0},0,0,0,0,0,0,0,0,0,0,{"$f":"SUM(B419:M419)","v":0},null,"MWh/月",{"$f":"Q417*Q418/1000","v":0},{"$f":"R417*R418/1000","v":0},0,0,0,0,0,0,0,0,0,0,{"$f":"SUM(Q419:AB419)","v":0},null,"MWh/月",{"$f":"AF417*AF418/1000","v":0},{"$f":"AG417*AG418/1000","v":0},0,0,0,0,0,0,0,0,0,0,{"$f":"SUM(AF419:AQ419)","v":0}]
[]
["CGS排熱熱損失量",null,null,null,null,null,null,null,null,null,null,null,null,"（新設建物・平日）",null,"CGS排熱熱損失量",null,null,null,null,null,null,null,null,null,null,null,null,"（新設建物・土曜）",null,"CGS排熱熱損失量",null,null,null,null,null,null,null,null,null,null,null,null,"（新設建物・休日）"]
["kW","1月","2月","3月","4月","5月","6月","7月","8月","9月","10月","11月","12月","計",null,"kW","1月","2月","3月","4月","5月","6月","7月","8月","9月","10月","11月","12月","計",null,"kW","1月","2月","3月","4月","5月","6月","7月","8月","9月","10月","11月","12月","計"]
[0,{"$f":"B363-B393","v":0},{"$f":"C363-C393","v":0},0,0,0,0,0,0,0,0,0,0,{"$f":"SUM(B423:M423)","v":0},null,0,{"$f":"Q363-Q393","v":0},{"$f":"R363-R393","v":0},0,0,0,0,0,0,0,0,0,0,{"$f":"SUM(Q423:AB423)","v":0},null,0,{"$f":"AF363-AF393","v":0},{"$f":"AG363-AG393","v":0},0,0,0,0,0,0,0,0,0,0,{"$f":"SUM(AF423:AQ423)","v":0}]
[1,{"$f":"B364-B394","v":0},0,0,0,0,0,0,0,0,0,0,0,{"$f":"SUM(B424:M424)","v":0},null,1,{"$f":"Q364-Q394","v":0},0,0,0,0,0,0,0,0,0,0,0,{"$f":"SUM(Q424:AB424)","v":0},null,1,{"$f":"AF364-AF394","v":0},0,0,0,0,0,0,0,0,0,0,0,{"$f":"SUM(AF424:AQ424)","v":0}]
[2,{"$f":"B365-B395","v":0},0,0,0,0,0,0,0,0,0,0,0,0,null,2,{"$f":"Q365-Q395","v":0},0,0,0,0,0,0,0,0,0,0,0,0,null,2,{"$f":"AF365-AF395","v":0},0,0,0,0,0,0,0,0,0,0,0,0]
[3,{"$f":"B366-B396","v":0},0,0,0,0,0,0,0,0,0,0,0,0,null,3,{"$f":"Q366-Q396","v":0},0,0,0,0,0,0,0,0,0,0,0,0,null,3,{"$f":"AF366-AF396","v":0},0,0,0,0,0,0,0,0,0,0,0,0]
[4,{"$f":"B367-B397","v":0},0,0,0,0,0,0,0,0,0,0,0,0,null,4,{"$f":"Q367-Q397","v":0},0,0,0,0,0,0,0,0,0,0,0,0,null,4,{"$f":"AF367-AF397","v":0},0,0,0,0,0,0,0,0,0,0,0,0]
[5,{"$f":"B368-B398","v":0},0,0,0,0,0,0,0,0,0,0,0,0,null,5,{"$f":"Q368-Q398","v":0},0,0,0,0,0,0,0,0,0,0,0,0,null,5,{"$f":"AF368-AF398","v":0},0,0,0,0,0,0,0,0,0,0,0,0]
[6,{"$f":"B369-B399","v":0},0,0,0,0,0,0,0,0,0,0,0,0,null,6,{"$f":"Q369-Q399","v":0},0,0,0,0,0,0,0,0,0,0,0,0,null,6,{"$f":"AF369-AF399","v":0},0,0,0,0,0,0,0,0,0,0,0,0]
[7,{"$f":"B370-B400","v":0},0,0,0,0,0,0,0,0,0,0,0,0,null,7,{"$f":"Q370-Q400","v":0},0,0,0,0,0,0,0,0,0,0,0,0,null,7,{"$f":"AF370-AF400","v":0},0,0,0,0,0,0,0,0,0,0,0,0]
[8,{"$f":"B371-B401","v":0},0,0,0,0,0,0,0,0,0,0,0,0,null,8,{"$f":"Q371-Q401","v":0},0,0,0,0,0,0,0,0,0,0,0,0,null,8,{"$f":"AF371-AF401","v":0},0,0,0,0,0,0,0,0,0,0,0,0]
[9,{"$f":"B372-B402","v":0},0,0,0,0,0,0,0,0,0,0,0,0,null,9,{"$f":"Q372-Q402","v":0},0,0,0,0,0,0,0,0,0,0,0,0,null,9,{"$f":"AF372-AF402","v":0},0,0,0,0,0,0,0,0,0,0,0,0]
[10,{"$f":"B373-B403","v":0},0,0,0,0,0,0,0,0,0,0,0,0,null,10,{"$f":"Q373-Q403","v":0},0,0,0,0,0,0,0,0,0,0,0,0,null,10,{"$f":"AF373-AF403","v":0},0,0,0,0,0,0,0,0,0,0,0,0]
[11,{"$f":"B374-B404","v":0},0,0,0,0,0,0,0,0,0,0,0,0,null,11,{"$f":"Q374-Q404","v":0},0,0,0,0,0,0,0,0,0,0,0,0,null,11,{"$f":"AF374-AF404","v":0},0,0,0,0,0,0,0,0,0,0,0,0]
[12,{"$f":"B375-B405","v":0},0,0,0,0,0,0,0,0,0,0,0,0,null,12,{"$f":"Q375-Q405","v":0},0,0,0,0,0,0,0,0,0,0,0,0,null,12,{"$f":"AF375-AF405","v":0},0,0,0,0,0,0,0,0,0,0,0,0]
[13,{"$f":"B376-B406","v":0},0,0,0,0,0,0,0,0,0,0,0,0,null,13,{"$f":"Q376-Q406","v":0},0,0,0,0,0,0,0,0,0,0,0,0,null,13,{"$f":"AF376-AF406","v":0},0,0,0,0,0,0,0,0,0,0,0,0]
[14,{"$f":"B377-B407","v":0},0,0,0,0,0,0,0,0,0,0,0,0,null,14,{"$f":"Q377-Q407","v":0},0,0,0,0,0,0,0,0,0,0,0,0,null,14,{"$f":"AF377-AF407","v":0},0,0,0,0,0,0,0,0,0,0,0,0]
[15,{"$f":"B378-B408","v":0},0,0,0,0,0,0,0,0,0,0,0,0,null,15,{"$f":"Q378-Q408","v":0},0,0,0,0,0,0,0,0,0,0,0,0,null,15,{"$f":"AF378-AF408","v":0},0,0,0,0,0,0,0,0,0,0,0,0]
[16,{"$f":"B379-B409","v":0},0,0,0,0,0,0,0,0,0,0,0,0,null,16,{"$f":"Q379-Q409","v":0},0,0,0,0,0,0,0,0,0,0,0,0,null,16,{"$f":"AF379-AF409","v":0},0,0,0,0,0,0,0,0,0,0,0,0]
[17,{"$f":"B380-B410","v":0},0,0,0,0,0,0,0,0,0,0,0,0,null,17,{"$f":"Q380-Q410","v":0},0,0,0,0,0,0,0,0,0,0,0,0,null,17,{"$f":"AF380-AF410","v":0},0,0,0,0,0,0,0,0,0,0,0,0]
[18,{"$f":"B381-B411","v":0},0,0,0,0,0,0,0,0,0,0,0,0,null,18,{"$f":"Q381-Q411","v":0},0,0,0,0,0,0,0,0,0,0,0,0,null,18,{"$f":"AF381-AF411","v":0},0,0,0,0,0,0,0,0,0,0,0,0]
[19,{"$f":"B382-B412","v":0},0,0,0,0,0,0,0,0,0,0,0,0,null,19,{"$f":"Q382-Q412","v":0},0,0,0,0,0,0,0,0,0,0,0,0,null,19,{"$f":"AF382-AF412","v":0},0,0,0,0,0,0,0,0,0,0,0,0]
[20,{"$f":"B383-B413","v":0},0,0,0,0,0,0,0,0,0,0,0,0,null,20,{"$f":"Q383-Q413","v":0},0,0,0,0,0,0,0,0,0,0,0,0,null,20,{"$f":"AF383-AF413","v":0},0,0,0,0,0,0,0,0,0,0,0,0]
[21,{"$f":"B384-B414","v":0},0,0,0,0,0,0,0,0,0,0,0,0,null,21,{"$f":"Q384-Q414","v":0},0,0,0,0,0,0,0,0,0,0,0,0,null,21,{"$f":"AF384-AF414","v":0},0,0,0,0,0,0,0,0,0,0,0,0]
[22,{"$f":"B385-B415","v":0},0,0,0,0,0,0,0,0,0,0,0,0,null,22,{"$f":"Q385-Q415","v":0},0,0,0,0,0,0,0,0,0,0,0,0,null,22,{"$f":"AF385-AF415","v":0},0,0,0,0,0,0,0,0,0,0,0,0]
[23,{"$f":"B386-B416","v":0},0,0,0,0,0,0,0,0,0,0,0,0,null,23,{"$f":"Q386-Q416","v":0},0,0,0,0,0,0,0,0,0,0,0,0,null,23,{"$f":"AF386-AF416","v":0},0,0,0,0,0,0,0,0,0,0,0,0]
["kWh/日",{"$f":"SUM(B423:B446)","v":0},{"$f":"SUM(C423:C446)","v":0},0,0,0,0,0,0,0,0,0,0,{"$f":"SUM(B447:M447)","v":0},null,"kWh/日",{"$f":"SUM(Q423:Q446)","v":0},{"$f":"SUM(R423:R446)","v":0},0,0,0,0,0,0,0,0,0,0,{"$f":"SUM(Q447:AB447)","v":0},null,"kWh/日",{"$f":"SUM(AF423:AF446)","v":0},{"$f":"SUM(AG423:AG446)","v":0},0,0,0,0,0,0,0,0,0,0,{"$f":"SUM(AF447:AQ447)","v":0}]
["日",{"$f":"B$28","v":20},{"$f":"C$28","v":20},22,20,20,22,20,23,20,21,20,21,{"$f":"SUM(B448:M448)","v":249},null,"日",{"$f":"Q$28","v":4},{"$f":"R$28","v":3},4,4,4,4,5,4,4,4,4,4,{"$f":"SUM(Q448:AB448)","v":48},null,"日",{"$f":"AF$28","v":7},{"$f":"AG$28","v":5},5,6,7,4,6,4,6,6,6,6,{"$f":"SUM(AF448:AQ448)","v":68}]
["MWh/月",{"$f":"B447*B448/1000","v":0},{"$f":"C447*C448/1000","v":0},0,0,0,0,0,0,0,0,0,0,{"$f":"SUM(B449:M449)","v":0},null,"MWh/月",{"$f":"Q447*Q448/1000","v":0},{"$f":"R447*R448/1000","v":0},0,0,0,0,0,0,0,0,0,0,{"$f":"SUM(Q449:AB449)","v":0},null,"MWh/月",{"$f":"AF447*AF448/1000","v":0},{"$f":"AG447*AG448/1000","v":0},0,0,0,0,0,0,0,0,0,0,{"$f":"SUM(AF449:AQ449)","v":0}]
[]
["CGS排熱給湯利用量",null,null,null,null,null,null,null,null,null,null,null,null,"（新設建物・平日）",null,"CGS排熱給湯利用量",null,null,null,null,null,null,null,null,null,null,null,null,"（新設建物・土曜）",null,"CGS排熱給湯利用量",null,null,null,null,null,null,null,null,null,null,null,null,"（新設建物・休日）"]
["kW","1月","2月","3月","4月","5月","6月","7月","8月","9月","10月","11月","12月","計",null,"kW","1月","2月","3月","4月","5月","6月","7月","8月","9月","10月","11月","12月","計",null,"kW","1月","2月","3月","4月","5月","6月","7月","8月","9月","10月","11月","12月","計"]
[0,{"$f":"MIN(B393,B93)","v":0},{"$f":"MIN(C393,C93)","v":0},0,0,0,0,0,0,0,0,0,0,{"$f":"SUM(B453:M453)","v":0},null,0,{"$f":"MIN(Q393,Q93)","v":0},{"$f":"MIN(R393,R93)","v":0},0,0,0,0,0,0,0,0,0,0,{"$f":"SUM(Q453:AB453)","v":0},null,0,{"$f":"MIN(AF393,AF93)","v":0},{"$f":"MIN(AG393,AG93)","v":0},0,0,0,0,0,0,0,0,0,0,{"$f":"SUM(AF453:AQ453)","v":0}]
[1,{"$f":"MIN(B394,B94)","v":0},0,0,0,0,0,0,0,0,0,0,0,{"$f":"SUM(B454:M454)","v":0},null,1,{"$f":"MIN(Q394,Q94)","v":0},0,0,0,0,0,0,0,0,0,0,0,{"$f":"SUM(Q454:AB454)","v":0},null,1,{"$f":"MIN(AF394,AF94)","v":0},0,0,0,0,0,0,0,0,0,0,0,{"$f":"SUM(AF454:AQ454)","v":0}]
[2,{"$f":"MIN(B395,B95)","v":0},0,0,0,0,0,0,0,0,0,0,0,0,null,2,{"$f":"MIN(Q395,Q95)","v":0},0,0,0,0,0,0,0,0,0,0,0,0,null,2,{"$f":"MIN(AF395,AF95)","v":0},0,0,0,0,0,0,0,0,0,0,0,0]
[3,{"$f":"MIN(B396,B96)","v":0},0,0,0,0,0,0,0,0,0,0,0,0,null,3,{"$f":"MIN(Q396,Q96)","v":0},0,0,0,0,0,0,0,0,0,0,0,0,null,3,{"$f":"MIN(AF396,AF96)","v":0},0,0,0,0,0,0,0,0,0,0,0,0]
[4,{"$f":"MIN(B397,B97)","v":0},0,0,0,0,0,0,0,0,0,0,0,0,null,4,{"$f":"MIN(Q397,Q97)","v":0},0,0,0,0,0,0,0,0,0,0,0,0,null,4,{"$f":"MIN(AF397,AF97)","v":0},0,0,0,0,0,0,0,0,0,0,0,0]
[5,{"$f":"MIN(B398,B98)","v":0},0,0,0,0,0,0,0,0,0,0,0,0,null,5,{"$f":"MIN(Q398,Q98)","v":0},0,0,0,0,0,0,0,0,0,0,0,0,null,5,{"$f":"MIN(AF398,AF98)","v":0},0,0,0,0,0,0,0,0,0,0,0,0]
[6,{"$f":"MIN(B399,B99)","v":0},0,0,0,0,0,0,0,0,0,0,0,0,null,6,{"$f":"MIN(Q399,Q99)","v":0},0,0,0,0,0,0,0,0,0,0,0,0,null,6,{"$f":"MIN(AF399,AF99)","v":0},0,0,0,0,0,0,0,0,0,0,0,0]
[7,{"$f":"MIN(B400,B100)","v":0},0,0,0,0,0,0,0,0,0,0,0,0,null,7,{"$f":"MIN(Q400,Q100)","v":0},0,0,0,0,0,0,0,0,0,0,0,0,null,7,{"$f":"MIN(AF400,AF100)","v":0},0,0,0,0,0,0,0,0,0,0,0,0]
[8,{"$f":"MIN(B401,B101)","v":0},0,0,0,0,0,0,0,0,0,0,0,0,null,8,{"$f":"MIN(Q401,Q101)","v":0},0,0,0,0,0,0,0,0,0,0,0,0,null,8,{"$f":"MIN(AF401,AF101)","v":0},0,0,0,0,0,0,0,0,0,0,0,0]
[9,{"$f":"MIN(B402,B102)","v":0},0,0,0,0,0,0,0,0,0,0,0,0,null,9,{"$f":"MIN(Q402,Q102)","v":0},0,0,0,0,0,0,0,0,0,0,0,0,null,9,{"$f":"MIN(AF402,AF102)","v":0},0,0,0,0,0,0,0,0,0,0,0,0]
[10,{"$f":"MIN(B403,B103)","v":0},0,0,0,0,0,0,0,0,0,0,0,0,null,10,{"$f":"MIN(Q403,Q103)","v":0},0,0,0,0,0,0,0,0,0,0,0,0,null,10,{"$f":"MIN(AF403,AF103)","v":0},0,0,0,0,0,0,0,0,0,0,0,0]
[11,{"$f":"MIN(B404,B104)","v":0},0,0,0,0,0,0,0,0,0,0,0,0,null,11,{"$f":"MIN(Q404,Q104)","v":0},0,0,0,0,0,0,0,0,0,0,0,0,null,11,{"$f":"MIN(AF404,AF104)","v":0},0,0,0,0,0,0,0,0,0,0,0,0]
[12,{"$f":"MIN(B405,B105)","v":0},0,0,0,0,0,0,0,0,0,0,0,0,null,12,{"$f":"MIN(Q405,Q105)","v":0},0,0,0,0,0,0,0,0,0,0,0,0,null,12,{"$f":"MIN(AF405,AF105)","v":0},0,0,0,0,0,0,0,0,0,0,0,0]
[13,{"$f":"MIN(B406,B106)","v":0},0,0,0,0,0,0,0,0,0,0,0,0,null,13,{"$f":"MIN(Q406,Q106)","v":0},0,0,0,0,0,0,0,0,0,0,0,0,null,13,{"$f":"MIN(AF406,AF106)","v":0},0,0,0,0,0,0,0,0,0,0,0,0]
[14,{"$f":"MIN(B407,B107)","v":0},0,0,0,0,0,0,0,0,0,0,0,0,null,14,{"$f":"MIN(Q407,Q107)","v":0},0,0,0,0,0,0,0,0,0,0,0,0,null,14,{"$f":"MIN(AF407,AF107)","v":0},0,0,0,0,0,0,0,0,0,0,0,0]
[15,{"$f":"MIN(B408,B108)","v":0},0,0,0,0,0,0,0,0,0,0,0,0,null,15,{"$f":"MIN(Q408,Q108)","v":0},0,0,0,0,0,0,0,0,0,0,0,0,null,15,{"$f":"MIN(AF408,AF108)","v":0},0,0,0,0,0,0,0,0,0,0,0,0]
[16,{"$f":"MIN(B409,B109)","v":0},0,0,0,0,0,0,0,0,0,0,0,0,null,16,{"$f":"MIN(Q409,Q109)","v":0},0,0,0,0,0,0,0,0,0,0,0,0,null,16,{"$f":"MIN(AF409,AF109)","v":0},0,0,0,0,0,0,0,0,0,0,0,0]
[17,{"$f":"MIN(B410,B110)","v":0},0,0,0,0,0,0,0,0,0,0,0,0,null,17,{"$f":"MIN(Q410,Q110)","v":0},0,0,0,0,0,0,0,0,0,0,0,0,null,17,{"$f":"MIN(AF410,AF110)","v":0},0,0,0,0,0,0,0,0,0,0,0,0]
[18,{"$f":"MIN(B411,B111)","v":0},0,0,0,0,0,0,0,0,0,0,0,0,null,18,{"$f":"MIN(Q411,Q111)","v":0},0,0,0,0,0,0,0,0,0,0,0,0,null,18,{"$f":"MIN(AF411,AF111)","v":0},0,0,0,0,0,0,0,0,0,0,0,0]
[19,{"$f":"MIN(B412,B112)","v":0},0,0,0,0,0,0,0,0,0,0,0,0,null,19,{"$f":"MIN(Q412,Q112)","v":0},0,0,0,0,0,0,0,0,0,0,0,0,null,19,{"$f":"MIN(AF412,AF112)","v":0},0,0,0,0,0,0,0,0,0,0,0,0]
[20,{"$f":"MIN(B413,B113)","v":0},0,0,0,0,0,0,0,0,0,0,0,0,null,20,{"$f":"MIN(Q413,Q113)","v":0},0,0,0,0,0,0,0,0,0,0,0,0,null,20,{"$f":"MIN(AF413,AF113)","v":0},0,0,0,0,0,0,0,0,0,0,0,0]
[21,{"$f":"MIN(B414,B114)","v":0},0,0,0,0,0,0,0,0,0,0,0,0,null,21,{"$f":"MIN(Q414,Q114)","v":0},0,0,0,0,0,0,0,0,0,0,0,0,null,21,{"$f":"MIN(AF414,AF114)","v":0},0,0,0,0,0,0,0,0,0,0,0,0]
[22,{"$f":"MIN(B415,B115)","v":0},0,0,0,0,0,0,0,0,0,0,0,0,null,22,{"$f":"MIN(Q415,Q115)","v":0},0,0,0,0,0,0,0,0,0,0,0,0,null,22,{"$f":"MIN(AF415,AF115)","v":0},0,0,0,0,0,0,0,0,0,0,0,0]
[23,{"$f":"MIN(B416,B116)","v":0},0,0,0,0,0,0,0,0,0,0,0,0,null,23,{"$f":"MIN(Q416,Q116)","v":0},0,0,0,0,0,0,0,0,0,0,0,0,null,23,{"$f":"MIN(AF416,AF116)","v":0},0,0,0,0,0,0,0,0,0,0,0,0]
["kWh/日",{"$f":"SUM(B453:B476)","v":0},{"$f":"SUM(C453:C476)","v":0},0,0,0,0,0,0,0,0,0,0,{"$f":"SUM(B477:M477)","v":0},null,"kWh/日",{"$f":"SUM(Q453:Q476)","v":0},{"$f":"SUM(R453:R476)","v":0},0,0,0,0,0,0,0,0,0,0,{"$f":"SUM(Q477:AB477)","v":0},null,"kWh/日",{"$f":"SUM(AF453:AF476)","v":0},{"$f":"SUM(AG453:AG476)","v":0},0,0,0,0,0,0,0,0,0,0,{"$f":"SUM(AF477:AQ477)","v":0}]
["日",{"$f":"B$28","v":20},{"$f":"C$28","v":20},22,20,20,22,20,23,20,21,20,21,{"$f":"SUM(B478:M478)","v":249},null,"日",{"$f":"Q$28","v":4},{"$f":"R$28","v":3},4,4,4,4,5,4,4,4,4,4,{"$f":"SUM(Q478:AB478)","v":48},null,"日",{"$f":"AF$28","v":7},{"$f":"AG$28","v":5},5,6,7,4,6,4,6,6,6,6,{"$f":"SUM(AF478:AQ478)","v":68}]
["MWh/月",{"$f":"B477*B478/1000","v":0},{"$f":"C477*C478/1000","v":0},0,0,0,0,0,0,0,0,0,0,{"$f":"SUM(B479:M479)","v":0},null,"MWh/月",{"$f":"Q477*Q478/1000","v":0},{"$f":"R477*R478/1000","v":0},0,0,0,0,0,0,0,0,0,0,{"$f":"SUM(Q479:AB479)","v":0},null,"MWh/月",{"$f":"AF477*AF478/1000","v":0},{"$f":"AG477*AG478/1000","v":0},0,0,0,0,0,0,0,0,0,0,{"$f":"SUM(AF479:AQ479)","v":0}]
[]
["CGS排熱残り①",null,null,null,null,null,null,null,null,null,null,null,null,"（新設建物・平日）",null,"CGS排熱残り①",null,null,null,null,null,null,null,null,null,null,null,null,"（新設建物・土曜）",null,"CGS排熱残り①",null,null,null,null,null,null,null,null,null,null,null,null,"（新設建物・休日）"]
["kW","1月","2月","3月","4月","5月","6月","7月","8月","9月","10月","11月","12月","計",null,"kW","1月","2月","3月","4月","5月","6月","7月","8月","9月","10月","11月","12月","計",null,"kW","1月","2月","3月","4月","5月","6月","7月","8月","9月","10月","11月","12月","計"]
[0,{"$f":"B393-B453","v":0},0,0,0,0,0,0,0,0,0,0,0,{"$f":"SUM(B483:M483)","v":0},null,0,{"$f":"Q393-Q453","v":0},0,0,0,0,0,0,0,0,0,0,0,{"$f":"SUM(Q483:AB483)","v":0},null,0,{"$f":"AF393-AF453","v":0},0,0,0,0,0,0,0,0,0,0,0,{"$f":"SUM(AF483:AQ483)","v":0}]
[1,{"$f":"B394-B454","v":0},0,0,0,0,0,0,0,0,0,0,0,{"$f":"SUM(B484:M484)","v":0},null,1,{"$f":"Q394-Q454","v":0},0,0,0,0,0,0,0,0,0,0,0,{"$f":"SUM(Q484:AB484)","v":0},null,1,{"$f":"AF394-AF454","v":0},0,0,0,0,0,0,0,0,0,0,0,{"$f":"SUM(AF484:AQ484)","v":0}]
[2,{"$f":"B395-B455","v":0},0,0,0,0,0,0,0,0,0,0,0,0,null,2,{"$f":"Q395-Q455","v":0},0,0,0,0,0,0,0,0,0,0,0,0,null,2,{"$f":"AF395-AF455","v":0},0,0,0,0,0,0,0,0,0,0,0,0]
[3,{"$f":"B396-B456","v":0},0,0,0,0,0,0,0,0,0,0,0,0,null,3,{"$f":"Q396-Q456","v":0},0,0,0,0,0,0,0,0,0,0,0,0,null,3,{"$f":"AF396-AF456","v":0},0,0,0,0,0,0,0,0,0,0,0,0]
[4,{"$f":"B397-B457","v":0},0,0,0,0,0,0,0,0,0,0,0,0,null,4,{"$f":"Q397-Q457","v":0},0,0,0,0,0,0,0,0,0,0,0,0,null,4,{"$f":"AF397-AF457","v":0},0,0,0,0,0,0,0,0,0,0,0,0]
[5,{"$f":"B398-B458","v":0},0,0,0,0,0,0,0,0,0,0,0,0,null,5,{"$f":"Q398-Q458","v":0},0,0,0,0,0,0,0,0,0,0,0,0,null,5,{"$f":"AF398-AF458","v":0},0,0,0,0,0,0,0,0,0,0,0,0]
[6,{"$f":"B399-B459","v":0},0,0,0,0,0,0,0,0,0,0,0,0,null,6,{"$f":"Q399-Q459","v":0},0,0,0,0,0,0,0,0,0,0,0,0,null,6,{"$f":"AF399-AF459","v":0},0,0,0,0,0,0,0,0,0,0,0,0]
[7,{"$f":"B400-B460","v":0},0,0,0,0,0,0,0,0,0,0,0,0,null,7,{"$f":"Q400-Q460","v":0},0,0,0,0,0,0,0,0,0,0,0,0,null,7,{"$f":"AF400-AF460","v":0},0,0,0,0,0,0,0,0,0,0,0,0]
[8,{"$f":"B401-B461","v":0},0,0,0,0,0,0,0,0,0,0,0,0,null,8,{"$f":"Q401-Q461","v":0},0,0,0,0,0,0,0,0,0,0,0,0,null,8,{"$f":"AF401-AF461","v":0},0,0,0,0,0,0,0,0,0,0,0,0]
[9,{"$f":"B402-B462","v":0},0,0,0,0,0,0,0,0,0,0,0,0,null,9,{"$f":"Q402-Q462","v":0},0,0,0,0,0,0,0,0,0,0,0,0,null,9,{"$f":"AF402-AF462","v":0},0,0,0,0,0,0,0,0,0,0,0,0]
[10,{"$f":"B403-B463","v":0},0,0,0,0,0,0,0,0,0,0,0,0,null,10,{"$f":"Q403-Q463","v":0},0,0,0,0,0,0,0,0,0,0,0,0,null,10,{"$f":"AF403-AF463","v":0},0,0,0,0,0,0,0,0,0,0,0,0]
[11,{"$f":"B404-B464","v":0},0,0,0,0,0,0,0,0,0,0,0,0,null,11,{"$f":"Q404-Q464","v":0},0,0,0,0,0,0,0,0,0,0,0,0,null,11,{"$f":"AF404-AF464","v":0},0,0,0,0,0,0,0,0,0,0,0,0]
[12,{"$f":"B405-B465","v":0},0,0,0,0,0,0,0,0,0,0,0,0,null,12,{"$f":"Q405-Q465","v":0},0,0,0,0,0,0,0,0,0,0,0,0,null,12,{"$f":"AF405-AF465","v":0},0,0,0,0,0,0,0,0,0,0,0,0]
[13,{"$f":"B406-B466","v":0},0,0,0,0,0,0,0,0,0,0,0,0,null,13,{"$f":"Q406-Q466","v":0},0,0,0,0,0,0,0,0,0,0,0,0,null,13,{"$f":"AF406-AF466","v":0},0,0,0,0,0,0,0,0,0,0,0,0]
[14,{"$f":"B407-B467","v":0},0,0,0,0,0,0,0,0,0,0,0,0,null,14,{"$f":"Q407-Q467","v":0},0,0,0,0,0,0,0,0,0,0,0,0,null,14,{"$f":"AF407-AF467","v":0},0,0,0,0,0,0,0,0,0,0,0,0]
[15,{"$f":"B408-B468","v":0},0,0,0,0,0,0,0,0,0,0,0,0,null,15,{"$f":"Q408-Q468","v":0},0,0,0,0,0,0,0,0,0,0,0,0,null,15,{"$f":"AF408-AF468","v":0},0,0,0,0,0,0,0,0,0,0,0,0]
[16,{"$f":"B409-B469","v":0},0,0,0,0,0,0,0,0,0,0,0,0,null,16,{"$f":"Q409-Q469","v":0},0,0,0,0,0,0,0,0,0,0,0,0,null,16,{"$f":"AF409-AF469","v":0},0,0,0,0,0,0,0,0,0,0,0,0]
[17,{"$f":"B410-B470","v":0},0,0,0,0,0,0,0,0,0,0,0,0,null,17,{"$f":"Q410-Q470","v":0},0,0,0,0,0,0,0,0,0,0,0,0,null,17,{"$f":"AF410-AF470","v":0},0,0,0,0,0,0,0,0,0,0,0,0]
[18,{"$f":"B411-B471","v":0},0,0,0,0,0,0,0,0,0,0,0,0,null,18,{"$f":"Q411-Q471","v":0},0,0,0,0,0,0,0,0,0,0,0,0,null,18,{"$f":"AF411-AF471","v":0},0,0,0,0,0,0,0,0,0,0,0,0]
[19,{"$f":"B412-B472","v":0},0,0,0,0,0,0,0,0,0,0,0,0,null,19,{"$f":"Q412-Q472","v":0},0,0,0,0,0,0,0,0,0,0,0,0,null,19,{"$f":"AF412-AF472","v":0},0,0,0,0,0,0,0,0,0,0,0,0]
[20,{"$f":"B413-B473","v":0},0,0,0,0,0,0,0,0,0,0,0,0,null,20,{"$f":"Q413-Q473","v":0},0,0,0,0,0,0,0,0,0,0,0,0,null,20,{"$f":"AF413-AF473","v":0},0,0,0,0,0,0,0,0,0,0,0,0]
[21,{"$f":"B414-B474","v":0},0,0,0,0,0,0,0,0,0,0,0,0,null,21,{"$f":"Q414-Q474","v":0},0,0,0,0,0,0,0,0,0,0,0,0,null,21,{"$f":"AF414-AF474","v":0},0,0,0,0,0,0,0,0,0,0,0,0]
[22,{"$f":"B415-B475","v":0},0,0,0,0,0,0,0,0,0,0,0,0,null,22,{"$f":"Q415-Q475","v":0},0,0,0,0,0,0,0,0,0,0,0,0,null,22,{"$f":"AF415-AF475","v":0},0,0,0,0,0,0,0,0,0,0,0,0]
[23,{"$f":"B416-B476","v":0},0,0,0,0,0,0,0,0,0,0,0,0,null,23,{"$f":"Q416-Q476","v":0},0,0,0,0,0,0,0,0,0,0,0,0,null,23,{"$f":"AF416-AF476","v":0},0,0,0,0,0,0,0,0,0,0,0,0]
["kWh/日",{"$f":"SUM(B483:B506)","v":0},{"$f":"SUM(C483:C506)","v":0},0,0,0,0,0,0,0,0,0,0,{"$f":"SUM(B507:M507)","v":0},null,"kWh/日",{"$f":"SUM(Q483:Q506)","v":0},{"$f":"SUM(R483:R506)","v":0},0,0,0,0,0,0,0,0,0,0,{"$f":"SUM(Q507:AB507)","v":0},null,"kWh/日",{"$f":"SUM(AF483:AF506)","v":0},{"$f":"SUM(AG483:AG506)","v":0},0,0,0,0,0,0,0,0,0,0,{"$f":"SUM(AF507:AQ507)","v":0}]
["日",{"$f":"B$28","v":20},{"$f":"C$28","v":20},22,20,20,22,20,23,20,21,20,21,{"$f":"SUM(B508:M508)","v":249},null,"日",{"$f":"Q$28","v":4},{"$f":"R$28","v":3},4,4,4,4,5,4,4,4,4,4,{"$f":"SUM(Q508:AB508)","v":48},null,"日",{"$f":"AF$28","v":7},{"$f":"AG$28","v":5},5,6,7,4,6,4,6,6,6,6,{"$f":"SUM(AF508:AQ508)","v":68}]
["MWh/月",{"$f":"B507*B508/1000","v":0},{"$f":"C507*C508/1000","v":0},0,0,0,0,0,0,0,0,0,0,{"$f":"SUM(B509:M509)","v":0},null,"MWh/月",{"$f":"Q507*Q508/1000","v":0},{"$f":"R507*R508/1000","v":0},0,0,0,0,0,0,0,0,0,0,{"$f":"SUM(Q509:AB509)","v":0},null,"MWh/月",{"$f":"AF507*AF508/1000","v":0},{"$f":"AG507*AG508/1000","v":0},0,0,0,0,0,0,0,0,0,0,{"$f":"SUM(AF509:AQ509)","v":0}]
[]
["CGS排熱暖房利用量",null,null,null,null,null,null,null,null,null,null,null,null,"（新設建物・平日）",null,"CGS排熱暖房利用量",null,null,null,null,null,null,null,null,null,null,null,null,"（新設建物・土曜）",null,"CGS排熱暖房利用量",null,null,null,null,null,null,null,null,null,null,null,null,"（新設建物・休日）"]
["kW","1月","2月","3月","4月","5月","6月","7月","8月","9月","10月","11月","12月","計",null,"kW","1月","2月","3月","4月","5月","6月","7月","8月","9月","10月","11月","12月","計",null,"kW","1月","2月","3月","4月","5月","6月","7月","8月","9月","10月","11月","12月","計"]
[0,{"$f":"MIN(B483,B63)","v":0},0,0,0,0,0,0,0,0,0,0,0,{"$f":"SUM(B513:M513)","v":0},null,0,{"$f":"MIN(Q483,Q63)","v":0},0,0,0,0,0,0,0,0,0,0,0,{"$f":"SUM(Q513:AB513)","v":0},null,0,{"$f":"MIN(AF483,AF63)","v":0},0,0,0,0,0,0,0,0,0,0,0,{"$f":"SUM(AF513:AQ513)","v":0}]
[1,{"$f":"MIN(B484,B64)","v":0},0,0,0,0,0,0,0,0,0,0,0,{"$f":"SUM(B514:M514)","v":0},null,1,{"$f":"MIN(Q484,Q64)","v":0},0,0,0,0,0,0,0,0,0,0,0,{"$f":"SUM(Q514:AB514)","v":0},null,1,{"$f":"MIN(AF484,AF64)","v":0},0,0,0,0,0,0,0,0,0,0,0,{"$f":"SUM(AF514:AQ514)","v":0}]
[2,{"$f":"MIN(B485,B65)","v":0},0,0,0,0,0,0,0,0,0,0,0,0,null,2,{"$f":"MIN(Q485,Q65)","v":0},0,0,0,0,0,0,0,0,0,0,0,0,null,2,{"$f":"MIN(AF485,AF65)","v":0},0,0,0,0,0,0,0,0,0,0,0,0]
[3,{"$f":"MIN(B486,B66)","v":0},0,0,0,0,0,0,0,0,0,0,0,0,null,3,{"$f":"MIN(Q486,Q66)","v":0},0,0,0,0,0,0,0,0,0,0,0,0,null,3,{"$f":"MIN(AF486,AF66)","v":0},0,0,0,0,0,0,0,0,0,0,0,0]
[4,{"$f":"MIN(B487,B67)","v":0},0,0,0,0,0,0,0,0,0,0,0,0,null,4,{"$f":"MIN(Q487,Q67)","v":0},0,0,0,0,0,0,0,0,0,0,0,0,null,4,{"$f":"MIN(AF487,AF67)","v":0},0,0,0,0,0,0,0,0,0,0,0,0]
[5,{"$f":"MIN(B488,B68)","v":0},0,0,0,0,0,0,0,0,0,0,0,0,null,5,{"$f":"MIN(Q488,Q68)","v":0},0,0,0,0,0,0,0,0,0,0,0,0,null,5,{"$f":"MIN(AF488,AF68)","v":0},0,0,0,0,0,0,0,0,0,0,0,0]
[6,{"$f":"MIN(B489,B69)","v":0},0,0,0,0,0,0,0,0,0,0,0,0,null,6,{"$f":"MIN(Q489,Q69)","v":0},0,0,0,0,0,0,0,0,0,0,0,0,null,6,{"$f":"MIN(AF489,AF69)","v":0},0,0,0,0,0,0,0,0,0,0,0,0]
[7,{"$f":"MIN(B490,B70)","v":0},0,0,0,0,0,0,0,0,0,0,0,0,null,7,{"$f":"MIN(Q490,Q70)","v":0},0,0,0,0,0,0,0,0,0,0,0,0,null,7,{"$f":"MIN(AF490,AF70)","v":0},0,0,0,0,0,0,0,0,0,0,0,0]
[8,{"$f":"MIN(B491,B71)","v":0},0,0,0,0,0,0,0,0,0,0,0,0,null,8,{"$f":"MIN(Q491,Q71)","v":0},0,0,0,0,0,0,0,0,0,0,0,0,null,8,{"$f":"MIN(AF491,AF71)","v":0},0,0,0,0,0,0,0,0,0,0,0,0]
[9,{"$f":"MIN(B492,B72)","v":0},0,0,0,0,0,0,0,0,0,0,0,0,null,9,{"$f":"MIN(Q492,Q72)","v":0},0,0,0,0,0,0,0,0,0,0,0,0,null,9,{"$f":"MIN(AF492,AF72)","v":0},0,0,0,0,0,0,0,0,0,0,0,0]
[10,{"$f":"MIN(B493,B73)","v":0},0,0,0,0,0,0,0,0,0,0,0,0,null,10,{"$f":"MIN(Q493,Q73)","v":0},0,0,0,0,0,0,0,0,0,0,0,0,null,10,{"$f":"MIN(AF493,AF73)","v":0},0,0,0,0,0,0,0,0,0,0,0,0]
[11,{"$f":"MIN(B494,B74)","v":0},0,0,0,0,0,0,0,0,0,0,0,0,null,11,{"$f":"MIN(Q494,Q74)","v":0},0,0,0,0,0,0,0,0,0,0,0,0,null,11,{"$f":"MIN(AF494,AF74)","v":0},0,0,0,0,0,0,0,0,0,0,0,0]
[12,{"$f":"MIN(B495,B75)","v":0},0,0,0,0,0,0,0,0,0,0,0,0,null,12,{"$f":"MIN(Q495,Q75)","v":0},0,0,0,0,0,0,0,0,0,0,0,0,null,12,{"$f":"MIN(AF495,AF75)","v":0},0,0,0,0,0,0,0,0,0,0,0,0]
[13,{"$f":"MIN(B496,B76)","v":0},0,0,0,0,0,0,0,0,0,0,0,0,null,13,{"$f":"MIN(Q496,Q76)","v":0},0,0,0,0,0,0,0,0,0,0,0,0,null,13,{"$f":"MIN(AF496,AF76)","v":0},0,0,0,0,0,0,0,0,0,0,0,0]
[14,{"$f":"MIN(B497,B77)","v":0},0,0,0,0,0,0,0,0,0,0,0,0,null,14,{"$f":"MIN(Q497,Q77)","v":0},0,0,0,0,0,0,0,0,0,0,0,0,null,14,{"$f":"MIN(AF497,AF77)","v":0},0,0,0,0,0,0,0,0,0,0,0,0]
[15,{"$f":"MIN(B498,B78)","v":0},0,0,0,0,0,0,0,0,0,0,0,0,null,15,{"$f":"MIN(Q498,Q78)","v":0},0,0,0,0,0,0,0,0,0,0,0,0,null,15,{"$f":"MIN(AF498,AF78)","v":0},0,0,0,0,0,0,0,0,0,0,0,0]
[16,{"$f":"MIN(B499,B79)","v":0},0,0,0,0,0,0,0,0,0,0,0,0,null,16,{"$f":"MIN(Q499,Q79)","v":0},0,0,0,0,0,0,0,0,0,0,0,0,null,16,{"$f":"MIN(AF499,AF79)","v":0},0,0,0,0,0,0,0,0,0,0,0,0]
[17,{"$f":"MIN(B500,B80)","v":0},0,0,0,0,0,0,0,0,0,0,0,0,null,17,{"$f":"MIN(Q500,Q80)","v":0},0,0,0,0,0,0,0,0,0,0,0,0,null,17,{"$f":"MIN(AF500,AF80)","v":0},0,0,0,0,0,0,0,0,0,0,0,0]
[18,{"$f":"MIN(B501,B81)","v":0},0,0,0,0,0,0,0,0,0,0,0,0,null,18,{"$f":"MIN(Q501,Q81)","v":0},0,0,0,0,0,0,0,0,0,0,0,0,null,18,{"$f":"MIN(AF501,AF81)","v":0},0,0,0,0,0,0,0,0,0,0,0,0]
[19,{"$f":"MIN(B502,B82)","v":0},0,0,0,0,0,0,0,0,0,0,0,0,null,19,{"$f":"MIN(Q502,Q82)","v":0},0,0,0,0,0,0,0,0,0,0,0,0,null,19,{"$f":"MIN(AF502,AF82)","v":0},0,0,0,0,0,0,0,0,0,0,0,0]
[20,{"$f":"MIN(B503,B83)","v":0},0,0,0,0,0,0,0,0,0,0,0,0,null,20,{"$f":"MIN(Q503,Q83)","v":0},0,0,0,0,0,0,0,0,0,0,0,0,null,20,{"$f":"MIN(AF503,AF83)","v":0},0,0,0,0,0,0,0,0,0,0,0,0]
[21,{"$f":"MIN(B504,B84)","v":0},0,0,0,0,0,0,0,0,0,0,0,0,null,21,{"$f":"MIN(Q504,Q84)","v":0},0,0,0,0,0,0,0,0,0,0,0,0,null,21,{"$f":"MIN(AF504,AF84)","v":0},0,0,0,0,0,0,0,0,0,0,0,0]
[22,{"$f":"MIN(B505,B85)","v":0},0,0,0,0,0,0,0,0,0,0,0,0,null,22,{"$f":"MIN(Q505,Q85)","v":0},0,0,0,0,0,0,0,0,0,0,0,0,null,22,{"$f":"MIN(AF505,AF85)","v":0},0,0,0,0,0,0,0,0,0,0,0,0]
[23,{"$f":"MIN(B506,B86)","v":0},0,0,0,0,0,0,0,0,0,0,0,0,null,23,{"$f":"MIN(Q506,Q86)","v":0},0,0,0,0,0,0,0,0,0,0,0,0,null,23,{"$f":"MIN(AF506,AF86)","v":0},0,0,0,0,0,0,0,0,0,0,0,0]
["kWh/日",{"$f":"SUM(B513:B536)","v":0},{"$f":"SUM(C513:C536)","v":0},0,0,0,0,0,0,0,0,0,0,{"$f":"SUM(B537:M537)","v":0},null,"kWh/日",{"$f":"SUM(Q513:Q536)","v":0},{"$f":"SUM(R513:R536)","v":0},0,0,0,0,0,0,0,0,0,0,{"$f":"SUM(Q537:AB537)","v":0},null,"kWh/日",{"$f":"SUM(AF513:AF536)","v":0},{"$f":"SUM(AG513:AG536)","v":0},0,0,0,0,0,0,0,0,0,0,{"$f":"SUM(AF537:AQ537)","v":0}]
["日",{"$f":"B$28","v":20},{"$f":"C$28","v":20},22,20,20,22,20,23,20,21,20,21,{"$f":"SUM(B538:M538)","v":249},null,"日",{"$f":"Q$28","v":4},{"$f":"R$28","v":3},4,4,4,4,5,4,4,4,4,4,{"$f":"SUM(Q538:AB538)","v":48},null,"日",{"$f":"AF$28","v":7},{"$f":"AG$28","v":5},5,6,7,4,6,4,6,6,6,6,{"$f":"SUM(AF538:AQ538)","v":68}]
["MWh/月",{"$f":"B537*B538/1000","v":0},{"$f":"C537*C538/1000","v":0},0,0,0,0,0,0,0,0,0,0,{"$f":"SUM(B539:M539)","v":0},null,"MWh/月",{"$f":"Q537*Q538/1000","v":0},{"$f":"R537*R538/1000","v":0},0,0,0,0,0,0,0,0,0,0,{"$f":"SUM(Q539:AB539)","v":0},null,"MWh/月",{"$f":"AF537*AF538/1000","v":0},{"$f":"AG537*AG538/1000","v":0},0,0,0,0,0,0,0,0,0,0,{"$f":"SUM(AF539:AQ539)","v":0}]
[]
["CGS排熱残り②",null,null,null,null,null,null,null,null,null,null,null,null,"（新設建物・平日）",null,"CGS排熱残り②",null,null,null,null,null,null,null,null,null,null,null,null,"（新設建物・土曜）",null,"CGS排熱残り②",null,null,null,null,null,null,null,null,null,null,null,null,"（新設建物・休日）"]
["kW","1月","2月","3月","4月","5月","6月","7月","8月","9月","10月","11月","12月","計",null,"kW","1月","2月","3月","4月","5月","6月","7月","8月","9月","10月","11月","12月","計",null,"kW","1月","2月","3月","4月","5月","6月","7月","8月","9月","10月","11月","12月","計"]
[0,{"$f":"B483-B513","v":0},0,0,0,0,0,0,0,0,0,0,0,{"$f":"SUM(B543:M543)","v":0},null,0,{"$f":"Q483-Q513","v":0},0,0,0,0,0,0,0,0,0,0,0,{"$f":"SUM(Q543:AB543)","v":0},null,0,{"$f":"AF483-AF513","v":0},0,0,0,0,0,0,0,0,0,0,0,{"$f":"SUM(AF543:AQ543)","v":0}]
[1,{"$f":"B484-B514","v":0},0,0,0,0,0,0,0,0,0,0,0,{"$f":"SUM(B544:M544)","v":0},null,1,{"$f":"Q484-Q514","v":0},0,0,0,0,0,0,0,0,0,0,0,{"$f":"SUM(Q544:AB544)","v":0},null,1,{"$f":"AF484-AF514","v":0},0,0,0,0,0,0,0,0,0,0,0,{"$f":"SUM(AF544:AQ544)","v":0}]
[2,{"$f":"B485-B515","v":0},0,0,0,0,0,0,0,0,0,0,0,0,null,2,{"$f":"Q485-Q515","v":0},0,0,0,0,0,0,0,0,0,0,0,0,null,2,{"$f":"AF485-AF515","v":0},0,0,0,0,0,0,0,0,0,0,0,0]
[3,{"$f":"B486-B516","v":0},0,0,0,0,0,0,0,0,0,0,0,0,null,3,{"$f":"Q486-Q516","v":0},0,0,0,0,0,0,0,0,0,0,0,0,null,3,{"$f":"AF486-AF516","v":0},0,0,0,0,0,0,0,0,0,0,0,0]
[4,{"$f":"B487-B517","v":0},0,0,0,0,0,0,0,0,0,0,0,0,null,4,{"$f":"Q487-Q517","v":0},0,0,0,0,0,0,0,0,0,0,0,0,null,4,{"$f":"AF487-AF517","v":0},0,0,0,0,0,0,0,0,0,0,0,0]
[5,{"$f":"B488-B518","v":0},0,0,0,0,0,0,0,0,0,0,0,0,null,5,{"$f":"Q488-Q518","v":0},0,0,0,0,0,0,0,0,0,0,0,0,null,5,{"$f":"AF488-AF518","v":0},0,0,0,0,0,0,0,0,0,0,0,0]
[6,{"$f":"B489-B519","v":0},0,0,0,0,0,0,0,0,0,0,0,0,null,6,{"$f":"Q489-Q519","v":0},0,0,0,0,0,0,0,0,0,0,0,0,null,6,{"$f":"AF489-AF519","v":0},0,0,0,0,0,0,0,0,0,0,0,0]
[7,{"$f":"B490-B520","v":0},0,0,0,0,0,0,0,0,0,0,0,0,null,7,{"$f":"Q490-Q520","v":0},0,0,0,0,0,0,0,0,0,0,0,0,null,7,{"$f":"AF490-AF520","v":0},0,0,0,0,0,0,0,0,0,0,0,0]
[8,{"$f":"B491-B521","v":0},0,0,0,0,0,0,0,0,0,0,0,0,null,8,{"$f":"Q491-Q521","v":0},0,0,0,0,0,0,0,0,0,0,0,0,null,8,{"$f":"AF491-AF521","v":0},0,0,0,0,0,0,0,0,0,0,0,0]
[9,{"$f":"B492-B522","v":0},0,0,0,0,0,0,0,0,0,0,0,0,null,9,{"$f":"Q492-Q522","v":0},0,0,0,0,0,0,0,0,0,0,0,0,null,9,{"$f":"AF492-AF522","v":0},0,0,0,0,0,0,0,0,0,0,0,0]
[10,{"$f":"B493-B523","v":0},0,0,0,0,0,0,0,0,0,0,0,0,null,10,{"$f":"Q493-Q523","v":0},0,0,0,0,0,0,0,0,0,0,0,0,null,10,{"$f":"AF493-AF523","v":0},0,0,0,0,0,0,0,0,0,0,0,0]
[11,{"$f":"B494-B524","v":0},0,0,0,0,0,0,0,0,0,0,0,0,null,11,{"$f":"Q494-Q524","v":0},0,0,0,0,0,0,0,0,0,0,0,0,null,11,{"$f":"AF494-AF524","v":0},0,0,0,0,0,0,0,0,0,0,0,0]
[12,{"$f":"B495-B525","v":0},0,0,0,0,0,0,0,0,0,0,0,0,null,12,{"$f":"Q495-Q525","v":0},0,0,0,0,0,0,0,0,0,0,0,0,null,12,{"$f":"AF495-AF525","v":0},0,0,0,0,0,0,0,0,0,0,0,0]
[13,{"$f":"B496-B526","v":0},0,0,0,0,0,0,0,0,0,0,0,0,null,13,{"$f":"Q496-Q526","v":0},0,0,0,0,0,0,0,0,0,0,0,0,null,13,{"$f":"AF496-AF526","v":0},0,0,0,0,0,0,0,0,0,0,0,0]
[14,{"$f":"B497-B527","v":0},0,0,0,0,0,0,0,0,0,0,0,0,null,14,{"$f":"Q497-Q527","v":0},0,0,0,0,0,0,0,0,0,0,0,0,null,14,{"$f":"AF497-AF527","v":0},0,0,0,0,0,0,0,0,0,0,0,0]
[15,{"$f":"B498-B528","v":0},0,0,0,0,0,0,0,0,0,0,0,0,null,15,{"$f":"Q498-Q528","v":0},0,0,0,0,0,0,0,0,0,0,0,0,null,15,{"$f":"AF498-AF528","v":0},0,0,0,0,0,0,0,0,0,0,0,0]
[16,{"$f":"B499-B529","v":0},0,0,0,0,0,0,0,0,0,0,0,0,null,16,{"$f":"Q499-Q529","v":0},0,0,0,0,0,0,0,0,0,0,0,0,null,16,{"$f":"AF499-AF529","v":0},0,0,0,0,0,0,0,0,0,0,0,0]
[17,{"$f":"B500-B530","v":0},0,0,0,0,0,0,0,0,0,0,0,0,null,17,{"$f":"Q500-Q530","v":0},0,0,0,0,0,0,0,0,0,0,0,0,null,17,{"$f":"AF500-AF530","v":0},0,0,0,0,0,0,0,0,0,0,0,0]
[18,{"$f":"B501-B531","v":0},0,0,0,0,0,0,0,0,0,0,0,0,null,18,{"$f":"Q501-Q531","v":0},0,0,0,0,0,0,0,0,0,0,0,0,null,18,{"$f":"AF501-AF531","v":0},0,0,0,0,0,0,0,0,0,0,0,0]
[19,{"$f":"B502-B532","v":0},0,0,0,0,0,0,0,0,0,0,0,0,null,19,{"$f":"Q502-Q532","v":0},0,0,0,0,0,0,0,0,0,0,0,0,null,19,{"$f":"AF502-AF532","v":0},0,0,0,0,0,0,0,0,0,0,0,0]
[20,{"$f":"B503-B533","v":0},0,0,0,0,0,0,0,0,0,0,0,0,null,20,{"$f":"Q503-Q533","v":0},0,0,0,0,0,0,0,0,0,0,0,0,null,20,{"$f":"AF503-AF533","v":0},0,0,0,0,0,0,0,0,0,0,0,0]
[21,{"$f":"B504-B534","v":0},0,0,0,0,0,0,0,0,0,0,0,0,null,21,{"$f":"Q504-Q534","v":0},0,0,0,0,0,0,0,0,0,0,0,0,null,21,{"$f":"AF504-AF534","v":0},0,0,0,0,0,0,0,0,0,0,0,0]
[22,{"$f":"B505-B535","v":0},0,0,0,0,0,0,0,0,0,0,0,0,null,22,{"$f":"Q505-Q535","v":0},0,0,0,0,0,0,0,0,0,0,0,0,null,22,{"$f":"AF505-AF535","v":0},0,0,0,0,0,0,0,0,0,0,0,0]
[23,{"$f":"B506-B536","v":0},0,0,0,0,0,0,0,0,0,0,0,0,null,23,{"$f":"Q506-Q536","v":0},0,0,0,0,0,0,0,0,0,0,0,0,null,23,{"$f":"AF506-AF536","v":0},0,0,0,0,0,0,0,0,0,0,0,0]
["kWh/日",{"$f":"SUM(B543:B566)","v":0},{"$f":"SUM(C543:C566)","v":0},0,0,0,0,0,0,0,0,0,0,{"$f":"SUM(B567:M567)","v":0},null,"kWh/日",{"$f":"SUM(Q543:Q566)","v":0},{"$f":"SUM(R543:R566)","v":0},0,0,0,0,0,0,0,0,0,0,{"$f":"SUM(Q567:AB567)","v":0},null,"kWh/日",{"$f":"SUM(AF543:AF566)","v":0},{"$f":"SUM(AG543:AG566)","v":0},0,0,0,0,0,0,0,0,0,0,{"$f":"SUM(AF567:AQ567)","v":0}]
["日",{"$f":"B$28","v":20},{"$f":"C$28","v":20},22,20,20,22,20,23,20,21,20,21,{"$f":"SUM(B568:M568)","v":249},null,"日",{"$f":"Q$28","v":4},{"$f":"R$28","v":3},4,4,4,4,5,4,4,4,4,4,{"$f":"SUM(Q568:AB568)","v":48},null,"日",{"$f":"AF$28","v":7},{"$f":"AG$28","v":5},5,6,7,4,6,4,6,6,6,6,{"$f":"SUM(AF568:AQ568)","v":68}]
["MWh/月",{"$f":"B567*B568/1000","v":0},{"$f":"C567*C568/1000","v":0},0,0,0,0,0,0,0,0,0,0,{"$f":"SUM(B569:M569)","v":0},null,"MWh/月",{"$f":"Q567*Q568/1000","v":0},{"$f":"R567*R568/1000","v":0},0,0,0,0,0,0,0,0,0,0,{"$f":"SUM(Q569:AB569)","v":0},null,"MWh/月",{"$f":"AF567*AF568/1000","v":0},{"$f":"AG567*AG568/1000","v":0},0,0,0,0,0,0,0,0,0,0,{"$f":"SUM(AF569:AQ569)","v":0}]
[]
["CGS排熱冷房利用量（排熱ベース）",null,null,null,null,"ジェネリンク冷房効率",0.8,null,null,null,null,null,null,"（新設建物・平日）",null,"CGS排熱冷房利用量（排熱ベース）",null,null,null,null,"ジェネリンク冷房効率",0.8,null,null,null,null,null,null,"（新設建物・土曜）",null,"CGS排熱冷房利用量（排熱ベース）",null,null,null,null,"ジェネリンク冷房効率",0.8,null,null,null,null,null,null,"（新設建物・休日）"]
["kW","1月","2月","3月","4月","5月","6月","7月","8月","9月","10月","11月","12月","計",null,"kW","1月","2月","3月","4月","5月","6月","7月","8月","9月","10月","11月","12月","計",null,"kW","1月","2月","3月","4月","5月","6月","7月","8月","9月","10月","11月","12月","計"]
[0,{"$f":"MIN(B33/$G$571,B543)","v":0},{"$f":"MIN(C33/$G$571,C543)","v":0},0,0,0,0,0,0,0,0,0,0,{"$f":"SUM(B573:M573)","v":0},null,0,{"$f":"MIN(Q33/$G$571,Q543)","v":0},0,0,0,0,0,0,0,0,0,0,0,{"$f":"SUM(Q573:AB573)","v":0},null,0,{"$f":"MIN(AF33/$G$571,AF543)","v":0},0,0,0,0,0,0,0,0,0,0,0,{"$f":"SUM(AF573:AQ573)","v":0}]
[1,{"$f":"MIN(B34/$G$571,B544)","v":0},0,0,0,0,0,0,0,0,0,0,0,{"$f":"SUM(B574:M574)","v":0},null,1,{"$f":"MIN(Q34/$G$571,Q544)","v":0},0,0,0,0,0,0,0,0,0,0,0,{"$f":"SUM(Q574:AB574)","v":0},null,1,{"$f":"MIN(AF34/$G$571,AF544)","v":0},0,0,0,0,0,0,0,0,0,0,0,{"$f":"SUM(AF574:AQ574)","v":0}]
[2,{"$f":"MIN(B35/$G$571,B545)","v":0},0,0,0,0,0,0,0,0,0,0,0,0,null,2,{"$f":"MIN(Q35/$G$571,Q545)","v":0},0,0,0,0,0,0,0,0,0,0,0,0,null,2,{"$f":"MIN(AF35/$G$571,AF545)","v":0},0,0,0,0,0,0,0,0,0,0,0,0]
[3,{"$f":"MIN(B36/$G$571,B546)","v":0},0,0,0,0,0,0,0,0,0,0,0,0,null,3,{"$f":"MIN(Q36/$G$571,Q546)","v":0},0,0,0,0,0,0,0,0,0,0,0,0,null,3,{"$f":"MIN(AF36/$G$571,AF546)","v":0},0,0,0,0,0,0,0,0,0,0,0,0]
[4,{"$f":"MIN(B37/$G$571,B547)","v":0},0,0,0,0,0,0,0,0,0,0,0,0,null,4,{"$f":"MIN(Q37/$G$571,Q547)","v":0},0,0,0,0,0,0,0,0,0,0,0,0,null,4,{"$f":"MIN(AF37/$G$571,AF547)","v":0},0,0,0,0,0,0,0,0,0,0,0,0]
[5,{"$f":"MIN(B38/$G$571,B548)","v":0},0,0,0,0,0,0,0,0,0,0,0,0,null,5,{"$f":"MIN(Q38/$G$571,Q548)","v":0},0,0,0,0,0,0,0,0,0,0,0,0,null,5,{"$f":"MIN(AF38/$G$571,AF548)","v":0},0,0,0,0,0,0,0,0,0,0,0,0]
[6,{"$f":"MIN(B39/$G$571,B549)","v":0},0,0,0,0,0,0,0,0,0,0,0,0,null,6,{"$f":"MIN(Q39/$G$571,Q549)","v":0},0,0,0,0,0,0,0,0,0,0,0,0,null,6,{"$f":"MIN(AF39/$G$571,AF549)","v":0},0,0,0,0,0,0,0,0,0,0,0,0]
[7,{"$f":"MIN(B40/$G$571,B550)","v":0},0,0,0,0,0,0,0,0,0,0,0,0,null,7,{"$f":"MIN(Q40/$G$571,Q550)","v":0},0,0,0,0,0,0,0,0,0,0,0,0,null,7,{"$f":"MIN(AF40/$G$571,AF550)","v":0},0,0,0,0,0,0,0,0,0,0,0,0]
[8,{"$f":"MIN(B41/$G$571,B551)","v":0},0,0,0,0,0,0,0,0,0,0,0,0,null,8,{"$f":"MIN(Q41/$G$571,Q551)","v":0},0,0,0,0,0,0,0,0,0,0,0,0,null,8,{"$f":"MIN(AF41/$G$571,AF551)","v":0},0,0,0,0,0,0,0,0,0,0,0,0]
[9,{"$f":"MIN(B42/$G$571,B552)","v":0},0,0,0,0,0,0,0,0,0,0,0,0,null,9,{"$f":"MIN(Q42/$G$571,Q552)","v":0},0,0,0,0,0,0,0,0,0,0,0,0,null,9,{"$f":"MIN(AF42/$G$571,AF552)","v":0},0,0,0,0,0,0,0,0,0,0,0,0]
[10,{"$f":"MIN(B43/$G$571,B553)","v":0},0,0,0,0,0,0,0,0,0,0,0,0,null,10,{"$f":"MIN(Q43/$G$571,Q553)","v":0},0,0,0,0,0,0,0,0,0,0,0,0,null,10,{"$f":"MIN(AF43/$G$571,AF553)","v":0},0,0,0,0,0,0,0,0,0,0,0,0]
[11,{"$f":"MIN(B44/$G$571,B554)","v":0},0,0,0,0,0,0,0,0,0,0,0,0,null,11,{"$f":"MIN(Q44/$G$571,Q554)","v":0},0,0,0,0,0,0,0,0,0,0,0,0,null,11,{"$f":"MIN(AF44/$G$571,AF554)","v":0},0,0,0,0,0,0,0,0,0,0,0,0]
[12,{"$f":"MIN(B45/$G$571,B555)","v":0},0,0,0,0,0,0,0,0,0,0,0,0,null,12,{"$f":"MIN(Q45/$G$571,Q555)","v":0},0,0,0,0,0,0,0,0,0,0,0,0,null,12,{"$f":"MIN(AF45/$G$571,AF555)","v":0},0,0,0,0,0,0,0,0,0,0,0,0]
[13,{"$f":"MIN(B46/$G$571,B556)","v":0},0,0,0,0,0,0,0,0,0,0,0,0,null,13,{"$f":"MIN(Q46/$G$571,Q556)","v":0},0,0,0,0,0,0,0,0,0,0,0,0,null,13,{"$f":"MIN(AF46/$G$571,AF556)","v":0},0,0,0,0,0,0,0,0,0,0,0,0]
[14,{"$f":"MIN(B47/$G$571,B557)","v":0},0,0,0,0,0,0,0,0,0,0,0,0,null,14,{"$f":"MIN(Q47/$G$571,Q557)","v":0},0,0,0,0,0,0,0,0,0,0,0,0,null,14,{"$f":"MIN(AF47/$G$571,AF557)","v":0},0,0,0,0,0,0,0,0,0,0,0,0]
[15,{"$f":"MIN(B48/$G$571,B558)","v":0},0,0,0,0,0,0,0,0,0,0,0,0,null,15,{"$f":"MIN(Q48/$G$571,Q558)","v":0},0,0,0,0,0,0,0,0,0,0,0,0,null,15,{"$f":"MIN(AF48/$G$571,AF558)","v":0},0,0,0,0,0,0,0,0,0,0,0,0]
[16,{"$f":"MIN(B49/$G$571,B559)","v":0},0,0,0,0,0,0,0,0,0,0,0,0,null,16,{"$f":"MIN(Q49/$G$571,Q559)","v":0},0,0,0,0,0,0,0,0,0,0,0,0,null,16,{"$f":"MIN(AF49/$G$571,AF559)","v":0},0,0,0,0,0,0,0,0,0,0,0,0]
[17,{"$f":"MIN(B50/$G$571,B560)","v":0},0,0,0,0,0,0,0,0,0,0,0,0,null,17,{"$f":"MIN(Q50/$G$571,Q560)","v":0},0,0,0,0,0,0,0,0,0,0,0,0,null,17,{"$f":"MIN(AF50/$G$571,AF560)","v":0},0,0,0,0,0,0,0,0,0,0,0,0]
[18,{"$f":"MIN(B51/$G$571,B561)","v":0},0,0,0,0,0,0,0,0,0,0,0,0,null,18,{"$f":"MIN(Q51/$G$571,Q561)","v":0},0,0,0,0,0,0,0,0,0,0,0,0,null,18,{"$f":"MIN(AF51/$G$571,AF561)","v":0},0,0,0,0,0,0,0,0,0,0,0,0]
[19,{"$f":"MIN(B52/$G$571,B562)","v":0},0,0,0,0,0,0,0,0,0,0,0,0,null,19,{"$f":"MIN(Q52/$G$571,Q562)","v":0},0,0,0,0,0,0,0,0,0,0,0,0,null,19,{"$f":"MIN(AF52/$G$571,AF562)","v":0},0,0,0,0,0,0,0,0,0,0,0,0]
[20,{"$f":"MIN(B53/$G$571,B563)","v":0},0,0,0,0,0,0,0,0,0,0,0,0,null,20,{"$f":"MIN(Q53/$G$571,Q563)","v":0},0,0,0,0,0,0,0,0,0,0,0,0,null,20,{"$f":"MIN(AF53/$G$571,AF563)","v":0},0,0,0,0,0,0,0,0,0,0,0,0]
[21,{"$f":"MIN(B54/$G$571,B564)","v":0},0,0,0,0,0,0,0,0,0,0,0,0,null,21,{"$f":"MIN(Q54/$G$571,Q564)","v":0},0,0,0,0,0,0,0,0,0,0,0,0,null,21,{"$f":"MIN(AF54/$G$571,AF564)","v":0},0,0,0,0,0,0,0,0,0,0,0,0]
[22,{"$f":"MIN(B55/$G$571,B565)","v":0},0,0,0,0,0,0,0,0,0,0,0,0,null,22,{"$f":"MIN(Q55/$G$571,Q565)","v":0},0,0,0,0,0,0,0,0,0,0,0,0,null,22,{"$f":"MIN(AF55/$G$571,AF565)","v":0},0,0,0,0,0,0,0,0,0,0,0,0]
[23,{"$f":"MIN(B56/$G$571,B566)","v":0},0,0,0,0,0,0,0,0,0,0,0,0,null,23,{"$f":"MIN(Q56/$G$571,Q566)","v":0},0,0,0,0,0,0,0,0,0,0,0,0,null,23,{"$f":"MIN(AF56/$G$571,AF566)","v":0},0,0,0,0,0,0,0,0,0,0,0,0]
["kWh/日",{"$f":"SUM(B573:B596)","v":0},{"$f":"SUM(C573:C596)","v":0},0,0,0,0,0,0,0,0,0,0,{"$f":"SUM(B597:M597)","v":0},null,"kWh/日",{"$f":"SUM(Q573:Q596)","v":0},{"$f":"SUM(R573:R596)","v":0},0,0,0,0,0,0,0,0,0,0,{"$f":"SUM(Q597:AB597)","v":0},null,"kWh/日",{"$f":"SUM(AF573:AF596)","v":0},{"$f":"SUM(AG573:AG596)","v":0},0,0,0,0,0,0,0,0,0,0,{"$f":"SUM(AF597:AQ597)","v":0}]
["日",{"$f":"B$28","v":20},{"$f":"C$28","v":20},22,20,20,22,20,23,20,21,20,21,{"$f":"SUM(B598:M598)","v":249},null,"日",{"$f":"Q$28","v":4},{"$f":"R$28","v":3},4,4,4,4,5,4,4,4,4,4,{"$f":"SUM(Q598:AB598)","v":48},null,"日",{"$f":"AF$28","v":7},{"$f":"AG$28","v":5},5,6,7,4,6,4,6,6,6,6,{"$f":"SUM(AF598:AQ598)","v":68}]
["MWh/月",{"$f":"B597*B598/1000","v":0},{"$f":"C597*C598/1000","v":0},0,0,0,0,0,0,0,0,0,0,{"$f":"SUM(B599:M599)","v":0},null,"MWh/月",{"$f":"Q597*Q598/1000","v":0},{"$f":"R597*R598/1000","v":0},0,0,0,0,0,0,0,0,0,0,{"$f":"SUM(Q599:AB599)","v":0},null,"MWh/月",{"$f":"AF597*AF598/1000","v":0},{"$f":"AG597*AG598/1000","v":0},0,0,0,0,0,0,0,0,0,0,{"$f":"SUM(AF599:AQ599)","v":0}]
[]
["CGS排熱冷房利用量（需要ベース）",null,null,null,null,null,null,null,null,null,null,null,null,"（新設建物・平日）",null,"CGS排熱冷房利用量（需要ベース）",null,null,null,null,null,null,null,null,null,null,null,null,"（新設建物・土曜）",null,"CGS排熱冷房利用量（需要ベース）",null,null,null,null,null,null,null,null,null,null,null,null,"（新設建物・休日）"]
["kW","1月","2月","3月","4月","5月","6月","7月","8月","9月","10月","11月","12月","計",null,"kW","1月","2月","3月","4月","5月","6月","7月","8月","9月","10月","11月","12月","計",null,"kW","1月","2月","3月","4月","5月","6月","7月","8月","9月","10月","11月","12月","計"]
[0,{"$f":"B573*$G$571","v":0},{"$f":"C573*$G$571","v":0},0,0,0,0,0,0,0,0,0,0,{"$f":"SUM(B603:M603)","v":0},null,0,{"$f":"Q573*$G$571","v":0},{"$f":"R573*$G$571","v":0},0,0,0,0,0,0,0,0,0,0,{"$f":"SUM(Q603:AB603)","v":0},null,0,{"$f":"AF573*$G$571","v":0},{"$f":"AG573*$G$571","v":0},0,0,0,0,0,0,0,0,0,0,{"$f":"SUM(AF603:AQ603)","v":0}]
[1,{"$f":"B574*$G$571","v":0},0,0,0,0,0,0,0,0,0,0,0,{"$f":"SUM(B604:M604)","v":0},null,1,{"$f":"Q574*$G$571","v":0},0,0,0,0,0,0,0,0,0,0,0,{"$f":"SUM(Q604:AB604)","v":0},null,1,{"$f":"AF574*$G$571","v":0},0,0,0,0,0,0,0,0,0,0,0,{"$f":"SUM(AF604:AQ604)","v":0}]
[2,{"$f":"B575*$G$571","v":0},0,0,0,0,0,0,0,0,0,0,0,0,null,2,{"$f":"Q575*$G$571","v":0},0,0,0,0,0,0,0,0,0,0,0,0,null,2,{"$f":"AF575*$G$571","v":0},0,0,0,0,0,0,0,0,0,0,0,0]
[3,{"$f":"B576*$G$571","v":0},0,0,0,0,0,0,0,0,0,0,0,0,null,3,{"$f":"Q576*$G$571","v":0},0,0,0,0,0,0,0,0,0,0,0,0,null,3,{"$f":"AF576*$G$571","v":0},0,0,0,0,0,0,0,0,0,0,0,0]
[4,{"$f":"B577*$G$571","v":0},0,0,0,0,0,0,0,0,0,0,0,0,null,4,{"$f":"Q577*$G$571","v":0},0,0,0,0,0,0,0,0,0,0,0,0,null,4,{"$f":"AF577*$G$571","v":0},0,0,0,0,0,0,0,0,0,0,0,0]
[5,{"$f":"B578*$G$571","v":0},0,0,0,0,0,0,0,0,0,0,0,0,null,5,{"$f":"Q578*$G$571","v":0},0,0,0,0,0,0,0,0,0,0,0,0,null,5,{"$f":"AF578*$G$571","v":0},0,0,0,0,0,0,0,0,0,0,0,0]
[6,{"$f":"B579*$G$571","v":0},0,0,0,0,0,0,0,0,0,0,0,0,null,6,{"$f":"Q579*$G$571","v":0},0,0,0,0,0,0,0,0,0,0,0,0,null,6,{"$f":"AF579*$G$571","v":0},0,0,0,0,0,0,0,0,0,0,0,0]
[7,{"$f":"B580*$G$571","v":0},0,0,0,0,0,0,0,0,0,0,0,0,null,7,{"$f":"Q580*$G$571","v":0},0,0,0,0,0,0,0,0,0,0,0,0,null,7,{"$f":"AF580*$G$571","v":0},0,0,0,0,0,0,0,0,0,0,0,0]
[8,{"$f":"B581*$G$571","v":0},0,0,0,0,0,0,0,0,0,0,0,0,null,8,{"$f":"Q581*$G$571","v":0},0,0,0,0,0,0,0,0,0,0,0,0,null,8,{"$f":"AF581*$G$571","v":0},0,0,0,0,0,0,0,0,0,0,0,0]
[9,{"$f":"B582*$G$571","v":0},0,0,0,0,0,0,0,0,0,0,0,0,null,9,{"$f":"Q582*$G$571","v":0},0,0,0,0,0,0,0,0,0,0,0,0,null,9,{"$f":"AF582*$G$571","v":0},0,0,0,0,0,0,0,0,0,0,0,0]
[10,{"$f":"B583*$G$571","v":0},0,0,0,0,0,0,0,0,0,0,0,0,null,10,{"$f":"Q583*$G$571","v":0},0,0,0,0,0,0,0,0,0,0,0,0,null,10,{"$f":"AF583*$G$571","v":0},0,0,0,0,0,0,0,0,0,0,0,0]
[11,{"$f":"B584*$G$571","v":0},0,0,0,0,0,0,0,0,0,0,0,0,null,11,{"$f":"Q584*$G$571","v":0},0,0,0,0,0,0,0,0,0,0,0,0,null,11,{"$f":"AF584*$G$571","v":0},0,0,0,0,0,0,0,0,0,0,0,0]
[12,{"$f":"B585*$G$571","v":0},0,0,0,0,0,0,0,0,0,0,0,0,null,12,{"$f":"Q585*$G$571","v":0},0,0,0,0,0,0,0,0,0,0,0,0,null,12,{"$f":"AF585*$G$571","v":0},0,0,0,0,0,0,0,0,0,0,0,0]
[13,{"$f":"B586*$G$571","v":0},0,0,0,0,0,0,0,0,0,0,0,0,null,13,{"$f":"Q586*$G$571","v":0},0,0,0,0,0,0,0,0,0,0,0,0,null,13,{"$f":"AF586*$G$571","v":0},0,0,0,0,0,0,0,0,0,0,0,0]
[14,{"$f":"B587*$G$571","v":0},0,0,0,0,0,0,0,0,0,0,0,0,null,14,{"$f":"Q587*$G$571","v":0},0,0,0,0,0,0,0,0,0,0,0,0,null,14,{"$f":"AF587*$G$571","v":0},0,0,0,0,0,0,0,0,0,0,0,0]
[15,{"$f":"B588*$G$571","v":0},0,0,0,0,0,0,0,0,0,0,0,0,null,15,{"$f":"Q588*$G$571","v":0},0,0,0,0,0,0,0,0,0,0,0,0,null,15,{"$f":"AF588*$G$571","v":0},0,0,0,0,0,0,0,0,0,0,0,0]
[16,{"$f":"B589*$G$571","v":0},0,0,0,0,0,0,0,0,0,0,0,0,null,16,{"$f":"Q589*$G$571","v":0},0,0,0,0,0,0,0,0,0,0,0,0,null,16,{"$f":"AF589*$G$571","v":0},0,0,0,0,0,0,0,0,0,0,0,0]
[17,{"$f":"B590*$G$571","v":0},0,0,0,0,0,0,0,0,0,0,0,0,null,17,{"$f":"Q590*$G$571","v":0},0,0,0,0,0,0,0,0,0,0,0,0,null,17,{"$f":"AF590*$G$571","v":0},0,0,0,0,0,0,0,0,0,0,0,0]
[18,{"$f":"B591*$G$571","v":0},0,0,0,0,0,0,0,0,0,0,0,0,null,18,{"$f":"Q591*$G$571","v":0},0,0,0,0,0,0,0,0,0,0,0,0,null,18,{"$f":"AF591*$G$571","v":0},0,0,0,0,0,0,0,0,0,0,0,0]
[19,{"$f":"B592*$G$571","v":0},0,0,0,0,0,0,0,0,0,0,0,0,null,19,{"$f":"Q592*$G$571","v":0},0,0,0,0,0,0,0,0,0,0,0,0,null,19,{"$f":"AF592*$G$571","v":0},0,0,0,0,0,0,0,0,0,0,0,0]
[20,{"$f":"B593*$G$571","v":0},0,0,0,0,0,0,0,0,0,0,0,0,null,20,{"$f":"Q593*$G$571","v":0},0,0,0,0,0,0,0,0,0,0,0,0,null,20,{"$f":"AF593*$G$571","v":0},0,0,0,0,0,0,0,0,0,0,0,0]
[21,{"$f":"B594*$G$571","v":0},0,0,0,0,0,0,0,0,0,0,0,0,null,21,{"$f":"Q594*$G$571","v":0},0,0,0,0,0,0,0,0,0,0,0,0,null,21,{"$f":"AF594*$G$571","v":0},0,0,0,0,0,0,0,0,0,0,0,0]
[22,{"$f":"B595*$G$571","v":0},0,0,0,0,0,0,0,0,0,0,0,0,null,22,{"$f":"Q595*$G$571","v":0},0,0,0,0,0,0,0,0,0,0,0,0,null,22,{"$f":"AF595*$G$571","v":0},0,0,0,0,0,0,0,0,0,0,0,0]
[23,{"$f":"B596*$G$571","v":0},0,0,0,0,0,0,0,0,0,0,0,0,null,23,{"$f":"Q596*$G$571","v":0},0,0,0,0,0,0,0,0,0,0,0,0,null,23,{"$f":"AF596*$G$571","v":0},0,0,0,0,0,0,0,0,0,0,0,0]
["kWh/日",{"$f":"SUM(B603:B626)","v":0},{"$f":"SUM(C603:C626)","v":0},0,0,0,0,0,0,0,0,0,0,{"$f":"SUM(B627:M627)","v":0},null,"kWh/日",{"$f":"SUM(Q603:Q626)","v":0},{"$f":"SUM(R603:R626)","v":0},0,0,0,0,0,0,0,0,0,0,{"$f":"SUM(Q627:AB627)","v":0},null,"kWh/日",{"$f":"SUM(AF603:AF626)","v":0},{"$f":"SUM(AG603:AG626)","v":0},0,0,0,0,0,0,0,0,0,0,{"$f":"SUM(AF627:AQ627)","v":0}]
["日",{"$f":"B$28","v":20},{"$f":"C$28","v":20},22,20,20,22,20,23,20,21,20,21,{"$f":"SUM(B628:M628)","v":249},null,"日",{"$f":"Q$28","v":4},{"$f":"R$28","v":3},4,4,4,4,5,4,4,4,4,4,{"$f":"SUM(Q628:AB628)","v":48},null,"日",{"$f":"AF$28","v":7},{"$f":"AG$28","v":5},5,6,7,4,6,4,6,6,6,6,{"$f":"SUM(AF628:AQ628)","v":68}]
["MWh/月",{"$f":"B627*B628/1000","v":0},{"$f":"C627*C628/1000","v":0},0,0,0,0,0,0,0,0,0,0,{"$f":"SUM(B629:M629)","v":0},null,"MWh/月",{"$f":"Q627*Q628/1000","v":0},{"$f":"R627*R628/1000","v":0},0,0,0,0,0,0,0,0,0,0,{"$f":"SUM(Q629:AB629)","v":0},null,"MWh/月",{"$f":"AF627*AF628/1000","v":0},{"$f":"AG627*AG628/1000","v":0},0,0,0,0,0,0,0,0,0,0,{"$f":"SUM(AF629:AQ629)","v":0}]
[]
["CGS排熱利用量合計（排熱ベース）",null,null,null,null,null,null,null,null,null,null,null,null,"（新設建物・平日）",null,"CGS排熱利用量合計（排熱ベース）",null,null,null,null,null,null,null,null,null,null,null,null,"（新設建物・土曜）",null,"CGS排熱利用量合計（排熱ベース）",null,null,null,null,null,null,null,null,null,null,null,null,"（新設建物・休日）"]
["kW","1月","2月","3月","4月","5月","6月","7月","8月","9月","10月","11月","12月","計",null,"kW","1月","2月","3月","4月","5月","6月","7月","8月","9月","10月","11月","12月","計",null,"kW","1月","2月","3月","4月","5月","6月","7月","8月","9月","10月","11月","12月","計"]
[0,{"$f":"SUM(B453,B513,B573)","v":0},{"$f":"SUM(C453,C513,C573)","v":0},0,0,0,0,0,0,0,0,0,0,{"$f":"SUM(B633:M633)","v":0},null,0,{"$f":"SUM(Q453,Q513,Q573)","v":0},0,0,0,0,0,0,0,0,0,0,0,{"$f":"SUM(Q633:AB633)","v":0},null,0,{"$f":"SUM(AF453,AF513,AF573)","v":0},0,0,0,0,0,0,0,0,0,0,0,{"$f":"SUM(AF633:AQ633)","v":0}]
[1,{"$f":"SUM(B454,B514,B574)","v":0},0,0,0,0,0,0,0,0,0,0,0,{"$f":"SUM(B634:M634)","v":0},null,1,{"$f":"SUM(Q454,Q514,Q574)","v":0},0,0,0,0,0,0,0,0,0,0,0,{"$f":"SUM(Q634:AB634)","v":0},null,1,{"$f":"SUM(AF454,AF514,AF574)","v":0},0,0,0,0,0,0,0,0,0,0,0,{"$f":"SUM(AF634:AQ634)","v":0}]
[2,{"$f":"SUM(B455,B515,B575)","v":0},0,0,0,0,0,0,0,0,0,0,0,0,null,2,{"$f":"SUM(Q455,Q515,Q575)","v":0},0,0,0,0,0,0,0,0,0,0,0,0,null,2,{"$f":"SUM(AF455,AF515,AF575)","v":0},0,0,0,0,0,0,0,0,0,0,0,0]
[3,{"$f":"SUM(B456,B516,B576)","v":0},0,0,0,0,0,0,0,0,0,0,0,0,null,3,{"$f":"SUM(Q456,Q516,Q576)","v":0},0,0,0,0,0,0,0,0,0,0,0,0,null,3,{"$f":"SUM(AF456,AF516,AF576)","v":0},0,0,0,0,0,0,0,0,0,0,0,0]
[4,{"$f":"SUM(B457,B517,B577)","v":0},0,0,0,0,0,0,0,0,0,0,0,0,null,4,{"$f":"SUM(Q457,Q517,Q577)","v":0},0,0,0,0,0,0,0,0,0,0,0,0,null,4,{"$f":"SUM(AF457,AF517,AF577)","v":0},0,0,0,0,0,0,0,0,0,0,0,0]
[5,{"$f":"SUM(B458,B518,B578)","v":0},0,0,0,0,0,0,0,0,0,0,0,0,null,5,{"$f":"SUM(Q458,Q518,Q578)","v":0},0,0,0,0,0,0,0,0,0,0,0,0,null,5,{"$f":"SUM(AF458,AF518,AF578)","v":0},0,0,0,0,0,0,0,0,0,0,0,0]
[6,{"$f":"SUM(B459,B519,B579)","v":0},0,0,0,0,0,0,0,0,0,0,0,0,null,6,{"$f":"SUM(Q459,Q519,Q579)","v":0},0,0,0,0,0,0,0,0,0,0,0,0,null,6,{"$f":"SUM(AF459,AF519,AF579)","v":0},0,0,0,0,0,0,0,0,0,0,0,0]
[7,{"$f":"SUM(B460,B520,B580)","v":0},0,0,0,0,0,0,0,0,0,0,0,0,null,7,{"$f":"SUM(Q460,Q520,Q580)","v":0},0,0,0,0,0,0,0,0,0,0,0,0,null,7,{"$f":"SUM(AF460,AF520,AF580)","v":0},0,0,0,0,0,0,0,0,0,0,0,0]
[8,{"$f":"SUM(B461,B521,B581)","v":0},0,0,0,0,0,0,0,0,0,0,0,0,null,8,{"$f":"SUM(Q461,Q521,Q581)","v":0},0,0,0,0,0,0,0,0,0,0,0,0,null,8,{"$f":"SUM(AF461,AF521,AF581)","v":0},0,0,0,0,0,0,0,0,0,0,0,0]
[9,{"$f":"SUM(B462,B522,B582)","v":0},0,0,0,0,0,0,0,0,0,0,0,0,null,9,{"$f":"SUM(Q462,Q522,Q582)","v":0},0,0,0,0,0,0,0,0,0,0,0,0,null,9,{"$f":"SUM(AF462,AF522,AF582)","v":0},0,0,0,0,0,0,0,0,0,0,0,0]
[10,{"$f":"SUM(B463,B523,B583)","v":0},0,0,0,0,0,0,0,0,0,0,0,0,null,10,{"$f":"SUM(Q463,Q523,Q583)","v":0},0,0,0,0,0,0,0,0,0,0,0,0,null,10,{"$f":"SUM(AF463,AF523,AF583)","v":0},0,0,0,0,0,0,0,0,0,0,0,0]
[11,{"$f":"SUM(B464,B524,B584)","v":0},0,0,0,0,0,0,0,0,0,0,0,0,null,11,{"$f":"SUM(Q464,Q524,Q584)","v":0},0,0,0,0,0,0,0,0,0,0,0,0,null,11,{"$f":"SUM(AF464,AF524,AF584)","v":0},0,0,0,0,0,0,0,0,0,0,0,0]
[12,{"$f":"SUM(B465,B525,B585)","v":0},0,0,0,0,0,0,0,0,0,0,0,0,null,12,{"$f":"SUM(Q465,Q525,Q585)","v":0},0,0,0,0,0,0,0,0,0,0,0,0,null,12,{"$f":"SUM(AF465,AF525,AF585)","v":0},0,0,0,0,0,0,0,0,0,0,0,0]
[13,{"$f":"SUM(B466,B526,B586)","v":0},0,0,0,0,0,0,0,0,0,0,0,0,null,13,{"$f":"SUM(Q466,Q526,Q586)","v":0},0,0,0,0,0,0,0,0,0,0,0,0,null,13,{"$f":"SUM(AF466,AF526,AF586)","v":0},0,0,0,0,0,0,0,0,0,0,0,0]
[14,{"$f":"SUM(B467,B527,B587)","v":0},0,0,0,0,0,0,0,0,0,0,0,0,null,14,{"$f":"SUM(Q467,Q527,Q587)","v":0},0,0,0,0,0,0,0,0,0,0,0,0,null,14,{"$f":"SUM(AF467,AF527,AF587)","v":0},0,0,0,0,0,0,0,0,0,0,0,0]
[15,{"$f":"SUM(B468,B528,B588)","v":0},0,0,0,0,0,0,0,0,0,0,0,0,null,15,{"$f":"SUM(Q468,Q528,Q588)","v":0},0,0,0,0,0,0,0,0,0,0,0,0,null,15,{"$f":"SUM(AF468,AF528,AF588)","v":0},0,0,0,0,0,0,0,0,0,0,0,0]
[16,{"$f":"SUM(B469,B529,B589)","v":0},0,0,0,0,0,0,0,0,0,0,0,0,null,16,{"$f":"SUM(Q469,Q529,Q589)","v":0},0,0,0,0,0,0,0,0,0,0,0,0,null,16,{"$f":"SUM(AF469,AF529,AF589)","v":0},0,0,0,0,0,0,0,0,0,0,0,0]
[17,{"$f":"SUM(B470,B530,B590)","v":0},0,0,0,0,0,0,0,0,0,0,0,0,null,17,{"$f":"SUM(Q470,Q530,Q590)","v":0},0,0,0,0,0,0,0,0,0,0,0,0,null,17,{"$f":"SUM(AF470,AF530,AF590)","v":0},0,0,0,0,0,0,0,0,0,0,0,0]
[18,{"$f":"SUM(B471,B531,B591)","v":0},0,0,0,0,0,0,0,0,0,0,0,0,null,18,{"$f":"SUM(Q471,Q531,Q591)","v":0},0,0,0,0,0,0,0,0,0,0,0,0,null,18,{"$f":"SUM(AF471,AF531,AF591)","v":0},0,0,0,0,0,0,0,0,0,0,0,0]
[19,{"$f":"SUM(B472,B532,B592)","v":0},0,0,0,0,0,0,0,0,0,0,0,0,null,19,{"$f":"SUM(Q472,Q532,Q592)","v":0},0,0,0,0,0,0,0,0,0,0,0,0,null,19,{"$f":"SUM(AF472,AF532,AF592)","v":0},0,0,0,0,0,0,0,0,0,0,0,0]
[20,{"$f":"SUM(B473,B533,B593)","v":0},0,0,0,0,0,0,0,0,0,0,0,0,null,20,{"$f":"SUM(Q473,Q533,Q593)","v":0},0,0,0,0,0,0,0,0,0,0,0,0,null,20,{"$f":"SUM(AF473,AF533,AF593)","v":0},0,0,0,0,0,0,0,0,0,0,0,0]
[21,{"$f":"SUM(B474,B534,B594)","v":0},0,0,0,0,0,0,0,0,0,0,0,0,null,21,{"$f":"SUM(Q474,Q534,Q594)","v":0},0,0,0,0,0,0,0,0,0,0,0,0,null,21,{"$f":"SUM(AF474,AF534,AF594)","v":0},0,0,0,0,0,0,0,0,0,0,0,0]
[22,{"$f":"SUM(B475,B535,B595)","v":0},0,0,0,0,0,0,0,0,0,0,0,0,null,22,{"$f":"SUM(Q475,Q535,Q595)","v":0},0,0,0,0,0,0,0,0,0,0,0,0,null,22,{"$f":"SUM(AF475,AF535,AF595)","v":0},0,0,0,0,0,0,0,0,0,0,0,0]
[23,{"$f":"SUM(B476,B536,B596)","v":0},0,0,0,0,0,0,0,0,0,0,0,0,null,23,{"$f":"SUM(Q476,Q536,Q596)","v":0},0,0,0,0,0,0,0,0,0,0,0,0,null,23,{"$f":"SUM(AF476,AF536,AF596)","v":0},0,0,0,0,0,0,0,0,0,0,0,0]
["kWh/日",{"$f":"SUM(B633:B656)","v":0},{"$f":"SUM(C633:C656)","v":0},0,0,0,0,0,0,0,0,0,0,{"$f":"SUM(B657:M657)","v":0},null,"kWh/日",{"$f":"SUM(Q633:Q656)","v":0},{"$f":"SUM(R633:R656)","v":0},0,0,0,0,0,0,0,0,0,0,{"$f":"SUM(Q657:AB657)","v":0},null,"kWh/日",{"$f":"SUM(AF633:AF656)","v":0},{"$f":"SUM(AG633:AG656)","v":0},0,0,0,0,0,0,0,0,0,0,{"$f":"SUM(AF657:AQ657)","v":0}]
["日",{"$f":"B$28","v":20},{"$f":"C$28","v":20},22,20,20,22,20,23,20,21,20,21,{"$f":"SUM(B658:M658)","v":249},null,"日",{"$f":"Q$28","v":4},{"$f":"R$28","v":3},4,4,4,4,5,4,4,4,4,4,{"$f":"SUM(Q658:AB658)","v":48},null,"日",{"$f":"AF$28","v":7},{"$f":"AG$28","v":5},5,6,7,4,6,4,6,6,6,6,{"$f":"SUM(AF658:AQ658)","v":68}]
["MWh/月",{"$f":"B657*B658/1000","v":0},{"$f":"C657*C658/1000","v":0},0,0,0,0,0,0,0,0,0,0,{"$f":"SUM(B659:M659)","v":0},null,"MWh/月",{"$f":"Q657*Q658/1000","v":0},{"$f":"R657*R658/1000","v":0},0,0,0,0,0,0,0,0,0,0,{"$f":"SUM(Q659:AB659)","v":0},null,"MWh/月",{"$f":"AF657*AF658/1000","v":0},{"$f":"AG657*AG658/1000","v":0},0,0,0,0,0,0,0,0,0,0,{"$f":"SUM(AF659:AQ659)","v":0}]
[]
["CGS排熱利用量合計（需要ベース）",null,null,null,null,null,null,null,null,null,null,null,null,"（新設建物・平日）",null,"CGS排熱利用量合計（需要ベース）",null,null,null,null,null,null,null,null,null,null,null,null,"（新設建物・土曜）",null,"CGS排熱利用量合計（需要ベース）",null,null,null,null,null,null,null,null,null,null,null,null,"（新設建物・休日）"]
["kW","1月","2月","3月","4月","5月","6月","7月","8月","9月","10月","11月","12月","計",null,"kW","1月","2月","3月","4月","5月","6月","7月","8月","9月","10月","11月","12月","計",null,"kW","1月","2月","3月","4月","5月","6月","7月","8月","9月","10月","11月","12月","計"]
[0,{"$f":"SUM(B453,B513,B603)","v":0},0,0,0,0,0,0,0,0,0,0,0,{"$f":"SUM(B663:M663)","v":0},null,0,{"$f":"SUM(Q453,Q513,Q603)","v":0},0,0,0,0,0,0,0,0,0,0,0,{"$f":"SUM(Q663:AB663)","v":0},null,0,{"$f":"SUM(AF453,AF513,AF603)","v":0},0,0,0,0,0,0,0,0,0,0,0,{"$f":"SUM(AF663:AQ663)","v":0}]
[1,{"$f":"SUM(B454,B514,B604)","v":0},0,0,0,0,0,0,0,0,0,0,0,{"$f":"SUM(B664:M664)","v":0},null,1,{"$f":"SUM(Q454,Q514,Q604)","v":0},0,0,0,0,0,0,0,0,0,0,0,{"$f":"SUM(Q664:AB664)","v":0},null,1,{"$f":"SUM(AF454,AF514,AF604)","v":0},0,0,0,0,0,0,0,0,0,0,0,{"$f":"SUM(AF664:AQ664)","v":0}]
[2,{"$f":"SUM(B455,B515,B605)","v":0},0,0,0,0,0,0,0,0,0,0,0,0,null,2,{"$f":"SUM(Q455,Q515,Q605)","v":0},0,0,0,0,0,0,0,0,0,0,0,0,null,2,{"$f":"SUM(AF455,AF515,AF605)","v":0},0,0,0,0,0,0,0,0,0,0,0,0]
[3,{"$f":"SUM(B456,B516,B606)","v":0},0,0,0,0,0,0,0,0,0,0,0,0,null,3,{"$f":"SUM(Q456,Q516,Q606)","v":0},0,0,0,0,0,0,0,0,0,0,0,0,null,3,{"$f":"SUM(AF456,AF516,AF606)","v":0},0,0,0,0,0,0,0,0,0,0,0,0]
[4,{"$f":"SUM(B457,B517,B607)","v":0},0,0,0,0,0,0,0,0,0,0,0,0,null,4,{"$f":"SUM(Q457,Q517,Q607)","v":0},0,0,0,0,0,0,0,0,0,0,0,0,null,4,{"$f":"SUM(AF457,AF517,AF607)","v":0},0,0,0,0,0,0,0,0,0,0,0,0]
[5,{"$f":"SUM(B458,B518,B608)","v":0},0,0,0,0,0,0,0,0,0,0,0,0,null,5,{"$f":"SUM(Q458,Q518,Q608)","v":0},0,0,0,0,0,0,0,0,0,0,0,0,null,5,{"$f":"SUM(AF458,AF518,AF608)","v":0},0,0,0,0,0,0,0,0,0,0,0,0]
[6,{"$f":"SUM(B459,B519,B609)","v":0},0,0,0,0,0,0,0,0,0,0,0,0,null,6,{"$f":"SUM(Q459,Q519,Q609)","v":0},0,0,0,0,0,0,0,0,0,0,0,0,null,6,{"$f":"SUM(AF459,AF519,AF609)","v":0},0,0,0,0,0,0,0,0,0,0,0,0]
[7,{"$f":"SUM(B460,B520,B610)","v":0},0,0,0,0,0,0,0,0,0,0,0,0,null,7,{"$f":"SUM(Q460,Q520,Q610)","v":0},0,0,0,0,0,0,0,0,0,0,0,0,null,7,{"$f":"SUM(AF460,AF520,AF610)","v":0},0,0,0,0,0,0,0,0,0,0,0,0]
[8,{"$f":"SUM(B461,B521,B611)","v":0},0,0,0,0,0,0,0,0,0,0,0,0,null,8,{"$f":"SUM(Q461,Q521,Q611)","v":0},0,0,0,0,0,0,0,0,0,0,0,0,null,8,{"$f":"SUM(AF461,AF521,AF611)","v":0},0,0,0,0,0,0,0,0,0,0,0,0]
[9,{"$f":"SUM(B462,B522,B612)","v":0},0,0,0,0,0,0,0,0,0,0,0,0,null,9,{"$f":"SUM(Q462,Q522,Q612)","v":0},0,0,0,0,0,0,0,0,0,0,0,0,null,9,{"$f":"SUM(AF462,AF522,AF612)","v":0},0,0,0,0,0,0,0,0,0,0,0,0]
[10,{"$f":"SUM(B463,B523,B613)","v":0},0,0,0,0,0,0,0,0,0,0,0,0,null,10,{"$f":"SUM(Q463,Q523,Q613)","v":0},0,0,0,0,0,0,0,0,0,0,0,0,null,10,{"$f":"SUM(AF463,AF523,AF613)","v":0},0,0,0,0,0,0,0,0,0,0,0,0]
[11,{"$f":"SUM(B464,B524,B614)","v":0},0,0,0,0,0,0,0,0,0,0,0,0,null,11,{"$f":"SUM(Q464,Q524,Q614)","v":0},0,0,0,0,0,0,0,0,0,0,0,0,null,11,{"$f":"SUM(AF464,AF524,AF614)","v":0},0,0,0,0,0,0,0,0,0,0,0,0]
[12,{"$f":"SUM(B465,B525,B615)","v":0},0,0,0,0,0,0,0,0,0,0,0,0,null,12,{"$f":"SUM(Q465,Q525,Q615)","v":0},0,0,0,0,0,0,0,0,0,0,0,0,null,12,{"$f":"SUM(AF465,AF525,AF615)","v":0},0,0,0,0,0,0,0,0,0,0,0,0]
[13,{"$f":"SUM(B466,B526,B616)","v":0},0,0,0,0,0,0,0,0,0,0,0,0,null,13,{"$f":"SUM(Q466,Q526,Q616)","v":0},0,0,0,0,0,0,0,0,0,0,0,0,null,13,{"$f":"SUM(AF466,AF526,AF616)","v":0},0,0,0,0,0,0,0,0,0,0,0,0]
[14,{"$f":"SUM(B467,B527,B617)","v":0},0,0,0,0,0,0,0,0,0,0,0,0,null,14,{"$f":"SUM(Q467,Q527,Q617)","v":0},0,0,0,0,0,0,0,0,0,0,0,0,null,14,{"$f":"SUM(AF467,AF527,AF617)","v":0},0,0,0,0,0,0,0,0,0,0,0,0]
[15,{"$f":"SUM(B468,B528,B618)","v":0},0,0,0,0,0,0,0,0,0,0,0,0,null,15,{"$f":"SUM(Q468,Q528,Q618)","v":0},0,0,0,0,0,0,0,0,0,0,0,0,null,15,{"$f":"SUM(AF468,AF528,AF618)","v":0},0,0,0,0,0,0,0,0,0,0,0,0]
[16,{"$f":"SUM(B469,B529,B619)","v":0},0,0,0,0,0,0,0,0,0,0,0,0,null,16,{"$f":"SUM(Q469,Q529,Q619)","v":0},0,0,0,0,0,0,0,0,0,0,0,0,null,16,{"$f":"SUM(AF469,AF529,AF619)","v":0},0,0,0,0,0,0,0,0,0,0,0,0]
[17,{"$f":"SUM(B470,B530,B620)","v":0},0,0,0,0,0,0,0,0,0,0,0,0,null,17,{"$f":"SUM(Q470,Q530,Q620)","v":0},0,0,0,0,0,0,0,0,0,0,0,0,null,17,{"$f":"SUM(AF470,AF530,AF620)","v":0},0,0,0,0,0,0,0,0,0,0,0,0]
[18,{"$f":"SUM(B471,B531,B621)","v":0},0,0,0,0,0,0,0,0,0,0,0,0,null,18,{"$f":"SUM(Q471,Q531,Q621)","v":0},0,0,0,0,0,0,0,0,0,0,0,0,null,18,{"$f":"SUM(AF471,AF531,AF621)","v":0},0,0,0,0,0,0,0,0,0,0,0,0]
[19,{"$f":"SUM(B472,B532,B622)","v":0},0,0,0,0,0,0,0,0,0,0,0,0,null,19,{"$f":"SUM(Q472,Q532,Q622)","v":0},0,0,0,0,0,0,0,0,0,0,0,0,null,19,{"$f":"SUM(AF472,AF532,AF622)","v":0},0,0,0,0,0,0,0,0,0,0,0,0]
[20,{"$f":"SUM(B473,B533,B623)","v":0},0,0,0,0,0,0,0,0,0,0,0,0,null,20,{"$f":"SUM(Q473,Q533,Q623)","v":0},0,0,0,0,0,0,0,0,0,0,0,0,null,20,{"$f":"SUM(AF473,AF533,AF623)","v":0},0,0,0,0,0,0,0,0,0,0,0,0]
[21,{"$f":"SUM(B474,B534,B624)","v":0},0,0,0,0,0,0,0,0,0,0,0,0,null,21,{"$f":"SUM(Q474,Q534,Q624)","v":0},0,0,0,0,0,0,0,0,0,0,0,0,null,21,{"$f":"SUM(AF474,AF534,AF624)","v":0},0,0,0,0,0,0,0,0,0,0,0,0]
[22,{"$f":"SUM(B475,B535,B625)","v":0},0,0,0,0,0,0,0,0,0,0,0,0,null,22,{"$f":"SUM(Q475,Q535,Q625)","v":0},0,0,0,0,0,0,0,0,0,0,0,0,null,22,{"$f":"SUM(AF475,AF535,AF625)","v":0},0,0,0,0,0,0,0,0,0,0,0,0]
[23,{"$f":"SUM(B476,B536,B626)","v":0},0,0,0,0,0,0,0,0,0,0,0,0,null,23,{"$f":"SUM(Q476,Q536,Q626)","v":0},0,0,0,0,0,0,0,0,0,0,0,0,null,23,{"$f":"SUM(AF476,AF536,AF626)","v":0},0,0,0,0,0,0,0,0,0,0,0,0]
["kWh/日",{"$f":"SUM(B663:B686)","v":0},{"$f":"SUM(C663:C686)","v":0},0,0,0,0,0,0,0,0,0,0,{"$f":"SUM(B687:M687)","v":0},null,"kWh/日",{"$f":"SUM(Q663:Q686)","v":0},{"$f":"SUM(R663:R686)","v":0},0,0,0,0,0,0,0,0,0,0,{"$f":"SUM(Q687:AB687)","v":0},null,"kWh/日",{"$f":"SUM(AF663:AF686)","v":0},{"$f":"SUM(AG663:AG686)","v":0},0,0,0,0,0,0,0,0,0,0,{"$f":"SUM(AF687:AQ687)","v":0}]
["日",{"$f":"B$28","v":20},{"$f":"C$28","v":20},22,20,20,22,20,23,20,21,20,21,{"$f":"SUM(B688:M688)","v":249},null,"日",{"$f":"Q$28","v":4},{"$f":"R$28","v":3},4,4,4,4,5,4,4,4,4,4,{"$f":"SUM(Q688:AB688)","v":48},null,"日",{"$f":"AF$28","v":7},{"$f":"AG$28","v":5},5,6,7,4,6,4,6,6,6,6,{"$f":"SUM(AF688:AQ688)","v":68}]
["MWh/月",{"$f":"B687*B688/1000","v":0},{"$f":"C687*C688/1000","v":0},0,0,0,0,0,0,0,0,0,0,{"$f":"SUM(B689:M689)","v":0},null,"MWh/月",{"$f":"Q687*Q688/1000","v":0},{"$f":"R687*R688/1000","v":0},0,0,0,0,0,0,0,0,0,0,{"$f":"SUM(Q689:AB689)","v":0},null,"MWh/月",{"$f":"AF687*AF688/1000","v":0},{"$f":"AG687*AG688/1000","v":0},0,0,0,0,0,0,0,0,0,0,{"$f":"SUM(AF689:AQ689)","v":0}]
[]
["冷房需要残り",null,null,null,null,null,null,null,null,null,null,null,null,"（新設建物・平日）",null,"冷房需要残り",null,null,null,null,null,null,null,null,null,null,null,null,"（新設建物・土曜）",null,"冷房需要残り",null,null,null,null,null,null,null,null,null,null,null,null,"（新設建物・休日）"]
["kW","1月","2月","3月","4月","5月","6月","7月","8月","9月","10月","11月","12月","計",null,"kW","1月","2月","3月","4月","5月","6月","7月","8月","9月","10月","11月","12月","計",null,"kW","1月","2月","3月","4月","5月","6月","7月","8月","9月","10月","11月","12月","計"]
[0,{"$f":"B33-B603","v":0},{"$f":"C33-C603","v":0},0,0,0,0,0,0,0,0,0,0,{"$f":"SUM(B693:M693)","v":0},null,0,{"$f":"Q33-Q603","v":0},{"$f":"R33-R603","v":0},0,0,0,0,0,0,0,0,0,0,{"$f":"SUM(Q693:AB693)","v":0},null,0,{"$f":"AF33-AF603","v":0},{"$f":"AG33-AG603","v":0},0,0,0,0,0,0,0,0,0,0,{"$f":"SUM(AF693:AQ693)","v":0}]
[1,{"$f":"B34-B604","v":0},0,0,0,0,0,0,0,0,0,0,0,{"$f":"SUM(B694:M694)","v":0},null,1,{"$f":"Q34-Q604","v":0},0,0,0,0,0,0,0,0,0,0,0,{"$f":"SUM(Q694:AB694)","v":0},null,1,{"$f":"AF34-AF604","v":0},0,0,0,0,0,0,0,0,0,0,0,{"$f":"SUM(AF694:AQ694)","v":0}]
[2,{"$f":"B35-B605","v":0},0,0,0,0,0,0,0,0,0,0,0,0,null,2,{"$f":"Q35-Q605","v":0},0,0,0,0,0,0,0,0,0,0,0,0,null,2,{"$f":"AF35-AF605","v":0},0,0,0,0,0,0,0,0,0,0,0,0]
[3,{"$f":"B36-B606","v":0},0,0,0,0,0,0,0,0,0,0,0,0,null,3,{"$f":"Q36-Q606","v":0},0,0,0,0,0,0,0,0,0,0,0,0,null,3,{"$f":"AF36-AF606","v":0},0,0,0,0,0,0,0,0,0,0,0,0]
[4,{"$f":"B37-B607","v":0},0,0,0,0,0,0,0,0,0,0,0,0,null,4,{"$f":"Q37-Q607","v":0},0,0,0,0,0,0,0,0,0,0,0,0,null,4,{"$f":"AF37-AF607","v":0},0,0,0,0,0,0,0,0,0,0,0,0]
[5,{"$f":"B38-B608","v":0},0,0,0,0,0,0,0,0,0,0,0,0,null,5,{"$f":"Q38-Q608","v":0},0,0,0,0,0,0,0,0,0,0,0,0,null,5,{"$f":"AF38-AF608","v":0},0,0,0,0,0,0,0,0,0,0,0,0]
[6,{"$f":"B39-B609","v":0},0,0,0,0,0,0,0,0,0,0,0,0,null,6,{"$f":"Q39-Q609","v":0},0,0,0,0,0,0,0,0,0,0,0,0,null,6,{"$f":"AF39-AF609","v":0},0,0,0,0,0,0,0,0,0,0,0,0]
[7,{"$f":"B40-B610","v":0},0,0,0,0,0,0,0,0,0,0,0,0,null,7,{"$f":"Q40-Q610","v":0},0,0,0,0,0,0,0,0,0,0,0,0,null,7,{"$f":"AF40-AF610","v":0},0,0,0,0,0,0,0,0,0,0,0,0]
[8,{"$f":"B41-B611","v":0},0,0,0,0,0,0,0,0,0,0,0,0,null,8,{"$f":"Q41-Q611","v":0},0,0,0,0,0,0,0,0,0,0,0,0,null,8,{"$f":"AF41-AF611","v":0},0,0,0,0,0,0,0,0,0,0,0,0]
[9,{"$f":"B42-B612","v":0},0,0,0,0,0,0,0,0,0,0,0,0,null,9,{"$f":"Q42-Q612","v":0},0,0,0,0,0,0,0,0,0,0,0,0,null,9,{"$f":"AF42-AF612","v":0},0,0,0,0,0,0,0,0,0,0,0,0]
[10,{"$f":"B43-B613","v":0},0,0,0,0,0,0,0,0,0,0,0,0,null,10,{"$f":"Q43-Q613","v":0},0,0,0,0,0,0,0,0,0,0,0,0,null,10,{"$f":"AF43-AF613","v":0},0,0,0,0,0,0,0,0,0,0,0,0]
[11,{"$f":"B44-B614","v":0},0,0,0,0,0,0,0,0,0,0,0,0,null,11,{"$f":"Q44-Q614","v":0},0,0,0,0,0,0,0,0,0,0,0,0,null,11,{"$f":"AF44-AF614","v":0},0,0,0,0,0,0,0,0,0,0,0,0]
[12,{"$f":"B45-B615","v":0},0,0,0,0,0,0,0,0,0,0,0,0,null,12,{"$f":"Q45-Q615","v":0},0,0,0,0,0,0,0,0,0,0,0,0,null,12,{"$f":"AF45-AF615","v":0},0,0,0,0,0,0,0,0,0,0,0,0]
[13,{"$f":"B46-B616","v":0},0,0,0,0,0,0,0,0,0,0,0,0,null,13,{"$f":"Q46-Q616","v":0},0,0,0,0,0,0,0,0,0,0,0,0,null,13,{"$f":"AF46-AF616","v":0},0,0,0,0,0,0,0,0,0,0,0,0]
[14,{"$f":"B47-B617","v":0},0,0,0,0,0,0,0,0,0,0,0,0,null,14,{"$f":"Q47-Q617","v":0},0,0,0,0,0,0,0,0,0,0,0,0,null,14,{"$f":"AF47-AF617","v":0},0,0,0,0,0,0,0,0,0,0,0,0]
[15,{"$f":"B48-B618","v":0},0,0,0,0,0,0,0,0,0,0,0,0,null,15,{"$f":"Q48-Q618","v":0},0,0,0,0,0,0,0,0,0,0,0,0,null,15,{"$f":"AF48-AF618","v":0},0,0,0,0,0,0,0,0,0,0,0,0]
[16,{"$f":"B49-B619","v":0},0,0,0,0,0,0,0,0,0,0,0,0,null,16,{"$f":"Q49-Q619","v":0},0,0,0,0,0,0,0,0,0,0,0,0,null,16,{"$f":"AF49-AF619","v":0},0,0,0,0,0,0,0,0,0,0,0,0]
[17,{"$f":"B50-B620","v":0},0,0,0,0,0,0,0,0,0,0,0,0,null,17,{"$f":"Q50-Q620","v":0},0,0,0,0,0,0,0,0,0,0,0,0,null,17,{"$f":"AF50-AF620","v":0},0,0,0,0,0,0,0,0,0,0,0,0]
[18,{"$f":"B51-B621","v":0},0,0,0,0,0,0,0,0,0,0,0,0,null,18,{"$f":"Q51-Q621","v":0},0,0,0,0,0,0,0,0,0,0,0,0,null,18,{"$f":"AF51-AF621","v":0},0,0,0,0,0,0,0,0,0,0,0,0]
[19,{"$f":"B52-B622","v":0},0,0,0,0,0,0,0,0,0,0,0,0,null,19,{"$f":"Q52-Q622","v":0},0,0,0,0,0,0,0,0,0,0,0,0,null,19,{"$f":"AF52-AF622","v":0},0,0,0,0,0,0,0,0,0,0,0,0]
[20,{"$f":"B53-B623","v":0},0,0,0,0,0,0,0,0,0,0,0,0,null,20,{"$f":"Q53-Q623","v":0},0,0,0,0,0,0,0,0,0,0,0,0,null,20,{"$f":"AF53-AF623","v":0},0,0,0,0,0,0,0,0,0,0,0,0]
[21,{"$f":"B54-B624","v":0},0,0,0,0,0,0,0,0,0,0,0,0,null,21,{"$f":"Q54-Q624","v":0},0,0,0,0,0,0,0,0,0,0,0,0,null,21,{"$f":"AF54-AF624","v":0},0,0,0,0,0,0,0,0,0,0,0,0]
[22,{"$f":"B55-B625","v":0},0,0,0,0,0,0,0,0,0,0,0,0,null,22,{"$f":"Q55-Q625","v":0},0,0,0,0,0,0,0,0,0,0,0,0,null,22,{"$f":"AF55-AF625","v":0},0,0,0,0,0,0,0,0,0,0,0,0]
[23,{"$f":"B56-B626","v":0},0,0,0,0,0,0,0,0,0,0,0,0,null,23,{"$f":"Q56-Q626","v":0},0,0,0,0,0,0,0,0,0,0,0,0,null,23,{"$f":"AF56-AF626","v":0},0,0,0,0,0,0,0,0,0,0,0,0]
["kWh/日",{"$f":"SUM(B693:B716)","v":0},{"$f":"SUM(C693:C716)","v":0},0,0,0,0,0,0,0,0,0,0,{"$f":"SUM(B717:M717)","v":0},null,"kWh/日",{"$f":"SUM(Q693:Q716)","v":0},{"$f":"SUM(R693:R716)","v":0},0,0,0,0,0,0,0,0,0,0,{"$f":"SUM(Q717:AB717)","v":0},null,"kWh/日",{"$f":"SUM(AF693:AF716)","v":0},{"$f":"SUM(AG693:AG716)","v":0},0,0,0,0,0,0,0,0,0,0,{"$f":"SUM(AF717:AQ717)","v":0}]
["日",{"$f":"B$28","v":20},{"$f":"C$28","v":20},22,20,20,22,20,23,20,21,20,21,{"$f":"SUM(B718:M718)","v":249},null,"日",{"$f":"Q$28","v":4},{"$f":"R$28","v":3},4,4,4,4,5,4,4,4,4,4,{"$f":"SUM(Q718:AB718)","v":48},null,"日",{"$f":"AF$28","v":7},{"$f":"AG$28","v":5},5,6,7,4,6,4,6,6,6,6,{"$f":"SUM(AF718:AQ718)","v":68}]
["MWh/月",{"$f":"B717*B718/1000","v":0},{"$f":"C717*C718/1000","v":0},0,0,0,0,0,0,0,0,0,0,{"$f":"SUM(B719:M719)","v":0},null,"MWh/月",{"$f":"Q717*Q718/1000","v":0},{"$f":"R717*R718/1000","v":0},0,0,0,0,0,0,0,0,0,0,{"$f":"SUM(Q719:AB719)","v":0},null,"MWh/月",{"$f":"AF717*AF718/1000","v":0},{"$f":"AG717*AG718/1000","v":0},0,0,0,0,0,0,0,0,0,0,{"$f":"SUM(AF719:AQ719)","v":0}]
[]
["暖房需要残り",null,null,null,null,null,null,null,null,null,null,null,null,"（新設建物・平日）",null,"暖房需要残り",null,null,null,null,null,null,null,null,null,null,null,null,"（新設建物・土曜）",null,"暖房需要残り",null,null,null,null,null,null,null,null,null,null,null,null,"（新設建物・休日）"]
["kW","1月","2月","3月","4月","5月","6月","7月","8月","9月","10月","11月","12月","計",null,"kW","1月","2月","3月","4月","5月","6月","7月","8月","9月","10月","11月","12月","計",null,"kW","1月","2月","3月","4月","5月","6月","7月","8月","9月","10月","11月","12月","計"]
[0,{"$f":"B63-B513","v":0},0,0,0,0,0,0,0,0,0,0,0,{"$f":"SUM(B723:M723)","v":0},null,0,{"$f":"Q63-Q513","v":0},0,0,0,0,0,0,0,0,0,0,0,{"$f":"SUM(Q723:AB723)","v":0},null,0,{"$f":"AF63-AF513","v":0},0,0,0,0,0,0,0,0,0,0,0,{"$f":"SUM(AF723:AQ723)","v":0}]
[1,{"$f":"B64-B514","v":0},0,0,0,0,0,0,0,0,0,0,0,{"$f":"SUM(B724:M724)","v":0},null,1,{"$f":"Q64-Q514","v":0},0,0,0,0,0,0,0,0,0,0,0,{"$f":"SUM(Q724:AB724)","v":0},null,1,{"$f":"AF64-AF514","v":0},0,0,0,0,0,0,0,0,0,0,0,{"$f":"SUM(AF724:AQ724)","v":0}]
[2,{"$f":"B65-B515","v":0},0,0,0,0,0,0,0,0,0,0,0,0,null,2,{"$f":"Q65-Q515","v":0},0,0,0,0,0,0,0,0,0,0,0,0,null,2,{"$f":"AF65-AF515","v":0},0,0,0,0,0,0,0,0,0,0,0,0]
[3,{"$f":"B66-B516","v":0},0,0,0,0,0,0,0,0,0,0,0,0,null,3,{"$f":"Q66-Q516","v":0},0,0,0,0,0,0,0,0,0,0,0,0,null,3,{"$f":"AF66-AF516","v":0},0,0,0,0,0,0,0,0,0,0,0,0]
[4,{"$f":"B67-B517","v":0},0,0,0,0,0,0,0,0,0,0,0,0,null,4,{"$f":"Q67-Q517","v":0},0,0,0,0,0,0,0,0,0,0,0,0,null,4,{"$f":"AF67-AF517","v":0},0,0,0,0,0,0,0,0,0,0,0,0]
[5,{"$f":"B68-B518","v":0},0,0,0,0,0,0,0,0,0,0,0,0,null,5,{"$f":"Q68-Q518","v":0},0,0,0,0,0,0,0,0,0,0,0,0,null,5,{"$f":"AF68-AF518","v":0},0,0,0,0,0,0,0,0,0,0,0,0]
[6,{"$f":"B69-B519","v":0},0,0,0,0,0,0,0,0,0,0,0,0,null,6,{"$f":"Q69-Q519","v":0},0,0,0,0,0,0,0,0,0,0,0,0,null,6,{"$f":"AF69-AF519","v":0},0,0,0,0,0,0,0,0,0,0,0,0]
[7,{"$f":"B70-B520","v":0},0,0,0,0,0,0,0,0,0,0,0,0,null,7,{"$f":"Q70-Q520","v":0},0,0,0,0,0,0,0,0,0,0,0,0,null,7,{"$f":"AF70-AF520","v":0},0,0,0,0,0,0,0,0,0,0,0,0]
[8,{"$f":"B71-B521","v":0},0,0,0,0,0,0,0,0,0,0,0,0,null,8,{"$f":"Q71-Q521","v":0},0,0,0,0,0,0,0,0,0,0,0,0,null,8,{"$f":"AF71-AF521","v":0},0,0,0,0,0,0,0,0,0,0,0,0]
[9,{"$f":"B72-B522","v":0},0,0,0,0,0,0,0,0,0,0,0,0,null,9,{"$f":"Q72-Q522","v":0},0,0,0,0,0,0,0,0,0,0,0,0,null,9,{"$f":"AF72-AF522","v":0},0,0,0,0,0,0,0,0,0,0,0,0]
[10,{"$f":"B73-B523","v":0},0,0,0,0,0,0,0,0,0,0,0,0,null,10,{"$f":"Q73-Q523","v":0},0,0,0,0,0,0,0,0,0,0,0,0,null,10,{"$f":"AF73-AF523","v":0},0,0,0,0,0,0,0,0,0,0,0,0]
[11,{"$f":"B74-B524","v":0},0,0,0,0,0,0,0,0,0,0,0,0,null,11,{"$f":"Q74-Q524","v":0},0,0,0,0,0,0,0,0,0,0,0,0,null,11,{"$f":"AF74-AF524","v":0},0,0,0,0,0,0,0,0,0,0,0,0]
[12,{"$f":"B75-B525","v":0},0,0,0,0,0,0,0,0,0,0,0,0,null,12,{"$f":"Q75-Q525","v":0},0,0,0,0,0,0,0,0,0,0,0,0,null,12,{"$f":"AF75-AF525","v":0},0,0,0,0,0,0,0,0,0,0,0,0]
[13,{"$f":"B76-B526","v":0},0,0,0,0,0,0,0,0,0,0,0,0,null,13,{"$f":"Q76-Q526","v":0},0,0,0,0,0,0,0,0,0,0,0,0,null,13,{"$f":"AF76-AF526","v":0},0,0,0,0,0,0,0,0,0,0,0,0]
[14,{"$f":"B77-B527","v":0},0,0,0,0,0,0,0,0,0,0,0,0,null,14,{"$f":"Q77-Q527","v":0},0,0,0,0,0,0,0,0,0,0,0,0,null,14,{"$f":"AF77-AF527","v":0},0,0,0,0,0,0,0,0,0,0,0,0]
[15,{"$f":"B78-B528","v":0},0,0,0,0,0,0,0,0,0,0,0,0,null,15,{"$f":"Q78-Q528","v":0},0,0,0,0,0,0,0,0,0,0,0,0,null,15,{"$f":"AF78-AF528","v":0},0,0,0,0,0,0,0,0,0,0,0,0]
[16,{"$f":"B79-B529","v":0},0,0,0,0,0,0,0,0,0,0,0,0,null,16,{"$f":"Q79-Q529","v":0},0,0,0,0,0,0,0,0,0,0,0,0,null,16,{"$f":"AF79-AF529","v":0},0,0,0,0,0,0,0,0,0,0,0,0]
[17,{"$f":"B80-B530","v":0},0,0,0,0,0,0,0,0,0,0,0,0,null,17,{"$f":"Q80-Q530","v":0},0,0,0,0,0,0,0,0,0,0,0,0,null,17,{"$f":"AF80-AF530","v":0},0,0,0,0,0,0,0,0,0,0,0,0]
[18,{"$f":"B81-B531","v":0},0,0,0,0,0,0,0,0,0,0,0,0,null,18,{"$f":"Q81-Q531","v":0},0,0,0,0,0,0,0,0,0,0,0,0,null,18,{"$f":"AF81-AF531","v":0},0,0,0,0,0,0,0,0,0,0,0,0]
[19,{"$f":"B82-B532","v":0},0,0,0,0,0,0,0,0,0,0,0,0,null,19,{"$f":"Q82-Q532","v":0},0,0,0,0,0,0,0,0,0,0,0,0,null,19,{"$f":"AF82-AF532","v":0},0,0,0,0,0,0,0,0,0,0,0,0]
[20,{"$f":"B83-B533","v":0},0,0,0,0,0,0,0,0,0,0,0,0,null,20,{"$f":"Q83-Q533","v":0},0,0,0,0,0,0,0,0,0,0,0,0,null,20,{"$f":"AF83-AF533","v":0},0,0,0,0,0,0,0,0,0,0,0,0]
[21,{"$f":"B84-B534","v":0},0,0,0,0,0,0,0,0,0,0,0,0,null,21,{"$f":"Q84-Q534","v":0},0,0,0,0,0,0,0,0,0,0,0,0,null,21,{"$f":"AF84-AF534","v":0},0,0,0,0,0,0,0,0,0,0,0,0]
[22,{"$f":"B85-B535","v":0},0,0,0,0,0,0,0,0,0,0,0,0,null,22,{"$f":"Q85-Q535","v":0},0,0,0,0,0,0,0,0,0,0,0,0,null,22,{"$f":"AF85-AF535","v":0},0,0,0,0,0,0,0,0,0,0,0,0]
[23,{"$f":"B86-B536","v":0},0,0,0,0,0,0,0,0,0,0,0,0,null,23,{"$f":"Q86-Q536","v":0},0,0,0,0,0,0,0,0,0,0,0,0,null,23,{"$f":"AF86-AF536","v":0},0,0,0,0,0,0,0,0,0,0,0,0]
["kWh/日",{"$f":"SUM(B723:B746)","v":0},{"$f":"SUM(C723:C746)","v":0},0,0,0,0,0,0,0,0,0,0,{"$f":"SUM(B747:M747)","v":0},null,"kWh/日",{"$f":"SUM(Q723:Q746)","v":0},{"$f":"SUM(R723:R746)","v":0},0,0,0,0,0,0,0,0,0,0,{"$f":"SUM(Q747:AB747)","v":0},null,"kWh/日",{"$f":"SUM(AF723:AF746)","v":0},{"$f":"SUM(AG723:AG746)","v":0},0,0,0,0,0,0,0,0,0,0,{"$f":"SUM(AF747:AQ747)","v":0}]
["日",{"$f":"B$28","v":20},{"$f":"C$28","v":20},22,20,20,22,20,23,20,21,20,21,{"$f":"SUM(B748:M748)","v":249},null,"日",{"$f":"Q$28","v":4},{"$f":"R$28","v":3},4,4,4,4,5,4,4,4,4,4,{"$f":"SUM(Q748:AB748)","v":48},null,"日",{"$f":"AF$28","v":7},{"$f":"AG$28","v":5},5,6,7,4,6,4,6,6,6,6,{"$f":"SUM(AF748:AQ748)","v":68}]
["MWh/月",{"$f":"B747*B748/1000","v":0},{"$f":"C747*C748/1000","v":0},0,0,0,0,0,0,0,0,0,0,{"$f":"SUM(B749:M749)","v":0},null,"MWh/月",{"$f":"Q747*Q748/1000","v":0},{"$f":"R747*R748/1000","v":0},0,0,0,0,0,0,0,0,0,0,{"$f":"SUM(Q749:AB749)","v":0},null,"MWh/月",{"$f":"AF747*AF748/1000","v":0},{"$f":"AG747*AG748/1000","v":0},0,0,0,0,0,0,0,0,0,0,{"$f":"SUM(AF749:AQ749)","v":0}]
[]
["給湯需要残り",null,null,null,null,null,null,null,null,null,null,null,null,"（新設建物・平日）",null,"給湯需要残り",null,null,null,null,null,null,null,null,null,null,null,null,"（新設建物・土曜）",null,"給湯需要残り",null,null,null,null,null,null,null,null,null,null,null,null,"（新設建物・休日）"]
["kW","1月","2月","3月","4月","5月","6月","7月","8月","9月","10月","11月","12月","計",null,"kW","1月","2月","3月","4月","5月","6月","7月","8月","9月","10月","11月","12月","計",null,"kW","1月","2月","3月","4月","5月","6月","7月","8月","9月","10月","11月","12月","計"]
[0,{"$f":"B93-B453","v":0},0,0,0,0,0,0,0,0,0,0,0,{"$f":"SUM(B753:M753)","v":0},null,0,{"$f":"Q93-Q453","v":0},0,0,0,0,0,0,0,0,0,0,0,{"$f":"SUM(Q753:AB753)","v":0},null,0,{"$f":"AF93-AF453","v":0},0,0,0,0,0,0,0,0,0,0,0,{"$f":"SUM(AF753:AQ753)","v":0}]
[1,{"$f":"B94-B454","v":0},0,0,0,0,0,0,0,0,0,0,0,{"$f":"SUM(B754:M754)","v":0},null,1,{"$f":"Q94-Q454","v":0},0,0,0,0,0,0,0,0,0,0,0,{"$f":"SUM(Q754:AB754)","v":0},null,1,{"$f":"AF94-AF454","v":0},0,0,0,0,0,0,0,0,0,0,0,{"$f":"SUM(AF754:AQ754)","v":0}]
[2,{"$f":"B95-B455","v":0},0,0,0,0,0,0,0,0,0,0,0,0,null,2,{"$f":"Q95-Q455","v":0},0,0,0,0,0,0,0,0,0,0,0,0,null,2,{"$f":"AF95-AF455","v":0},0,0,0,0,0,0,0,0,0,0,0,0]
[3,{"$f":"B96-B456","v":0},0,0,0,0,0,0,0,0,0,0,0,0,null,3,{"$f":"Q96-Q456","v":0},0,0,0,0,0,0,0,0,0,0,0,0,null,3,{"$f":"AF96-AF456","v":0},0,0,0,0,0,0,0,0,0,0,0,0]
[4,{"$f":"B97-B457","v":0},0,0,0,0,0,0,0,0,0,0,0,0,null,4,{"$f":"Q97-Q457","v":0},0,0,0,0,0,0,0,0,0,0,0,0,null,4,{"$f":"AF97-AF457","v":0},0,0,0,0,0,0,0,0,0,0,0,0]
[5,{"$f":"B98-B458","v":0},0,0,0,0,0,0,0,0,0,0,0,0,null,5,{"$f":"Q98-Q458","v":0},0,0,0,0,0,0,0,0,0,0,0,0,null,5,{"$f":"AF98-AF458","v":0},0,0,0,0,0,0,0,0,0,0,0,0]
[6,{"$f":"B99-B459","v":0},0,0,0,0,0,0,0,0,0,0,0,0,null,6,{"$f":"Q99-Q459","v":0},0,0,0,0,0,0,0,0,0,0,0,0,null,6,{"$f":"AF99-AF459","v":0},0,0,0,0,0,0,0,0,0,0,0,0]
[7,{"$f":"B100-B460","v":0},0,0,0,0,0,0,0,0,0,0,0,0,null,7,{"$f":"Q100-Q460","v":0},0,0,0,0,0,0,0,0,0,0,0,0,null,7,{"$f":"AF100-AF460","v":0},0,0,0,0,0,0,0,0,0,0,0,0]
[8,{"$f":"B101-B461","v":0},0,0,0,0,0,0,0,0,0,0,0,0,null,8,{"$f":"Q101-Q461","v":0},0,0,0,0,0,0,0,0,0,0,0,0,null,8,{"$f":"AF101-AF461","v":0},0,0,0,0,0,0,0,0,0,0,0,0]
[9,{"$f":"B102-B462","v":0},0,0,0,0,0,0,0,0,0,0,0,0,null,9,{"$f":"Q102-Q462","v":0},0,0,0,0,0,0,0,0,0,0,0,0,null,9,{"$f":"AF102-AF462","v":0},0,0,0,0,0,0,0,0,0,0,0,0]
[10,{"$f":"B103-B463","v":0},0,0,0,0,0,0,0,0,0,0,0,0,null,10,{"$f":"Q103-Q463","v":0},0,0,0,0,0,0,0,0,0,0,0,0,null,10,{"$f":"AF103-AF463","v":0},0,0,0,0,0,0,0,0,0,0,0,0]
[11,{"$f":"B104-B464","v":0},0,0,0,0,0,0,0,0,0,0,0,0,null,11,{"$f":"Q104-Q464","v":0},0,0,0,0,0,0,0,0,0,0,0,0,null,11,{"$f":"AF104-AF464","v":0},0,0,0,0,0,0,0,0,0,0,0,0]
[12,{"$f":"B105-B465","v":0},0,0,0,0,0,0,0,0,0,0,0,0,null,12,{"$f":"Q105-Q465","v":0},0,0,0,0,0,0,0,0,0,0,0,0,null,12,{"$f":"AF105-AF465","v":0},0,0,0,0,0,0,0,0,0,0,0,0]
[13,{"$f":"B106-B466","v":0},0,0,0,0,0,0,0,0,0,0,0,0,null,13,{"$f":"Q106-Q466","v":0},0,0,0,0,0,0,0,0,0,0,0,0,null,13,{"$f":"AF106-AF466","v":0},0,0,0,0,0,0,0,0,0,0,0,0]
[14,{"$f":"B107-B467","v":0},0,0,0,0,0,0,0,0,0,0,0,0,null,14,{"$f":"Q107-Q467","v":0},0,0,0,0,0,0,0,0,0,0,0,0,null,14,{"$f":"AF107-AF467","v":0},0,0,0,0,0,0,0,0,0,0,0,0]
[15,{"$f":"B108-B468","v":0},0,0,0,0,0,0,0,0,0,0,0,0,null,15,{"$f":"Q108-Q468","v":0},0,0,0,0,0,0,0,0,0,0,0,0,null,15,{"$f":"AF108-AF468","v":0},0,0,0,0,0,0,0,0,0,0,0,0]
[16,{"$f":"B109-B469","v":0},0,0,0,0,0,0,0,0,0,0,0,0,null,16,{"$f":"Q109-Q469","v":0},0,0,0,0,0,0,0,0,0,0,0,0,null,16,{"$f":"AF109-AF469","v":0},0,0,0,0,0,0,0,0,0,0,0,0]
[17,{"$f":"B110-B470","v":0},0,0,0,0,0,0,0,0,0,0,0,0,null,17,{"$f":"Q110-Q470","v":0},0,0,0,0,0,0,0,0,0,0,0,0,null,17,{"$f":"AF110-AF470","v":0},0,0,0,0,0,0,0,0,0,0,0,0]
[18,{"$f":"B111-B471","v":0},0,0,0,0,0,0,0,0,0,0,0,0,null,18,{"$f":"Q111-Q471","v":0},0,0,0,0,0,0,0,0,0,0,0,0,null,18,{"$f":"AF111-AF471","v":0},0,0,0,0,0,0,0,0,0,0,0,0]
[19,{"$f":"B112-B472","v":0},0,0,0,0,0,0,0,0,0,0,0,0,null,19,{"$f":"Q112-Q472","v":0},0,0,0,0,0,0,0,0,0,0,0,0,null,19,{"$f":"AF112-AF472","v":0},0,0,0,0,0,0,0,0,0,0,0,0]
[20,{"$f":"B113-B473","v":0},0,0,0,0,0,0,0,0,0,0,0,0,null,20,{"$f":"Q113-Q473","v":0},0,0,0,0,0,0,0,0,0,0,0,0,null,20,{"$f":"AF113-AF473","v":0},0,0,0,0,0,0,0,0,0,0,0,0]
[21,{"$f":"B114-B474","v":0},0,0,0,0,0,0,0,0,0,0,0,0,null,21,{"$f":"Q114-Q474","v":0},0,0,0,0,0,0,0,0,0,0,0,0,null,21,{"$f":"AF114-AF474","v":0},0,0,0,0,0,0,0,0,0,0,0,0]
[22,{"$f":"B115-B475","v":0},0,0,0,0,0,0,0,0,0,0,0,0,null,22,{"$f":"Q115-Q475","v":0},0,0,0,0,0,0,0,0,0,0,0,0,null,22,{"$f":"AF115-AF475","v":0},0,0,0,0,0,0,0,0,0,0,0,0]
[23,{"$f":"B116-B476","v":0},0,0,0,0,0,0,0,0,0,0,0,0,null,23,{"$f":"Q116-Q476","v":0},0,0,0,0,0,0,0,0,0,0,0,0,null,23,{"$f":"AF116-AF476","v":0},0,0,0,0,0,0,0,0,0,0,0,0]
["kWh/日",{"$f":"SUM(B753:B776)","v":0},{"$f":"SUM(C753:C776)","v":0},0,0,0,0,0,0,0,0,0,0,{"$f":"SUM(B777:M777)","v":0},null,"kWh/日",{"$f":"SUM(Q753:Q776)","v":0},{"$f":"SUM(R753:R776)","v":0},0,0,0,0,0,0,0,0,0,0,{"$f":"SUM(Q777:AB777)","v":0},null,"kWh/日",{"$f":"SUM(AF753:AF776)","v":0},{"$f":"SUM(AG753:AG776)","v":0},0,0,0,0,0,0,0,0,0,0,{"$f":"SUM(AF777:AQ777)","v":0}]
["日",{"$f":"B$28","v":20},{"$f":"C$28","v":20},22,20,20,22,20,23,20,21,20,21,{"$f":"SUM(B778:M778)","v":249},null,"日",{"$f":"Q$28","v":4},{"$f":"R$28","v":3},4,4,4,4,5,4,4,4,4,4,{"$f":"SUM(Q778:AB778)","v":48},null,"日",{"$f":"AF$28","v":7},{"$f":"AG$28","v":5},5,6,7,4,6,4,6,6,6,6,{"$f":"SUM(AF778:AQ778)","v":68}]
["MWh/月",{"$f":"B777*B778/1000","v":0},{"$f":"C777*C778/1000","v":0},0,0,0,0,0,0,0,0,0,0,{"$f":"SUM(B779:M779)","v":0},null,"MWh/月",{"$f":"Q777*Q778/1000","v":0},{"$f":"R777*R778/1000","v":0},0,0,0,0,0,0,0,0,0,0,{"$f":"SUM(Q779:AB779)","v":0},null,"MWh/月",{"$f":"AF777*AF778/1000","v":0},{"$f":"AG777*AG778/1000","v":0},0,0,0,0,0,0,0,0,0,0,{"$f":"SUM(AF779:AQ779)","v":0}]
[]
["冷房追焚（ジェネリンク）稼働台数",null,null,null,"単機容量",{"$f":"詳細版!U18/J781","v":0},"kW/台",null,"台数",{"$f":"詳細版!U20","v":2},"台",null,null,"（新設建物・平日）",null,"冷房追焚（ジェネリンク）稼働台数",null,null,null,null,null,null,null,null,null,null,null,null,"（新設建物・土曜）",null,"冷房追焚（ジェネリンク）稼働台数",null,null,null,null,null,null,null,null,null,null,null,null,"（新設建物・休日）"]
["kW","1月","2月","3月","4月","5月","6月","7月","8月","9月","10月","11月","12月","計",null,"kW","1月","2月","3月","4月","5月","6月","7月","8月","9月","10月","11月","12月","計",null,"kW","1月","2月","3月","4月","5月","6月","7月","8月","9月","10月","11月","12月","計"]
[0,{"$f":"IF($F$781=0,0,MIN(ROUNDUP(B693/$F$781,0),$J$781))","v":0},{"$f":"IF($F$781=0,0,MIN(ROUNDUP(C693/$F$781,0),$J$781))","v":0},0,0,0,0,0,0,0,0,0,0,{"$f":"SUM(B783:M783)","v":0},null,0,{"$f":"IF($F$781=0,0,MIN(ROUNDUP(Q693/$F$781,0),$J$781))","v":0},{"$f":"IF($F$781=0,0,MIN(ROUNDUP(R693/$F$781,0),$J$781))","v":0},0,0,0,0,0,0,0,0,0,0,{"$f":"SUM(Q783:AB783)","v":0},null,0,{"$f":"IF($F$781=0,0,MIN(ROUNDUP(AF693/$F$781,0),$J$781))","v":0},{"$f":"IF($F$781=0,0,MIN(ROUNDUP(AG693/$F$781,0),$J$781))","v":0},0,0,0,0,0,0,0,0,0,0,{"$f":"SUM(AF783:AQ783)","v":0}]
[1,0,0,0,0,0,0,0,0,0,0,0,0,{"$f":"SUM(B784:M784)","v":0},null,1,{"$f":"IF($F$781=0,0,MIN(ROUNDUP(Q694/$F$781,0),$J$781))","v":0},0,0,0,0,0,0,0,0,0,0,0,{"$f":"SUM(Q784:AB784)","v":0},null,1,{"$f":"IF($F$781=0,0,MIN(ROUNDUP(AF694/$F$781,0),$J$781))","v":0},0,0,0,0,0,0,0,0,0,0,0,{"$f":"SUM(AF784:AQ784)","v":0}]
[2,{"$f":"IF($F$781=0,0,MIN(ROUNDUP(B695/$F$781,0),$J$781))","v":0},0,0,0,0,0,0,0,0,0,0,0,0,null,2,{"$f":"IF($F$781=0,0,MIN(ROUNDUP(Q695/$F$781,0),$J$781))","v":0},0,0,0,0,0,0,0,0,0,0,0,0,null,2,{"$f":"IF($F$781=0,0,MIN(ROUNDUP(AF695/$F$781,0),$J$781))","v":0},0,0,0,0,0,0,0,0,0,0,0,0]
[3,{"$f":"IF($F$781=0,0,MIN(ROUNDUP(B696/$F$781,0),$J$781))","v":0},0,0,0,0,0,0,0,0,0,0,0,0,null,3,{"$f":"IF($F$781=0,0,MIN(ROUNDUP(Q696/$F$781,0),$J$781))","v":0},0,0,0,0,0,0,0,0,0,0,0,0,null,3,{"$f":"IF($F$781=0,0,MIN(ROUNDUP(AF696/$F$781,0),$J$781))","v":0},0,0,0,0,0,0,0,0,0,0,0,0]
[4,{"$f":"IF($F$781=0,0,MIN(ROUNDUP(B697/$F$781,0),$J$781))","v":0},0,0,0,0,0,0,0,0,0,0,0,0,null,4,{"$f":"IF($F$781=0,0,MIN(ROUNDUP(Q697/$F$781,0),$J$781))","v":0},0,0,0,0,0,0,0,0,0,0,0,0,null,4,{"$f":"IF($F$781=0,0,MIN(ROUNDUP(AF697/$F$781,0),$J$781))","v":0},0,0,0,0,0,0,0,0,0,0,0,0]
[5,{"$f":"IF($F$781=0,0,MIN(ROUNDUP(B698/$F$781,0),$J$781))","v":0},0,0,0,0,0,0,0,0,0,0,0,0,null,5,{"$f":"IF($F$781=0,0,MIN(ROUNDUP(Q698/$F$781,0),$J$781))","v":0},0,0,0,0,0,0,0,0,0,0,0,0,null,5,{"$f":"IF($F$781=0,0,MIN(ROUNDUP(AF698/$F$781,0),$J$781))","v":0},0,0,0,0,0,0,0,0,0,0,0,0]
[6,{"$f":"IF($F$781=0,0,MIN(ROUNDUP(B699/$F$781,0),$J$781))","v":0},0,0,0,0,0,0,0,0,0,0,0,0,null,6,{"$f":"IF($F$781=0,0,MIN(ROUNDUP(Q699/$F$781,0),$J$781))","v":0},0,0,0,0,0,0,0,0,0,0,0,0,null,6,{"$f":"IF($F$781=0,0,MIN(ROUNDUP(AF699/$F$781,0),$J$781))","v":0},0,0,0,0,0,0,0,0,0,0,0,0]
[7,{"$f":"IF($F$781=0,0,MIN(ROUNDUP(B700/$F$781,0),$J$781))","v":0},0,0,0,0,0,0,0,0,0,0,0,0,null,7,{"$f":"IF($F$781=0,0,MIN(ROUNDUP(Q700/$F$781,0),$J$781))","v":0},0,0,0,0,0,0,0,0,0,0,0,0,null,7,{"$f":"IF($F$781=0,0,MIN(ROUNDUP(AF700/$F$781,0),$J$781))","v":0},0,0,0,0,0,0,0,0,0,0,0,0]
[8,{"$f":"IF($F$781=0,0,MIN(ROUNDUP(B701/$F$781,0),$J$781))","v":0},0,0,0,0,0,0,0,0,0,0,0,0,null,8,{"$f":"IF($F$781=0,0,MIN(ROUNDUP(Q701/$F$781,0),$J$781))","v":0},0,0,0,0,0,0,0,0,0,0,0,0,null,8,{"$f":"IF($F$781=0,0,MIN(ROUNDUP(AF701/$F$781,0),$J$781))","v":0},0,0,0,0,0,0,0,0,0,0,0,0]
[9,{"$f":"IF($F$781=0,0,MIN(ROUNDUP(B702/$F$781,0),$J$781))","v":0},0,0,0,0,0,0,0,0,0,0,0,0,null,9,{"$f":"IF($F$781=0,0,MIN(ROUNDUP(Q702/$F$781,0),$J$781))","v":0},0,0,0,0,0,0,0,0,0,0,0,0,null,9,{"$f":"IF($F$781=0,0,MIN(ROUNDUP(AF702/$F$781,0),$J$781))","v":0},0,0,0,0,0,0,0,0,0,0,0,0]
[10,{"$f":"IF($F$781=0,0,MIN(ROUNDUP(B703/$F$781,0),$J$781))","v":0},0,0,0,0,0,0,0,0,0,0,0,0,null,10,{"$f":"IF($F$781=0,0,MIN(ROUNDUP(Q703/$F$781,0),$J$781))","v":0},0,0,0,0,0,0,0,0,0,0,0,0,null,10,{"$f":"IF($F$781=0,0,MIN(ROUNDUP(AF703/$F$781,0),$J$781))","v":0},0,0,0,0,0,0,0,0,0,0,0,0]
[11,{"$f":"IF($F$781=0,0,MIN(ROUNDUP(B704/$F$781,0),$J$781))","v":0},0,0,0,0,0,0,0,0,0,0,0,0,null,11,{"$f":"IF($F$781=0,0,MIN(ROUNDUP(Q704/$F$781,0),$J$781))","v":0},0,0,0,0,0,0,0,0,0,0,0,0,null,11,{"$f":"IF($F$781=0,0,MIN(ROUNDUP(AF704/$F$781,0),$J$781))","v":0},0,0,0,0,0,0,0,0,0,0,0,0]
[12,{"$f":"IF($F$781=0,0,MIN(ROUNDUP(B705/$F$781,0),$J$781))","v":0},0,0,0,0,0,0,0,0,0,0,0,0,null,12,{"$f":"IF($F$781=0,0,MIN(ROUNDUP(Q705/$F$781,0),$J$781))","v":0},0,0,0,0,0,0,0,0,0,0,0,0,null,12,{"$f":"IF($F$781=0,0,MIN(ROUNDUP(AF705/$F$781,0),$J$781))","v":0},0,0,0,0,0,0,0,0,0,0,0,0]
[13,{"$f":"IF($F$781=0,0,MIN(ROUNDUP(B706/$F$781,0),$J$781))","v":0},0,0,0,0,0,0,0,0,0,0,0,0,null,13,{"$f":"IF($F$781=0,0,MIN(ROUNDUP(Q706/$F$781,0),$J$781))","v":0},0,0,0,0,0,0,0,0,0,0,0,0,null,13,{"$f":"IF($F$781=0,0,MIN(ROUNDUP(AF706/$F$781,0),$J$781))","v":0},0,0,0,0,0,0,0,0,0,0,0,0]
[14,{"$f":"IF($F$781=0,0,MIN(ROUNDUP(B707/$F$781,0),$J$781))","v":0},0,0,0,0,0,0,0,0,0,0,0,0,null,14,{"$f":"IF($F$781=0,0,MIN(ROUNDUP(Q707/$F$781,0),$J$781))","v":0},0,0,0,0,0,0,0,0,0,0,0,0,null,14,{"$f":"IF($F$781=0,0,MIN(ROUNDUP(AF707/$F$781,0),$J$781))","v":0},0,0,0,0,0,0,0,0,0,0,0,0]
[15,{"$f":"IF($F$781=0,0,MIN(ROUNDUP(B708/$F$781,0),$J$781))","v":0},0,0,0,0,0,0,0,0,0,0,0,0,null,15,{"$f":"IF($F$781=0,0,MIN(ROUNDUP(Q708/$F$781,0),$J$781))","v":0},0,0,0,0,0,0,0,0,0,0,0,0,null,15,{"$f":"IF($F$781=0,0,MIN(ROUNDUP(AF708/$F$781,0),$J$781))","v":0},0,0,0,0,0,0,0,0,0,0,0,0]
[16,{"$f":"IF($F$781=0,0,MIN(ROUNDUP(B709/$F$781,0),$J$781))","v":0},0,0,0,0,0,0,0,0,0,0,0,0,null,16,{"$f":"IF($F$781=0,0,MIN(ROUNDUP(Q709/$F$781,0),$J$781))","v":0},0,0,0,0,0,0,0,0,0,0,0,0,null,16,{"$f":"IF($F$781=0,0,MIN(ROUNDUP(AF709/$F$781,0),$J$781))","v":0},0,0,0,0,0,0,0,0,0,0,0,0]
[17,{"$f":"IF($F$781=0,0,MIN(ROUNDUP(B710/$F$781,0),$J$781))","v":0},0,0,0,0,0,0,0,0,0,0,0,0,null,17,{"$f":"IF($F$781=0,0,MIN(ROUNDUP(Q710/$F$781,0),$J$781))","v":0},0,0,0,0,0,0,0,0,0,0,0,0,null,17,{"$f":"IF($F$781=0,0,MIN(ROUNDUP(AF710/$F$781,0),$J$781))","v":0},0,0,0,0,0,0,0,0,0,0,0,0]
[18,{"$f":"IF($F$781=0,0,MIN(ROUNDUP(B711/$F$781,0),$J$781))","v":0},0,0,0,0,0,0,0,0,0,0,0,0,null,18,{"$f":"IF($F$781=0,0,MIN(ROUNDUP(Q711/$F$781,0),$J$781))","v":0},0,0,0,0,0,0,0,0,0,0,0,0,null,18,{"$f":"IF($F$781=0,0,MIN(ROUNDUP(AF711/$F$781,0),$J$781))","v":0},0,0,0,0,0,0,0,0,0,0,0,0]
[19,{"$f":"IF($F$781=0,0,MIN(ROUNDUP(B712/$F$781,0),$J$781))","v":0},0,0,0,0,0,0,0,0,0,0,0,0,null,19,{"$f":"IF($F$781=0,0,MIN(ROUNDUP(Q712/$F$781,0),$J$781))","v":0},0,0,0,0,0,0,0,0,0,0,0,0,null,19,{"$f":"IF($F$781=0,0,MIN(ROUNDUP(AF712/$F$781,0),$J$781))","v":0},0,0,0,0,0,0,0,0,0,0,0,0]
[20,{"$f":"IF($F$781=0,0,MIN(ROUNDUP(B713/$F$781,0),$J$781))","v":0},0,0,0,0,0,0,0,0,0,0,0,0,null,20,{"$f":"IF($F$781=0,0,MIN(ROUNDUP(Q713/$F$781,0),$J$781))","v":0},0,0,0,0,0,0,0,0,0,0,0,0,null,20,{"$f":"IF($F$781=0,0,MIN(ROUNDUP(AF713/$F$781,0),$J$781))","v":0},0,0,0,0,0,0,0,0,0,0,0,0]
[21,{"$f":"IF($F$781=0,0,MIN(ROUNDUP(B714/$F$781,0),$J$781))","v":0},0,0,0,0,0,0,0,0,0,0,0,0,null,21,{"$f":"IF($F$781=0,0,MIN(ROUNDUP(Q714/$F$781,0),$J$781))","v":0},0,0,0,0,0,0,0,0,0,0,0,0,null,21,{"$f":"IF($F$781=0,0,MIN(ROUNDUP(AF714/$F$781,0),$J$781))","v":0},0,0,0,0,0,0,0,0,0,0,0,0]
[22,{"$f":"IF($F$781=0,0,MIN(ROUNDUP(B715/$F$781,0),$J$781))","v":0},0,0,0,0,0,0,0,0,0,0,0,0,null,22,{"$f":"IF($F$781=0,0,MIN(ROUNDUP(Q715/$F$781,0),$J$781))","v":0},0,0,0,0,0,0,0,0,0,0,0,0,null,22,{"$f":"IF($F$781=0,0,MIN(ROUNDUP(AF715/$F$781,0),$J$781))","v":0},0,0,0,0,0,0,0,0,0,0,0,0]
[23,{"$f":"IF($F$781=0,0,MIN(ROUNDUP(B716/$F$781,0),$J$781))","v":0},0,0,0,0,0,0,0,0,0,0,0,0,null,23,{"$f":"IF($F$781=0,0,MIN(ROUNDUP(Q716/$F$781,0),$J$781))","v":0},0,0,0,0,0,0,0,0,0,0,0,0,null,23,{"$f":"IF($F$781=0,0,MIN(ROUNDUP(AF716/$F$781,0),$J$781))","v":0},0,0,0,0,0,0,0,0,0,0,0,0]
["kWh/日",{"$f":"SUM(B783:B806)","v":0},{"$f":"SUM(C783:C806)","v":0},0,0,0,0,0,0,0,0,0,0,{"$f":"SUM(B807:M807)","v":0},null,"kWh/日",{"$f":"SUM(Q783:Q806)","v":0},{"$f":"SUM(R783:R806)","v":0},0,0,0,0,0,0,0,0,0,0,{"$f":"SUM(Q807:AB807)","v":0},null,"kWh/日",{"$f":"SUM(AF783:AF806)","v":0},{"$f":"SUM(AG783:AG806)","v":0},0,0,0,0,0,0,0,0,0,0,{"$f":"SUM(AF807:AQ807)","v":0}]
["日",{"$f":"B$28","v":20},{"$f":"C$28","v":20},22,20,20,22,20,23,20,21,20,21,{"$f":"SUM(B808:M808)","v":249},null,"日",{"$f":"Q$28","v":4},{"$f":"R$28","v":3},4,4,4,4,5,4,4,4,4,4,{"$f":"SUM(Q808:AB808)","v":48},null,"日",{"$f":"AF$28","v":7},{"$f":"AG$28","v":5},5,6,7,4,6,4,6,6,6,6,{"$f":"SUM(AF808:AQ808)","v":68}]
["MWh/月",{"$f":"B807*B808/1000","v":0},{"$f":"C807*C808/1000","v":0},0,0,0,0,0,0,0,0,0,0,{"$f":"SUM(B809:M809)","v":0},null,"MWh/月",{"$f":"Q807*Q808/1000","v":0},{"$f":"R807*R808/1000","v":0},0,0,0,0,0,0,0,0,0,0,{"$f":"SUM(Q809:AB809)","v":0},null,"MWh/月",{"$f":"AF807*AF808/1000","v":0},{"$f":"AG807*AG808/1000","v":0},0,0,0,0,0,0,0,0,0,0,{"$f":"SUM(AF809:AQ809)","v":0}]
[]
["冷房追焚（ジェネリンク）供給熱量",null,null,null,null,null,null,null,null,null,null,null,null,"（新設建物・平日）",null,"冷房追焚（ジェネリンク）供給熱量",null,null,null,null,null,null,null,null,null,null,null,null,"（新設建物・土曜）",null,"冷房追焚（ジェネリンク）供給熱量",null,null,null,null,null,null,null,null,null,null,null,null,"（新設建物・休日）"]
["kW","1月","2月","3月","4月","5月","6月","7月","8月","9月","10月","11月","12月","計",null,"kW","1月","2月","3月","4月","5月","6月","7月","8月","9月","10月","11月","12月","計",null,"kW","1月","2月","3月","4月","5月","6月","7月","8月","9月","10月","11月","12月","計"]
[0,{"$f":"MAX(MIN(B783*$F$781-B603,B693),0)","v":0},{"$f":"MAX(MIN(C783*$F$781-C603,C693),0)","v":0},0,0,0,0,0,0,0,0,0,0,{"$f":"SUM(B813:M813)","v":0},null,0,{"$f":"MAX(MIN(Q783*$F$781-Q603,Q693),0)","v":0},{"$f":"MAX(MIN(R783*$F$781-R603,R693),0)","v":0},0,0,0,0,0,0,0,0,0,0,{"$f":"SUM(Q813:AB813)","v":0},null,0,{"$f":"MAX(MIN(AF783*$F$781-AF603,AF693),0)","v":0},{"$f":"MAX(MIN(AG783*$F$781-AG603,AG693),0)","v":0},0,0,0,0,0,0,0,0,0,0,{"$f":"SUM(AF813:AQ813)","v":0}]
[1,{"$f":"MAX(MIN(B784*$F$781-B604,B694),0)","v":0},0,0,0,0,0,0,0,0,0,0,0,{"$f":"SUM(B814:M814)","v":0},null,1,{"$f":"MAX(MIN(Q784*$F$781-Q604,Q694),0)","v":0},0,0,0,0,0,0,0,0,0,0,0,{"$f":"SUM(Q814:AB814)","v":0},null,1,{"$f":"MAX(MIN(AF784*$F$781-AF604,AF694),0)","v":0},0,0,0,0,0,0,0,0,0,0,0,{"$f":"SUM(AF814:AQ814)","v":0}]
[2,{"$f":"MAX(MIN(B785*$F$781-B605,B695),0)","v":0},0,0,0,0,0,0,0,0,0,0,0,0,null,2,{"$f":"MAX(MIN(Q785*$F$781-Q605,Q695),0)","v":0},0,0,0,0,0,0,0,0,0,0,0,0,null,2,{"$f":"MAX(MIN(AF785*$F$781-AF605,AF695),0)","v":0},0,0,0,0,0,0,0,0,0,0,0,0]
[3,{"$f":"MAX(MIN(B786*$F$781-B606,B696),0)","v":0},0,0,0,0,0,0,0,0,0,0,0,0,null,3,{"$f":"MAX(MIN(Q786*$F$781-Q606,Q696),0)","v":0},0,0,0,0,0,0,0,0,0,0,0,0,null,3,{"$f":"MAX(MIN(AF786*$F$781-AF606,AF696),0)","v":0},0,0,0,0,0,0,0,0,0,0,0,0]
[4,{"$f":"MAX(MIN(B787*$F$781-B607,B697),0)","v":0},0,0,0,0,0,0,0,0,0,0,0,0,null,4,{"$f":"MAX(MIN(Q787*$F$781-Q607,Q697),0)","v":0},0,0,0,0,0,0,0,0,0,0,0,0,null,4,{"$f":"MAX(MIN(AF787*$F$781-AF607,AF697),0)","v":0},0,0,0,0,0,0,0,0,0,0,0,0]
[5,{"$f":"MAX(MIN(B788*$F$781-B608,B698),0)","v":0},0,0,0,0,0,0,0,0,0,0,0,0,null,5,{"$f":"MAX(MIN(Q788*$F$781-Q608,Q698),0)","v":0},0,0,0,0,0,0,0,0,0,0,0,0,null,5,{"$f":"MAX(MIN(AF788*$F$781-AF608,AF698),0)","v":0},0,0,0,0,0,0,0,0,0,0,0,0]
[6,{"$f":"MAX(MIN(B789*$F$781-B609,B699),0)","v":0},0,0,0,0,0,0,0,0,0,0,0,0,null,6,{"$f":"MAX(MIN(Q789*$F$781-Q609,Q699),0)","v":0},0,0,0,0,0,0,0,0,0,0,0,0,null,6,{"$f":"MAX(MIN(AF789*$F$781-AF609,AF699),0)","v":0},0,0,0,0,0,0,0,0,0,0,0,0]
[7,{"$f":"MAX(MIN(B790*$F$781-B610,B700),0)","v":0},0,0,0,0,0,0,0,0,0,0,0,0,null,7,{"$f":"MAX(MIN(Q790*$F$781-Q610,Q700),0)","v":0},0,0,0,0,0,0,0,0,0,0,0,0,null,7,{"$f":"MAX(MIN(AF790*$F$781-AF610,AF700),0)","v":0},0,0,0,0,0,0,0,0,0,0,0,0]
[8,{"$f":"MAX(MIN(B791*$F$781-B611,B701),0)","v":0},0,0,0,0,0,0,0,0,0,0,0,0,null,8,{"$f":"MAX(MIN(Q791*$F$781-Q611,Q701),0)","v":0},0,0,0,0,0,0,0,0,0,0,0,0,null,8,{"$f":"MAX(MIN(AF791*$F$781-AF611,AF701),0)","v":0},0,0,0,0,0,0,0,0,0,0,0,0]
[9,{"$f":"MAX(MIN(B792*$F$781-B612,B702),0)","v":0},0,0,0,0,0,0,0,0,0,0,0,0,null,9,{"$f":"MAX(MIN(Q792*$F$781-Q612,Q702),0)","v":0},0,0,0,0,0,0,0,0,0,0,0,0,null,9,{"$f":"MAX(MIN(AF792*$F$781-AF612,AF702),0)","v":0},0,0,0,0,0,0,0,0,0,0,0,0]
[10,{"$f":"MAX(MIN(B793*$F$781-B613,B703),0)","v":0},0,0,0,0,0,0,0,0,0,0,0,0,null,10,{"$f":"MAX(MIN(Q793*$F$781-Q613,Q703),0)","v":0},0,0,0,0,0,0,0,0,0,0,0,0,null,10,{"$f":"MAX(MIN(AF793*$F$781-AF613,AF703),0)","v":0},0,0,0,0,0,0,0,0,0,0,0,0]
[11,{"$f":"MAX(MIN(B794*$F$781-B614,B704),0)","v":0},0,0,0,0,0,0,0,0,0,0,0,0,null,11,{"$f":"MAX(MIN(Q794*$F$781-Q614,Q704),0)","v":0},0,0,0,0,0,0,0,0,0,0,0,0,null,11,{"$f":"MAX(MIN(AF794*$F$781-AF614,AF704),0)","v":0},0,0,0,0,0,0,0,0,0,0,0,0]
[12,{"$f":"MAX(MIN(B795*$F$781-B615,B705),0)","v":0},0,0,0,0,0,0,0,0,0,0,0,0,null,12,{"$f":"MAX(MIN(Q795*$F$781-Q615,Q705),0)","v":0},0,0,0,0,0,0,0,0,0,0,0,0,null,12,{"$f":"MAX(MIN(AF795*$F$781-AF615,AF705),0)","v":0},0,0,0,0,0,0,0,0,0,0,0,0]
[13,{"$f":"MAX(MIN(B796*$F$781-B616,B706),0)","v":0},0,0,0,0,0,0,0,0,0,0,0,0,null,13,{"$f":"MAX(MIN(Q796*$F$781-Q616,Q706),0)","v":0},0,0,0,0,0,0,0,0,0,0,0,0,null,13,{"$f":"MAX(MIN(AF796*$F$781-AF616,AF706),0)","v":0},0,0,0,0,0,0,0,0,0,0,0,0]
[14,{"$f":"MAX(MIN(B797*$F$781-B617,B707),0)","v":0},0,0,0,0,0,0,0,0,0,0,0,0,null,14,{"$f":"MAX(MIN(Q797*$F$781-Q617,Q707),0)","v":0},0,0,0,0,0,0,0,0,0,0,0,0,null,14,{"$f":"MAX(MIN(AF797*$F$781-AF617,AF707),0)","v":0},0,0,0,0,0,0,0,0,0,0,0,0]
[15,{"$f":"MAX(MIN(B798*$F$781-B618,B708),0)","v":0},0,0,0,0,0,0,0,0,0,0,0,0,null,15,{"$f":"MAX(MIN(Q798*$F$781-Q618,Q708),0)","v":0},0,0,0,0,0,0,0,0,0,0,0,0,null,15,{"$f":"MAX(MIN(AF798*$F$781-AF618,AF708),0)","v":0},0,0,0,0,0,0,0,0,0,0,0,0]
[16,{"$f":"MAX(MIN(B799*$F$781-B619,B709),0)","v":0},0,0,0,0,0,0,0,0,0,0,0,0,null,16,{"$f":"MAX(MIN(Q799*$F$781-Q619,Q709),0)","v":0},0,0,0,0,0,0,0,0,0,0,0,0,null,16,{"$f":"MAX(MIN(AF799*$F$781-AF619,AF709),0)","v":0},0,0,0,0,0,0,0,0,0,0,0,0]
[17,{"$f":"MAX(MIN(B800*$F$781-B620,B710),0)","v":0},0,0,0,0,0,0,0,0,0,0,0,0,null,17,{"$f":"MAX(MIN(Q800*$F$781-Q620,Q710),0)","v":0},0,0,0,0,0,0,0,0,0,0,0,0,null,17,{"$f":"MAX(MIN(AF800*$F$781-AF620,AF710),0)","v":0},0,0,0,0,0,0,0,0,0,0,0,0]
[18,{"$f":"MAX(MIN(B801*$F$781-B621,B711),0)","v":0},0,0,0,0,0,0,0,0,0,0,0,0,null,18,{"$f":"MAX(MIN(Q801*$F$781-Q621,Q711),0)","v":0},0,0,0,0,0,0,0,0,0,0,0,0,null,18,{"$f":"MAX(MIN(AF801*$F$781-AF621,AF711),0)","v":0},0,0,0,0,0,0,0,0,0,0,0,0]
[19,{"$f":"MAX(MIN(B802*$F$781-B622,B712),0)","v":0},0,0,0,0,0,0,0,0,0,0,0,0,null,19,{"$f":"MAX(MIN(Q802*$F$781-Q622,Q712),0)","v":0},0,0,0,0,0,0,0,0,0,0,0,0,null,19,{"$f":"MAX(MIN(AF802*$F$781-AF622,AF712),0)","v":0},0,0,0,0,0,0,0,0,0,0,0,0]
[20,{"$f":"MAX(MIN(B803*$F$781-B623,B713),0)","v":0},0,0,0,0,0,0,0,0,0,0,0,0,null,20,{"$f":"MAX(MIN(Q803*$F$781-Q623,Q713),0)","v":0},0,0,0,0,0,0,0,0,0,0,0,0,null,20,{"$f":"MAX(MIN(AF803*$F$781-AF623,AF713),0)","v":0},0,0,0,0,0,0,0,0,0,0,0,0]
[21,{"$f":"MAX(MIN(B804*$F$781-B624,B714),0)","v":0},0,0,0,0,0,0,0,0,0,0,0,0,null,21,{"$f":"MAX(MIN(Q804*$F$781-Q624,Q714),0)","v":0},0,0,0,0,0,0,0,0,0,0,0,0,null,21,{"$f":"MAX(MIN(AF804*$F$781-AF624,AF714),0)","v":0},0,0,0,0,0,0,0,0,0,0,0,0]
[22,{"$f":"MAX(MIN(B805*$F$781-B625,B715),0)","v":0},0,0,0,0,0,0,0,0,0,0,0,0,null,22,{"$f":"MAX(MIN(Q805*$F$781-Q625,Q715),0)","v":0},0,0,0,0,0,0,0,0,0,0,0,0,null,22,{"$f":"MAX(MIN(AF805*$F$781-AF625,AF715),0)","v":0},0,0,0,0,0,0,0,0,0,0,0,0]
[23,{"$f":"MAX(MIN(B806*$F$781-B626,B716),0)","v":0},0,0,0,0,0,0,0,0,0,0,0,0,null,23,{"$f":"MAX(MIN(Q806*$F$781-Q626,Q716),0)","v":0},0,0,0,0,0,0,0,0,0,0,0,0,null,23,{"$f":"MAX(MIN(AF806*$F$781-AF626,AF716),0)","v":0},0,0,0,0,0,0,0,0,0,0,0,0]
["kWh/日",{"$f":"SUM(B813:B836)","v":0},{"$f":"SUM(C813:C836)","v":0},0,0,0,0,0,0,0,0,0,0,{"$f":"SUM(B837:M837)","v":0},null,"kWh/日",{"$f":"SUM(Q813:Q836)","v":0},{"$f":"SUM(R813:R836)","v":0},0,0,0,0,0,0,0,0,0,0,{"$f":"SUM(Q837:AB837)","v":0},null,"kWh/日",{"$f":"SUM(AF813:AF836)","v":0},{"$f":"SUM(AG813:AG836)","v":0},0,0,0,0,0,0,0,0,0,0,{"$f":"SUM(AF837:AQ837)","v":0}]
["日",{"$f":"B$28","v":20},{"$f":"C$28","v":20},22,20,20,22,20,23,20,21,20,21,{"$f":"SUM(B838:M838)","v":249},null,"日",{"$f":"Q$28","v":4},{"$f":"R$28","v":3},4,4,4,4,5,4,4,4,4,4,{"$f":"SUM(Q838:AB838)","v":48},null,"日",{"$f":"AF$28","v":7},{"$f":"AG$28","v":5},5,6,7,4,6,4,6,6,6,6,{"$f":"SUM(AF838:AQ838)","v":68}]
["MWh/月",{"$f":"B837*B838/1000","v":0},{"$f":"C837*C838/1000","v":0},0,0,0,0,0,0,0,0,0,0,{"$f":"SUM(B839:M839)","v":0},null,"MWh/月",{"$f":"Q837*Q838/1000","v":0},{"$f":"R837*R838/1000","v":0},0,0,0,0,0,0,0,0,0,0,{"$f":"SUM(Q839:AB839)","v":0},null,"MWh/月",{"$f":"AF837*AF838/1000","v":0},{"$f":"AG837*AG838/1000","v":0},0,0,0,0,0,0,0,0,0,0,{"$f":"SUM(AF839:AQ839)","v":0}]
[]
["冷房追焚（冷温水器）稼働台数",null,null,null,"単機容量",{"$f":"詳細版!U24/J841","v":0},"kW/台",null,"台数",{"$f":"詳細版!U26","v":2},"台",null,null,"（新設建物・平日）",null,"冷房追焚（冷温水器）稼働台数",null,null,null,null,null,null,null,null,null,null,null,null,"（新設建物・土曜）",null,"冷房追焚（冷温水器）稼働台数",null,null,null,null,null,null,null,null,null,null,null,null,"（新設建物・休日）"]
["kW","1月","2月","3月","4月","5月","6月","7月","8月","9月","10月","11月","12月","計",null,"kW","1月","2月","3月","4月","5月","6月","7月","8月","9月","10月","11月","12月","計",null,"kW","1月","2月","3月","4月","5月","6月","7月","8月","9月","10月","11月","12月","計"]
[0,{"$f":"IF($F$841=0,0,MIN(ROUNDUP((B693-B813)/$F$841,0),$J$841))","v":0},0,0,0,0,0,0,0,0,0,0,0,{"$f":"SUM(B843:M843)","v":0},null,0,{"$f":"IF($F$841=0,0,MIN(ROUNDUP((Q693-Q813)/$F$841,0),$J$841))","v":0},0,0,0,0,0,0,0,0,0,0,0,{"$f":"SUM(Q843:AB843)","v":0},null,0,{"$f":"IF($F$841=0,0,MIN(ROUNDUP((AF693-AF813)/$F$841,0),$J$841))","v":0},0,0,0,0,0,0,0,0,0,0,0,{"$f":"SUM(AF843:AQ843)","v":0}]
[1,{"$f":"IF($F$841=0,0,MIN(ROUNDUP((B694-B814)/$F$841,0),$J$841))","v":0},0,0,0,0,0,0,0,0,0,0,0,{"$f":"SUM(B844:M844)","v":0},null,1,{"$f":"IF($F$841=0,0,MIN(ROUNDUP((Q694-Q814)/$F$841,0),$J$841))","v":0},0,0,0,0,0,0,0,0,0,0,0,{"$f":"SUM(Q844:AB844)","v":0},null,1,{"$f":"IF($F$841=0,0,MIN(ROUNDUP((AF694-AF814)/$F$841,0),$J$841))","v":0},0,0,0,0,0,0,0,0,0,0,0,{"$f":"SUM(AF844:AQ844)","v":0}]
[2,{"$f":"IF($F$841=0,0,MIN(ROUNDUP((B695-B815)/$F$841,0),$J$841))","v":0},0,0,0,0,0,0,0,0,0,0,0,0,null,2,{"$f":"IF($F$841=0,0,MIN(ROUNDUP((Q695-Q815)/$F$841,0),$J$841))","v":0},0,0,0,0,0,0,0,0,0,0,0,0,null,2,{"$f":"IF($F$841=0,0,MIN(ROUNDUP((AF695-AF815)/$F$841,0),$J$841))","v":0},0,0,0,0,0,0,0,0,0,0,0,0]
[3,{"$f":"IF($F$841=0,0,MIN(ROUNDUP((B696-B816)/$F$841,0),$J$841))","v":0},0,0,0,0,0,0,0,0,0,0,0,0,null,3,{"$f":"IF($F$841=0,0,MIN(ROUNDUP((Q696-Q816)/$F$841,0),$J$841))","v":0},0,0,0,0,0,0,0,0,0,0,0,0,null,3,{"$f":"IF($F$841=0,0,MIN(ROUNDUP((AF696-AF816)/$F$841,0),$J$841))","v":0},0,0,0,0,0,0,0,0,0,0,0,0]
[4,{"$f":"IF($F$841=0,0,MIN(ROUNDUP((B697-B817)/$F$841,0),$J$841))","v":0},0,0,0,0,0,0,0,0,0,0,0,0,null,4,{"$f":"IF($F$841=0,0,MIN(ROUNDUP((Q697-Q817)/$F$841,0),$J$841))","v":0},0,0,0,0,0,0,0,0,0,0,0,0,null,4,{"$f":"IF($F$841=0,0,MIN(ROUNDUP((AF697-AF817)/$F$841,0),$J$841))","v":0},0,0,0,0,0,0,0,0,0,0,0,0]
[5,{"$f":"IF($F$841=0,0,MIN(ROUNDUP((B698-B818)/$F$841,0),$J$841))","v":0},0,0,0,0,0,0,0,0,0,0,0,0,null,5,{"$f":"IF($F$841=0,0,MIN(ROUNDUP((Q698-Q818)/$F$841,0),$J$841))","v":0},0,0,0,0,0,0,0,0,0,0,0,0,null,5,{"$f":"IF($F$841=0,0,MIN(ROUNDUP((AF698-AF818)/$F$841,0),$J$841))","v":0},0,0,0,0,0,0,0,0,0,0,0,0]
[6,{"$f":"IF($F$841=0,0,MIN(ROUNDUP((B699-B819)/$F$841,0),$J$841))","v":0},0,0,0,0,0,0,0,0,0,0,0,0,null,6,{"$f":"IF($F$841=0,0,MIN(ROUNDUP((Q699-Q819)/$F$841,0),$J$841))","v":0},0,0,0,0,0,0,0,0,0,0,0,0,null,6,{"$f":"IF($F$841=0,0,MIN(ROUNDUP((AF699-AF819)/$F$841,0),$J$841))","v":0},0,0,0,0,0,0,0,0,0,0,0,0]
[7,{"$f":"IF($F$841=0,0,MIN(ROUNDUP((B700-B820)/$F$841,0),$J$841))","v":0},0,0,0,0,0,0,0,0,0,0,0,0,null,7,{"$f":"IF($F$841=0,0,MIN(ROUNDUP((Q700-Q820)/$F$841,0),$J$841))","v":0},0,0,0,0,0,0,0,0,0,0,0,0,null,7,{"$f":"IF($F$841=0,0,MIN(ROUNDUP((AF700-AF820)/$F$841,0),$J$841))","v":0},0,0,0,0,0,0,0,0,0,0,0,0]
[8,{"$f":"IF($F$841=0,0,MIN(ROUNDUP((B701-B821)/$F$841,0),$J$841))","v":0},0,0,0,0,0,0,0,0,0,0,0,0,null,8,{"$f":"IF($F$841=0,0,MIN(ROUNDUP((Q701-Q821)/$F$841,0),$J$841))","v":0},0,0,0,0,0,0,0,0,0,0,0,0,null,8,{"$f":"IF($F$841=0,0,MIN(ROUNDUP((AF701-AF821)/$F$841,0),$J$841))","v":0},0,0,0,0,0,0,0,0,0,0,0,0]
[9,{"$f":"IF($F$841=0,0,MIN(ROUNDUP((B702-B822)/$F$841,0),$J$841))","v":0},0,0,0,0,0,0,0,0,0,0,0,0,null,9,{"$f":"IF($F$841=0,0,MIN(ROUNDUP((Q702-Q822)/$F$841,0),$J$841))","v":0},0,0,0,0,0,0,0,0,0,0,0,0,null,9,{"$f":"IF($F$841=0,0,MIN(ROUNDUP((AF702-AF822)/$F$841,0),$J$841))","v":0},0,0,0,0,0,0,0,0,0,0,0,0]
[10,{"$f":"IF($F$841=0,0,MIN(ROUNDUP((B703-B823)/$F$841,0),$J$841))","v":0},0,0,0,0,0,0,0,0,0,0,0,0,null,10,{"$f":"IF($F$841=0,0,MIN(ROUNDUP((Q703-Q823)/$F$841,0),$J$841))","v":0},0,0,0,0,0,0,0,0,0,0,0,0,null,10,{"$f":"IF($F$841=0,0,MIN(ROUNDUP((AF703-AF823)/$F$841,0),$J$841))","v":0},0,0,0,0,0,0,0,0,0,0,0,0]
[11,{"$f":"IF($F$841=0,0,MIN(ROUNDUP((B704-B824)/$F$841,0),$J$841))","v":0},0,0,0,0,0,0,0,0,0,0,0,0,null,11,{"$f":"IF($F$841=0,0,MIN(ROUNDUP((Q704-Q824)/$F$841,0),$J$841))","v":0},0,0,0,0,0,0,0,0,0,0,0,0,null,11,{"$f":"IF($F$841=0,0,MIN(ROUNDUP((AF704-AF824)/$F$841,0),$J$841))","v":0},0,0,0,0,0,0,0,0,0,0,0,0]
[12,{"$f":"IF($F$841=0,0,MIN(ROUNDUP((B705-B825)/$F$841,0),$J$841))","v":0},0,0,0,0,0,0,0,0,0,0,0,0,null,12,{"$f":"IF($F$841=0,0,MIN(ROUNDUP((Q705-Q825)/$F$841,0),$J$841))","v":0},0,0,0,0,0,0,0,0,0,0,0,0,null,12,{"$f":"IF($F$841=0,0,MIN(ROUNDUP((AF705-AF825)/$F$841,0),$J$841))","v":0},0,0,0,0,0,0,0,0,0,0,0,0]
[13,{"$f":"IF($F$841=0,0,MIN(ROUNDUP((B706-B826)/$F$841,0),$J$841))","v":0},0,0,0,0,0,0,0,0,0,0,0,0,null,13,{"$f":"IF($F$841=0,0,MIN(ROUNDUP((Q706-Q826)/$F$841,0),$J$841))","v":0},0,0,0,0,0,0,0,0,0,0,0,0,null,13,{"$f":"IF($F$841=0,0,MIN(ROUNDUP((AF706-AF826)/$F$841,0),$J$841))","v":0},0,0,0,0,0,0,0,0,0,0,0,0]
[14,{"$f":"IF($F$841=0,0,MIN(ROUNDUP((B707-B827)/$F$841,0),$J$841))","v":0},0,0,0,0,0,0,0,0,0,0,0,0,null,14,{"$f":"IF($F$841=0,0,MIN(ROUNDUP((Q707-Q827)/$F$841,0),$J$841))","v":0},0,0,0,0,0,0,0,0,0,0,0,0,null,14,{"$f":"IF($F$841=0,0,MIN(ROUNDUP((AF707-AF827)/$F$841,0),$J$841))","v":0},0,0,0,0,0,0,0,0,0,0,0,0]
[15,{"$f":"IF($F$841=0,0,MIN(ROUNDUP((B708-B828)/$F$841,0),$J$841))","v":0},0,0,0,0,0,0,0,0,0,0,0,0,null,15,{"$f":"IF($F$841=0,0,MIN(ROUNDUP((Q708-Q828)/$F$841,0),$J$841))","v":0},0,0,0,0,0,0,0,0,0,0,0,0,null,15,{"$f":"IF($F$841=0,0,MIN(ROUNDUP((AF708-AF828)/$F$841,0),$J$841))","v":0},0,0,0,0,0,0,0,0,0,0,0,0]
[16,{"$f":"IF($F$841=0,0,MIN(ROUNDUP((B709-B829)/$F$841,0),$J$841))","v":0},0,0,0,0,0,0,0,0,0,0,0,0,null,16,{"$f":"IF($F$841=0,0,MIN(ROUNDUP((Q709-Q829)/$F$841,0),$J$841))","v":0},0,0,0,0,0,0,0,0,0,0,0,0,null,16,{"$f":"IF($F$841=0,0,MIN(ROUNDUP((AF709-AF829)/$F$841,0),$J$841))","v":0},0,0,0,0,0,0,0,0,0,0,0,0]
[17,{"$f":"IF($F$841=0,0,MIN(ROUNDUP((B710-B830)/$F$841,0),$J$841))","v":0},0,0,0,0,0,0,0,0,0,0,0,0,null,17,{"$f":"IF($F$841=0,0,MIN(ROUNDUP((Q710-Q830)/$F$841,0),$J$841))","v":0},0,0,0,0,0,0,0,0,0,0,0,0,null,17,{"$f":"IF($F$841=0,0,MIN(ROUNDUP((AF710-AF830)/$F$841,0),$J$841))","v":0},0,0,0,0,0,0,0,0,0,0,0,0]
[18,{"$f":"IF($F$841=0,0,MIN(ROUNDUP((B711-B831)/$F$841,0),$J$841))","v":0},0,0,0,0,0,0,0,0,0,0,0,0,null,18,{"$f":"IF($F$841=0,0,MIN(ROUNDUP((Q711-Q831)/$F$841,0),$J$841))","v":0},0,0,0,0,0,0,0,0,0,0,0,0,null,18,{"$f":"IF($F$841=0,0,MIN(ROUNDUP((AF711-AF831)/$F$841,0),$J$841))","v":0},0,0,0,0,0,0,0,0,0,0,0,0]
[19,{"$f":"IF($F$841=0,0,MIN(ROUNDUP((B712-B832)/$F$841,0),$J$841))","v":0},0,0,0,0,0,0,0,0,0,0,0,0,null,19,{"$f":"IF($F$841=0,0,MIN(ROUNDUP((Q712-Q832)/$F$841,0),$J$841))","v":0},0,0,0,0,0,0,0,0,0,0,0,0,null,19,{"$f":"IF($F$841=0,0,MIN(ROUNDUP((AF712-AF832)/$F$841,0),$J$841))","v":0},0,0,0,0,0,0,0,0,0,0,0,0]
[20,{"$f":"IF($F$841=0,0,MIN(ROUNDUP((B713-B833)/$F$841,0),$J$841))","v":0},0,0,0,0,0,0,0,0,0,0,0,0,null,20,{"$f":"IF($F$841=0,0,MIN(ROUNDUP((Q713-Q833)/$F$841,0),$J$841))","v":0},0,0,0,0,0,0,0,0,0,0,0,0,null,20,{"$f":"IF($F$841=0,0,MIN(ROUNDUP((AF713-AF833)/$F$841,0),$J$841))","v":0},0,0,0,0,0,0,0,0,0,0,0,0]
[21,{"$f":"IF($F$841=0,0,MIN(ROUNDUP((B714-B834)/$F$841,0),$J$841))","v":0},0,0,0,0,0,0,0,0,0,0,0,0,null,21,{"$f":"IF($F$841=0,0,MIN(ROUNDUP((Q714-Q834)/$F$841,0),$J$841))","v":0},0,0,0,0,0,0,0,0,0,0,0,0,null,21,{"$f":"IF($F$841=0,0,MIN(ROUNDUP((AF714-AF834)/$F$841,0),$J$841))","v":0},0,0,0,0,0,0,0,0,0,0,0,0]
[22,{"$f":"IF($F$841=0,0,MIN(ROUNDUP((B715-B835)/$F$841,0),$J$841))","v":0},0,0,0,0,0,0,0,0,0,0,0,0,null,22,{"$f":"IF($F$841=0,0,MIN(ROUNDUP((Q715-Q835)/$F$841,0),$J$841))","v":0},0,0,0,0,0,0,0,0,0,0,0,0,null,22,{"$f":"IF($F$841=0,0,MIN(ROUNDUP((AF715-AF835)/$F$841,0),$J$841))","v":0},0,0,0,0,0,0,0,0,0,0,0,0]
[23,{"$f":"IF($F$841=0,0,MIN(ROUNDUP((B716-B836)/$F$841,0),$J$841))","v":0},0,0,0,0,0,0,0,0,0,0,0,0,null,23,{"$f":"IF($F$841=0,0,MIN(ROUNDUP((Q716-Q836)/$F$841,0),$J$841))","v":0},0,0,0,0,0,0,0,0,0,0,0,0,null,23,{"$f":"IF($F$841=0,0,MIN(ROUNDUP((AF716-AF836)/$F$841,0),$J$841))","v":0},0,0,0,0,0,0,0,0,0,0,0,0]
["kWh/日",{"$f":"SUM(B843:B866)","v":0},{"$f":"SUM(C843:C866)","v":0},0,0,0,0,0,0,0,0,0,0,{"$f":"SUM(B867:M867)","v":0},null,"kWh/日",{"$f":"SUM(Q843:Q866)","v":0},{"$f":"SUM(R843:R866)","v":0},0,0,0,0,0,0,0,0,0,0,{"$f":"SUM(Q867:AB867)","v":0},null,"kWh/日",{"$f":"SUM(AF843:AF866)","v":0},{"$f":"SUM(AG843:AG866)","v":0},0,0,0,0,0,0,0,0,0,0,{"$f":"SUM(AF867:AQ867)","v":0}]
["日",{"$f":"B$28","v":20},{"$f":"C$28","v":20},22,20,20,22,20,23,20,21,20,21,{"$f":"SUM(B868:M868)","v":249},null,"日",{"$f":"Q$28","v":4},{"$f":"R$28","v":3},4,4,4,4,5,4,4,4,4,4,{"$f":"SUM(Q868:AB868)","v":48},null,"日",{"$f":"AF$28","v":7},{"$f":"AG$28","v":5},5,6,7,4,6,4,6,6,6,6,{"$f":"SUM(AF868:AQ868)","v":68}]
["MWh/月",{"$f":"B867*B868/1000","v":0},{"$f":"C867*C868/1000","v":0},0,0,0,0,0,0,0,0,0,0,{"$f":"SUM(B869:M869)","v":0},null,"MWh/月",{"$f":"Q867*Q868/1000","v":0},{"$f":"R867*R868/1000","v":0},0,0,0,0,0,0,0,0,0,0,{"$f":"SUM(Q869:AB869)","v":0},null,"MWh/月",{"$f":"AF867*AF868/1000","v":0},{"$f":"AG867*AG868/1000","v":0},0,0,0,0,0,0,0,0,0,0,{"$f":"SUM(AF869:AQ869)","v":0}]
[]
["冷房追焚（冷温水器）供給熱量",null,null,null,null,null,null,null,null,null,null,null,null,"（新設建物・平日）",null,"冷房追焚（冷温水器）供給熱量",null,null,null,null,null,null,null,null,null,null,null,null,"（新設建物・土曜）",null,"冷房追焚（冷温水器）供給熱量",null,null,null,null,null,null,null,null,null,null,null,null,"（新設建物・休日）"]
["kW","1月","2月","3月","4月","5月","6月","7月","8月","9月","10月","11月","12月","計",null,"kW","1月","2月","3月","4月","5月","6月","7月","8月","9月","10月","11月","12月","計",null,"kW","1月","2月","3月","4月","5月","6月","7月","8月","9月","10月","11月","12月","計"]
[0,{"$f":"MIN($F$841*B843,B693-B813)","v":0},0,0,0,0,0,0,0,0,0,0,0,{"$f":"SUM(B873:M873)","v":0},null,0,{"$f":"MIN($F$841*Q843,Q693-Q813)","v":0},0,0,0,0,0,0,0,0,0,0,0,{"$f":"SUM(Q873:AB873)","v":0},null,0,{"$f":"MIN($F$841*AF843,AF693-AF813)","v":0},0,0,0,0,0,0,0,0,0,0,0,{"$f":"SUM(AF873:AQ873)","v":0}]
[1,{"$f":"MIN($F$841*B844,B694-B814)","v":0},0,0,0,0,0,0,0,0,0,0,0,{"$f":"SUM(B874:M874)","v":0},null,1,{"$f":"MIN($F$841*Q844,Q694-Q814)","v":0},0,0,0,0,0,0,0,0,0,0,0,{"$f":"SUM(Q874:AB874)","v":0},null,1,{"$f":"MIN($F$841*AF844,AF694-AF814)","v":0},0,0,0,0,0,0,0,0,0,0,0,{"$f":"SUM(AF874:AQ874)","v":0}]
[2,{"$f":"MIN($F$841*B845,B695-B815)","v":0},0,0,0,0,0,0,0,0,0,0,0,0,null,2,{"$f":"MIN($F$841*Q845,Q695-Q815)","v":0},0,0,0,0,0,0,0,0,0,0,0,0,null,2,{"$f":"MIN($F$841*AF845,AF695-AF815)","v":0},0,0,0,0,0,0,0,0,0,0,0,0]
[3,{"$f":"MIN($F$841*B846,B696-B816)","v":0},0,0,0,0,0,0,0,0,0,0,0,0,null,3,{"$f":"MIN($F$841*Q846,Q696-Q816)","v":0},0,0,0,0,0,0,0,0,0,0,0,0,null,3,{"$f":"MIN($F$841*AF846,AF696-AF816)","v":0},0,0,0,0,0,0,0,0,0,0,0,0]
[4,{"$f":"MIN($F$841*B847,B697-B817)","v":0},0,0,0,0,0,0,0,0,0,0,0,0,null,4,{"$f":"MIN($F$841*Q847,Q697-Q817)","v":0},0,0,0,0,0,0,0,0,0,0,0,0,null,4,{"$f":"MIN($F$841*AF847,AF697-AF817)","v":0},0,0,0,0,0,0,0,0,0,0,0,0]
[5,{"$f":"MIN($F$841*B848,B698-B818)","v":0},0,0,0,0,0,0,0,0,0,0,0,0,null,5,{"$f":"MIN($F$841*Q848,Q698-Q818)","v":0},0,0,0,0,0,0,0,0,0,0,0,0,null,5,{"$f":"MIN($F$841*AF848,AF698-AF818)","v":0},0,0,0,0,0,0,0,0,0,0,0,0]
[6,{"$f":"MIN($F$841*B849,B699-B819)","v":0},0,0,0,0,0,0,0,0,0,0,0,0,null,6,{"$f":"MIN($F$841*Q849,Q699-Q819)","v":0},0,0,0,0,0,0,0,0,0,0,0,0,null,6,{"$f":"MIN($F$841*AF849,AF699-AF819)","v":0},0,0,0,0,0,0,0,0,0,0,0,0]
[7,{"$f":"MIN($F$841*B850,B700-B820)","v":0},0,0,0,0,0,0,0,0,0,0,0,0,null,7,{"$f":"MIN($F$841*Q850,Q700-Q820)","v":0},0,0,0,0,0,0,0,0,0,0,0,0,null,7,{"$f":"MIN($F$841*AF850,AF700-AF820)","v":0},0,0,0,0,0,0,0,0,0,0,0,0]
[8,{"$f":"MIN($F$841*B851,B701-B821)","v":0},0,0,0,0,0,0,0,0,0,0,0,0,null,8,{"$f":"MIN($F$841*Q851,Q701-Q821)","v":0},0,0,0,0,0,0,0,0,0,0,0,0,null,8,{"$f":"MIN($F$841*AF851,AF701-AF821)","v":0},0,0,0,0,0,0,0,0,0,0,0,0]
[9,{"$f":"MIN($F$841*B852,B702-B822)","v":0},0,0,0,0,0,0,0,0,0,0,0,0,null,9,{"$f":"MIN($F$841*Q852,Q702-Q822)","v":0},0,0,0,0,0,0,0,0,0,0,0,0,null,9,{"$f":"MIN($F$841*AF852,AF702-AF822)","v":0},0,0,0,0,0,0,0,0,0,0,0,0]
[10,{"$f":"MIN($F$841*B853,B703-B823)","v":0},0,0,0,0,0,0,0,0,0,0,0,0,null,10,{"$f":"MIN($F$841*Q853,Q703-Q823)","v":0},0,0,0,0,0,0,0,0,0,0,0,0,null,10,{"$f":"MIN($F$841*AF853,AF703-AF823)","v":0},0,0,0,0,0,0,0,0,0,0,0,0]
[11,{"$f":"MIN($F$841*B854,B704-B824)","v":0},0,0,0,0,0,0,0,0,0,0,0,0,null,11,{"$f":"MIN($F$841*Q854,Q704-Q824)","v":0},0,0,0,0,0,0,0,0,0,0,0,0,null,11,{"$f":"MIN($F$841*AF854,AF704-AF824)","v":0},0,0,0,0,0,0,0,0,0,0,0,0]
[12,{"$f":"MIN($F$841*B855,B705-B825)","v":0},0,0,0,0,0,0,0,0,0,0,0,0,null,12,{"$f":"MIN($F$841*Q855,Q705-Q825)","v":0},0,0,0,0,0,0,0,0,0,0,0,0,null,12,{"$f":"MIN($F$841*AF855,AF705-AF825)","v":0},0,0,0,0,0,0,0,0,0,0,0,0]
[13,{"$f":"MIN($F$841*B856,B706-B826)","v":0},0,0,0,0,0,0,0,0,0,0,0,0,null,13,{"$f":"MIN($F$841*Q856,Q706-Q826)","v":0},0,0,0,0,0,0,0,0,0,0,0,0,null,13,{"$f":"MIN($F$841*AF856,AF706-AF826)","v":0},0,0,0,0,0,0,0,0,0,0,0,0]
[14,{"$f":"MIN($F$841*B857,B707-B827)","v":0},0,0,0,0,0,0,0,0,0,0,0,0,null,14,{"$f":"MIN($F$841*Q857,Q707-Q827)","v":0},0,0,0,0,0,0,0,0,0,0,0,0,null,14,{"$f":"MIN($F$841*AF857,AF707-AF827)","v":0},0,0,0,0,0,0,0,0,0,0,0,0]
[15,{"$f":"MIN($F$841*B858,B708-B828)","v":0},0,0,0,0,0,0,0,0,0,0,0,0,null,15,{"$f":"MIN($F$841*Q858,Q708-Q828)","v":0},0,0,0,0,0,0,0,0,0,0,0,0,null,15,{"$f":"MIN($F$841*AF858,AF708-AF828)","v":0},0,0,0,0,0,0,0,0,0,0,0,0]
[16,{"$f":"MIN($F$841*B859,B709-B829)","v":0},0,0,0,0,0,0,0,0,0,0,0,0,null,16,{"$f":"MIN($F$841*Q859,Q709-Q829)","v":0},0,0,0,0,0,0,0,0,0,0,0,0,null,16,{"$f":"MIN($F$841*AF859,AF709-AF829)","v":0},0,0,0,0,0,0,0,0,0,0,0,0]
[17,{"$f":"MIN($F$841*B860,B710-B830)","v":0},0,0,0,0,0,0,0,0,0,0,0,0,null,17,{"$f":"MIN($F$841*Q860,Q710-Q830)","v":0},0,0,0,0,0,0,0,0,0,0,0,0,null,17,{"$f":"MIN($F$841*AF860,AF710-AF830)","v":0},0,0,0,0,0,0,0,0,0,0,0,0]
[18,{"$f":"MIN($F$841*B861,B711-B831)","v":0},0,0,0,0,0,0,0,0,0,0,0,0,null,18,{"$f":"MIN($F$841*Q861,Q711-Q831)","v":0},0,0,0,0,0,0,0,0,0,0,0,0,null,18,{"$f":"MIN($F$841*AF861,AF711-AF831)","v":0},0,0,0,0,0,0,0,0,0,0,0,0]
[19,{"$f":"MIN($F$841*B862,B712-B832)","v":0},0,0,0,0,0,0,0,0,0,0,0,0,null,19,{"$f":"MIN($F$841*Q862,Q712-Q832)","v":0},0,0,0,0,0,0,0,0,0,0,0,0,null,19,{"$f":"MIN($F$841*AF862,AF712-AF832)","v":0},0,0,0,0,0,0,0,0,0,0,0,0]
[20,{"$f":"MIN($F$841*B863,B713-B833)","v":0},0,0,0,0,0,0,0,0,0,0,0,0,null,20,{"$f":"MIN($F$841*Q863,Q713-Q833)","v":0},0,0,0,0,0,0,0,0,0,0,0,0,null,20,{"$f":"MIN($F$841*AF863,AF713-AF833)","v":0},0,0,0,0,0,0,0,0,0,0,0,0]
[21,{"$f":"MIN($F$841*B864,B714-B834)","v":0},0,0,0,0,0,0,0,0,0,0,0,0,null,21,{"$f":"MIN($F$841*Q864,Q714-Q834)","v":0},0,0,0,0,0,0,0,0,0,0,0,0,null,21,{"$f":"MIN($F$841*AF864,AF714-AF834)","v":0},0,0,0,0,0,0,0,0,0,0,0,0]
[22,{"$f":"MIN($F$841*B865,B715-B835)","v":0},0,0,0,0,0,0,0,0,0,0,0,0,null,22,{"$f":"MIN($F$841*Q865,Q715-Q835)","v":0},0,0,0,0,0,0,0,0,0,0,0,0,null,22,{"$f":"MIN($F$841*AF865,AF715-AF835)","v":0},0,0,0,0,0,0,0,0,0,0,0,0]
[23,{"$f":"MIN($F$841*B866,B716-B836)","v":0},0,0,0,0,0,0,0,0,0,0,0,0,null,23,{"$f":"MIN($F$841*Q866,Q716-Q836)","v":0},0,0,0,0,0,0,0,0,0,0,0,0,null,23,{"$f":"MIN($F$841*AF866,AF716-AF836)","v":0},0,0,0,0,0,0,0,0,0,0,0,0]
["kWh/日",{"$f":"SUM(B873:B896)","v":0},{"$f":"SUM(C873:C896)","v":0},0,0,0,0,0,0,0,0,0,0,{"$f":"SUM(B897:M897)","v":0},null,"kWh/日",{"$f":"SUM(Q873:Q896)","v":0},{"$f":"SUM(R873:R896)","v":0},0,0,0,0,0,0,0,0,0,0,{"$f":"SUM(Q897:AB897)","v":0},null,"kWh/日",{"$f":"SUM(AF873:AF896)","v":0},{"$f":"SUM(AG873:AG896)","v":0},0,0,0,0,0,0,0,0,0,0,{"$f":"SUM(AF897:AQ897)","v":0}]
["日",{"$f":"B$28","v":20},{"$f":"C$28","v":20},22,20,20,22,20,23,20,21,20,21,{"$f":"SUM(B898:M898)","v":249},null,"日",{"$f":"Q$28","v":4},{"$f":"R$28","v":3},4,4,4,4,5,4,4,4,4,4,{"$f":"SUM(Q898:AB898)","v":48},null,"日",{"$f":"AF$28","v":7},{"$f":"AG$28","v":5},5,6,7,4,6,4,6,6,6,6,{"$f":"SUM(AF898:AQ898)","v":68}]
["MWh/月",{"$f":"B897*B898/1000","v":0},{"$f":"C897*C898/1000","v":0},0,0,0,0,0,0,0,0,0,0,{"$f":"SUM(B899:M899)","v":0},null,"MWh/月",{"$f":"Q897*Q898/1000","v":0},{"$f":"R897*R898/1000","v":0},0,0,0,0,0,0,0,0,0,0,{"$f":"SUM(Q899:AB899)","v":0},null,"MWh/月",{"$f":"AF897*AF898/1000","v":0},{"$f":"AG897*AG898/1000","v":0},0,0,0,0,0,0,0,0,0,0,{"$f":"SUM(AF899:AQ899)","v":0}]
[]
["冷房追焚時冷温水器補機電力",null,null,null,"補機",{"$f":"詳細版!U27","v":0},"kW/台",null,null,null,null,null,null,"（新設建物・平日）",null,"冷房追焚時冷温水器補機電力",null,null,null,null,null,null,null,null,null,null,null,null,"（新設建物・土曜）",null,"冷房追焚時冷温水器補機電力",null,null,null,null,null,null,null,null,null,null,null,null,"（新設建物・休日）"]
["kW","1月","2月","3月","4月","5月","6月","7月","8月","9月","10月","11月","12月","計",null,"kW","1月","2月","3月","4月","5月","6月","7月","8月","9月","10月","11月","12月","計",null,"kW","1月","2月","3月","4月","5月","6月","7月","8月","9月","10月","11月","12月","計"]
[0,{"$f":"B843*$F$901","v":0},{"$f":"C843*$F$901","v":0},0,0,0,0,0,0,0,0,0,0,{"$f":"SUM(B903:M903)","v":0},null,0,{"$f":"Q843*$F$901","v":0},{"$f":"R843*$F$901","v":0},0,0,0,0,0,0,0,0,0,0,{"$f":"SUM(Q903:AB903)","v":0},null,0,{"$f":"AF843*$F$901","v":0},{"$f":"AG843*$F$901","v":0},0,0,0,0,0,0,0,0,0,0,{"$f":"SUM(AF903:AQ903)","v":0}]
[1,{"$f":"B844*$F$901","v":0},0,0,0,0,0,0,0,0,0,0,0,{"$f":"SUM(B904:M904)","v":0},null,1,{"$f":"Q844*$F$901","v":0},0,0,0,0,0,0,0,0,0,0,0,{"$f":"SUM(Q904:AB904)","v":0},null,1,{"$f":"AF844*$F$901","v":0},0,0,0,0,0,0,0,0,0,0,0,{"$f":"SUM(AF904:AQ904)","v":0}]
[2,{"$f":"B845*$F$901","v":0},0,0,0,0,0,0,0,0,0,0,0,0,null,2,{"$f":"Q845*$F$901","v":0},0,0,0,0,0,0,0,0,0,0,0,0,null,2,{"$f":"AF845*$F$901","v":0},0,0,0,0,0,0,0,0,0,0,0,0]
[3,{"$f":"B846*$F$901","v":0},0,0,0,0,0,0,0,0,0,0,0,0,null,3,{"$f":"Q846*$F$901","v":0},0,0,0,0,0,0,0,0,0,0,0,0,null,3,{"$f":"AF846*$F$901","v":0},0,0,0,0,0,0,0,0,0,0,0,0]
[4,{"$f":"B847*$F$901","v":0},0,0,0,0,0,0,0,0,0,0,0,0,null,4,{"$f":"Q847*$F$901","v":0},0,0,0,0,0,0,0,0,0,0,0,0,null,4,{"$f":"AF847*$F$901","v":0},0,0,0,0,0,0,0,0,0,0,0,0]
[5,{"$f":"B848*$F$901","v":0},0,0,0,0,0,0,0,0,0,0,0,0,null,5,{"$f":"Q848*$F$901","v":0},0,0,0,0,0,0,0,0,0,0,0,0,null,5,{"$f":"AF848*$F$901","v":0},0,0,0,0,0,0,0,0,0,0,0,0]
[6,{"$f":"B849*$F$901","v":0},0,0,0,0,0,0,0,0,0,0,0,0,null,6,{"$f":"Q849*$F$901","v":0},0,0,0,0,0,0,0,0,0,0,0,0,null,6,{"$f":"AF849*$F$901","v":0},0,0,0,0,0,0,0,0,0,0,0,0]
[7,{"$f":"B850*$F$901","v":0},0,0,0,0,0,0,0,0,0,0,0,0,null,7,{"$f":"Q850*$F$901","v":0},0,0,0,0,0,0,0,0,0,0,0,0,null,7,{"$f":"AF850*$F$901","v":0},0,0,0,0,0,0,0,0,0,0,0,0]
[8,{"$f":"B851*$F$901","v":0},0,0,0,0,0,0,0,0,0,0,0,0,null,8,{"$f":"Q851*$F$901","v":0},0,0,0,0,0,0,0,0,0,0,0,0,null,8,{"$f":"AF851*$F$901","v":0},0,0,0,0,0,0,0,0,0,0,0,0]
[9,{"$f":"B852*$F$901","v":0},0,0,0,0,0,0,0,0,0,0,0,0,null,9,{"$f":"Q852*$F$901","v":0},0,0,0,0,0,0,0,0,0,0,0,0,null,9,{"$f":"AF852*$F$901","v":0},0,0,0,0,0,0,0,0,0,0,0,0]
[10,{"$f":"B853*$F$901","v":0},0,0,0,0,0,0,0,0,0,0,0,0,null,10,{"$f":"Q853*$F$901","v":0},0,0,0,0,0,0,0,0,0,0,0,0,null,10,{"$f":"AF853*$F$901","v":0},0,0,0,0,0,0,0,0,0,0,0,0]
[11,{"$f":"B854*$F$901","v":0},0,0,0,0,0,0,0,0,0,0,0,0,null,11,{"$f":"Q854*$F$901","v":0},0,0,0,0,0,0,0,0,0,0,0,0,null,11,{"$f":"AF854*$F$901","v":0},0,0,0,0,0,0,0,0,0,0,0,0]
[12,{"$f":"B855*$F$901","v":0},0,0,0,0,0,0,0,0,0,0,0,0,null,12,{"$f":"Q855*$F$901","v":0},0,0,0,0,0,0,0,0,0,0,0,0,null,12,{"$f":"AF855*$F$901","v":0},0,0,0,0,0,0,0,0,0,0,0,0]
[13,{"$f":"B856*$F$901","v":0},0,0,0,0,0,0,0,0,0,0,0,0,null,13,{"$f":"Q856*$F$901","v":0},0,0,0,0,0,0,0,0,0,0,0,0,null,13,{"$f":"AF856*$F$901","v":0},0,0,0,0,0,0,0,0,0,0,0,0]
[14,{"$f":"B857*$F$901","v":0},0,0,0,0,0,0,0,0,0,0,0,0,null,14,{"$f":"Q857*$F$901","v":0},0,0,0,0,0,0,0,0,0,0,0,0,null,14,{"$f":"AF857*$F$901","v":0},0,0,0,0,0,0,0,0,0,0,0,0]
[15,{"$f":"B858*$F$901","v":0},0,0,0,0,0,0,0,0,0,0,0,0,null,15,{"$f":"Q858*$F$901","v":0},0,0,0,0,0,0,0,0,0,0,0,0,null,15,{"$f":"AF858*$F$901","v":0},0,0,0,0,0,0,0,0,0,0,0,0]
[16,{"$f":"B859*$F$901","v":0},0,0,0,0,0,0,0,0,0,0,0,0,null,16,{"$f":"Q859*$F$901","v":0},0,0,0,0,0,0,0,0,0,0,0,0,null,16,{"$f":"AF859*$F$901","v":0},0,0,0,0,0,0,0,0,0,0,0,0]
[17,{"$f":"B860*$F$901","v":0},0,0,0,0,0,0,0,0,0,0,0,0,null,17,{"$f":"Q860*$F$901","v":0},0,0,0,0,0,0,0,0,0,0,0,0,null,17,{"$f":"AF860*$F$901","v":0},0,0,0,0,0,0,0,0,0,0,0,0]
[18,{"$f":"B861*$F$901","v":0},0,0,0,0,0,0,0,0,0,0,0,0,null,18,{"$f":"Q861*$F$901","v":0},0,0,0,0,0,0,0,0,0,0,0,0,null,18,{"$f":"AF861*$F$901","v":0},0,0,0,0,0,0,0,0,0,0,0,0]
[19,{"$f":"B862*$F$901","v":0},0,0,0,0,0,0,0,0,0,0,0,0,null,19,{"$f":"Q862*$F$901","v":0},0,0,0,0,0,0,0,0,0,0,0,0,null,19,{"$f":"AF862*$F$901","v":0},0,0,0,0,0,0,0,0,0,0,0,0]
[20,{"$f":"B863*$F$901","v":0},0,0,0,0,0,0,0,0,0,0,0,0,null,20,{"$f":"Q863*$F$901","v":0},0,0,0,0,0,0,0,0,0,0,0,0,null,20,{"$f":"AF863*$F$901","v":0},0,0,0,0,0,0,0,0,0,0,0,0]
[21,{"$f":"B864*$F$901","v":0},0,0,0,0,0,0,0,0,0,0,0,0,null,21,{"$f":"Q864*$F$901","v":0},0,0,0,0,0,0,0,0,0,0,0,0,null,21,{"$f":"AF864*$F$901","v":0},0,0,0,0,0,0,0,0,0,0,0,0]
[22,{"$f":"B865*$F$901","v":0},0,0,0,0,0,0,0,0,0,0,0,0,null,22,{"$f":"Q865*$F$901","v":0},0,0,0,0,0,0,0,0,0,0,0,0,null,22,{"$f":"AF865*$F$901","v":0},0,0,0,0,0,0,0,0,0,0,0,0]
[23,{"$f":"B866*$F$901","v":0},0,0,0,0,0,0,0,0,0,0,0,0,null,23,{"$f":"Q866*$F$901","v":0},0,0,0,0,0,0,0,0,0,0,0,0,null,23,{"$f":"AF866*$F$901","v":0},0,0,0,0,0,0,0,0,0,0,0,0]
["kWh/日",{"$f":"SUM(B903:B926)","v":0},{"$f":"SUM(C903:C926)","v":0},0,0,0,0,0,0,0,0,0,0,{"$f":"SUM(B927:M927)","v":0},null,"kWh/日",{"$f":"SUM(Q903:Q926)","v":0},{"$f":"SUM(R903:R926)","v":0},0,0,0,0,0,0,0,0,0,0,{"$f":"SUM(Q927:AB927)","v":0},null,"kWh/日",{"$f":"SUM(AF903:AF926)","v":0},{"$f":"SUM(AG903:AG926)","v":0},0,0,0,0,0,0,0,0,0,0,{"$f":"SUM(AF927:AQ927)","v":0}]
["日",{"$f":"B$28","v":20},{"$f":"C$28","v":20},22,20,20,22,20,23,20,21,20,21,{"$f":"SUM(B928:M928)","v":249},null,"日",{"$f":"Q$28","v":4},{"$f":"R$28","v":3},4,4,4,4,5,4,4,4,4,4,{"$f":"SUM(Q928:AB928)","v":48},null,"日",{"$f":"AF$28","v":7},{"$f":"AG$28","v":5},5,6,7,4,6,4,6,6,6,6,{"$f":"SUM(AF928:AQ928)","v":68}]
["MWh/月",{"$f":"B927*B928/1000","v":0},{"$f":"C927*C928/1000","v":0},0,0,0,0,0,0,0,0,0,0,{"$f":"SUM(B929:M929)","v":0},null,"MWh/月",{"$f":"Q927*Q928/1000","v":0},{"$f":"R927*R928/1000","v":0},0,0,0,0,0,0,0,0,0,0,{"$f":"SUM(Q929:AB929)","v":0},null,"MWh/月",{"$f":"AF927*AF928/1000","v":0},{"$f":"AG927*AG928/1000","v":0},0,0,0,0,0,0,0,0,0,0,{"$f":"SUM(AF929:AQ929)","v":0}]
[]
["暖房追焚（ジェネリンク）稼働台数",null,null,null,"単機容量",{"$f":"詳細版!U19/J931","v":0},"kW/台",null,"台数",{"$f":"詳細版!U20","v":2},"台",null,null,"（新設建物・平日）",null,"暖房追焚（ジェネリンク）稼働台数",null,null,null,null,null,null,null,null,null,null,null,null,"（新設建物・土曜）",null,"暖房追焚（ジェネリンク）稼働台数",null,null,null,null,null,null,null,null,null,null,null,null,"（新設建物・休日）"]
["kW","1月","2月","3月","4月","5月","6月","7月","8月","9月","10月","11月","12月","計",null,"kW","1月","2月","3月","4月","5月","6月","7月","8月","9月","10月","11月","12月","計",null,"kW","1月","2月","3月","4月","5月","6月","7月","8月","9月","10月","11月","12月","計"]
[0,{"$f":"IF($F$931=0,0,MIN(ROUNDUP(B723/$F$931,0),$J$931))","v":0},0,0,0,0,0,0,0,0,0,0,0,{"$f":"SUM(B933:M933)","v":0},null,0,{"$f":"IF($F$931=0,0,MIN(ROUNDUP(Q723/$F$931,0),$J$931))","v":0},0,0,0,0,0,0,0,0,0,0,0,{"$f":"SUM(Q933:AB933)","v":0},null,0,{"$f":"IF($F$931=0,0,MIN(ROUNDUP(AF723/$F$931,0),$J$931))","v":0},0,0,0,0,0,0,0,0,0,0,0,{"$f":"SUM(AF933:AQ933)","v":0}]
[1,{"$f":"IF($F$931=0,0,MIN(ROUNDUP(B724/$F$931,0),$J$931))","v":0},0,0,0,0,0,0,0,0,0,0,0,{"$f":"SUM(B934:M934)","v":0},null,1,{"$f":"IF($F$931=0,0,MIN(ROUNDUP(Q724/$F$931,0),$J$931))","v":0},0,0,0,0,0,0,0,0,0,0,0,{"$f":"SUM(Q934:AB934)","v":0},null,1,{"$f":"IF($F$931=0,0,MIN(ROUNDUP(AF724/$F$931,0),$J$931))","v":0},0,0,0,0,0,0,0,0,0,0,0,{"$f":"SUM(AF934:AQ934)","v":0}]
[2,{"$f":"IF($F$931=0,0,MIN(ROUNDUP(B725/$F$931,0),$J$931))","v":0},0,0,0,0,0,0,0,0,0,0,0,0,null,2,{"$f":"IF($F$931=0,0,MIN(ROUNDUP(Q725/$F$931,0),$J$931))","v":0},0,0,0,0,0,0,0,0,0,0,0,0,null,2,{"$f":"IF($F$931=0,0,MIN(ROUNDUP(AF725/$F$931,0),$J$931))","v":0},0,0,0,0,0,0,0,0,0,0,0,0]
[3,{"$f":"IF($F$931=0,0,MIN(ROUNDUP(B726/$F$931,0),$J$931))","v":0},0,0,0,0,0,0,0,0,0,0,0,0,null,3,{"$f":"IF($F$931=0,0,MIN(ROUNDUP(Q726/$F$931,0),$J$931))","v":0},0,0,0,0,0,0,0,0,0,0,0,0,null,3,{"$f":"IF($F$931=0,0,MIN(ROUNDUP(AF726/$F$931,0),$J$931))","v":0},0,0,0,0,0,0,0,0,0,0,0,0]
[4,{"$f":"IF($F$931=0,0,MIN(ROUNDUP(B727/$F$931,0),$J$931))","v":0},0,0,0,0,0,0,0,0,0,0,0,0,null,4,{"$f":"IF($F$931=0,0,MIN(ROUNDUP(Q727/$F$931,0),$J$931))","v":0},0,0,0,0,0,0,0,0,0,0,0,0,null,4,{"$f":"IF($F$931=0,0,MIN(ROUNDUP(AF727/$F$931,0),$J$931))","v":0},0,0,0,0,0,0,0,0,0,0,0,0]
[5,{"$f":"IF($F$931=0,0,MIN(ROUNDUP(B728/$F$931,0),$J$931))","v":0},0,0,0,0,0,0,0,0,0,0,0,0,null,5,{"$f":"IF($F$931=0,0,MIN(ROUNDUP(Q728/$F$931,0),$J$931))","v":0},0,0,0,0,0,0,0,0,0,0,0,0,null,5,{"$f":"IF($F$931=0,0,MIN(ROUNDUP(AF728/$F$931,0),$J$931))","v":0},0,0,0,0,0,0,0,0,0,0,0,0]
[6,{"$f":"IF($F$931=0,0,MIN(ROUNDUP(B729/$F$931,0),$J$931))","v":0},0,0,0,0,0,0,0,0,0,0,0,0,null,6,{"$f":"IF($F$931=0,0,MIN(ROUNDUP(Q729/$F$931,0),$J$931))","v":0},0,0,0,0,0,0,0,0,0,0,0,0,null,6,{"$f":"IF($F$931=0,0,MIN(ROUNDUP(AF729/$F$931,0),$J$931))","v":0},0,0,0,0,0,0,0,0,0,0,0,0]
[7,{"$f":"IF($F$931=0,0,MIN(ROUNDUP(B730/$F$931,0),$J$931))","v":0},0,0,0,0,0,0,0,0,0,0,0,0,null,7,{"$f":"IF($F$931=0,0,MIN(ROUNDUP(Q730/$F$931,0),$J$931))","v":0},0,0,0,0,0,0,0,0,0,0,0,0,null,7,{"$f":"IF($F$931=0,0,MIN(ROUNDUP(AF730/$F$931,0),$J$931))","v":0},0,0,0,0,0,0,0,0,0,0,0,0]
[8,{"$f":"IF($F$931=0,0,MIN(ROUNDUP(B731/$F$931,0),$J$931))","v":0},0,0,0,0,0,0,0,0,0,0,0,0,null,8,{"$f":"IF($F$931=0,0,MIN(ROUNDUP(Q731/$F$931,0),$J$931))","v":0},0,0,0,0,0,0,0,0,0,0,0,0,null,8,{"$f":"IF($F$931=0,0,MIN(ROUNDUP(AF731/$F$931,0),$J$931))","v":0},0,0,0,0,0,0,0,0,0,0,0,0]
[9,{"$f":"IF($F$931=0,0,MIN(ROUNDUP(B732/$F$931,0),$J$931))","v":0},0,0,0,0,0,0,0,0,0,0,0,0,null,9,{"$f":"IF($F$931=0,0,MIN(ROUNDUP(Q732/$F$931,0),$J$931))","v":0},0,0,0,0,0,0,0,0,0,0,0,0,null,9,{"$f":"IF($F$931=0,0,MIN(ROUNDUP(AF732/$F$931,0),$J$931))","v":0},0,0,0,0,0,0,0,0,0,0,0,0]
[10,{"$f":"IF($F$931=0,0,MIN(ROUNDUP(B733/$F$931,0),$J$931))","v":0},0,0,0,0,0,0,0,0,0,0,0,0,null,10,{"$f":"IF($F$931=0,0,MIN(ROUNDUP(Q733/$F$931,0),$J$931))","v":0},0,0,0,0,0,0,0,0,0,0,0,0,null,10,{"$f":"IF($F$931=0,0,MIN(ROUNDUP(AF733/$F$931,0),$J$931))","v":0},0,0,0,0,0,0,0,0,0,0,0,0]
[11,{"$f":"IF($F$931=0,0,MIN(ROUNDUP(B734/$F$931,0),$J$931))","v":0},0,0,0,0,0,0,0,0,0,0,0,0,null,11,{"$f":"IF($F$931=0,0,MIN(ROUNDUP(Q734/$F$931,0),$J$931))","v":0},0,0,0,0,0,0,0,0,0,0,0,0,null,11,{"$f":"IF($F$931=0,0,MIN(ROUNDUP(AF734/$F$931,0),$J$931))","v":0},0,0,0,0,0,0,0,0,0,0,0,0]
[12,{"$f":"IF($F$931=0,0,MIN(ROUNDUP(B735/$F$931,0),$J$931))","v":0},0,0,0,0,0,0,0,0,0,0,0,0,null,12,{"$f":"IF($F$931=0,0,MIN(ROUNDUP(Q735/$F$931,0),$J$931))","v":0},0,0,0,0,0,0,0,0,0,0,0,0,null,12,{"$f":"IF($F$931=0,0,MIN(ROUNDUP(AF735/$F$931,0),$J$931))","v":0},0,0,0,0,0,0,0,0,0,0,0,0]
[13,{"$f":"IF($F$931=0,0,MIN(ROUNDUP(B736/$F$931,0),$J$931))","v":0},0,0,0,0,0,0,0,0,0,0,0,0,null,13,{"$f":"IF($F$931=0,0,MIN(ROUNDUP(Q736/$F$931,0),$J$931))","v":0},0,0,0,0,0,0,0,0,0,0,0,0,null,13,{"$f":"IF($F$931=0,0,MIN(ROUNDUP(AF736/$F$931,0),$J$931))","v":0},0,0,0,0,0,0,0,0,0,0,0,0]
[14,{"$f":"IF($F$931=0,0,MIN(ROUNDUP(B737/$F$931,0),$J$931))","v":0},0,0,0,0,0,0,0,0,0,0,0,0,null,14,{"$f":"IF($F$931=0,0,MIN(ROUNDUP(Q737/$F$931,0),$J$931))","v":0},0,0,0,0,0,0,0,0,0,0,0,0,null,14,{"$f":"IF($F$931=0,0,MIN(ROUNDUP(AF737/$F$931,0),$J$931))","v":0},0,0,0,0,0,0,0,0,0,0,0,0]
[15,{"$f":"IF($F$931=0,0,MIN(ROUNDUP(B738/$F$931,0),$J$931))","v":0},0,0,0,0,0,0,0,0,0,0,0,0,null,15,{"$f":"IF($F$931=0,0,MIN(ROUNDUP(Q738/$F$931,0),$J$931))","v":0},0,0,0,0,0,0,0,0,0,0,0,0,null,15,{"$f":"IF($F$931=0,0,MIN(ROUNDUP(AF738/$F$931,0),$J$931))","v":0},0,0,0,0,0,0,0,0,0,0,0,0]
[16,{"$f":"IF($F$931=0,0,MIN(ROUNDUP(B739/$F$931,0),$J$931))","v":0},0,0,0,0,0,0,0,0,0,0,0,0,null,16,{"$f":"IF($F$931=0,0,MIN(ROUNDUP(Q739/$F$931,0),$J$931))","v":0},0,0,0,0,0,0,0,0,0,0,0,0,null,16,{"$f":"IF($F$931=0,0,MIN(ROUNDUP(AF739/$F$931,0),$J$931))","v":0},0,0,0,0,0,0,0,0,0,0,0,0]
[17,{"$f":"IF($F$931=0,0,MIN(ROUNDUP(B740/$F$931,0),$J$931))","v":0},0,0,0,0,0,0,0,0,0,0,0,0,null,17,{"$f":"IF($F$931=0,0,MIN(ROUNDUP(Q740/$F$931,0),$J$931))","v":0},0,0,0,0,0,0,0,0,0,0,0,0,null,17,{"$f":"IF($F$931=0,0,MIN(ROUNDUP(AF740/$F$931,0),$J$931))","v":0},0,0,0,0,0,0,0,0,0,0,0,0]
[18,{"$f":"IF($F$931=0,0,MIN(ROUNDUP(B741/$F$931,0),$J$931))","v":0},0,0,0,0,0,0,0,0,0,0,0,0,null,18,{"$f":"IF($F$931=0,0,MIN(ROUNDUP(Q741/$F$931,0),$J$931))","v":0},0,0,0,0,0,0,0,0,0,0,0,0,null,18,{"$f":"IF($F$931=0,0,MIN(ROUNDUP(AF741/$F$931,0),$J$931))","v":0},0,0,0,0,0,0,0,0,0,0,0,0]
[19,{"$f":"IF($F$931=0,0,MIN(ROUNDUP(B742/$F$931,0),$J$931))","v":0},0,0,0,0,0,0,0,0,0,0,0,0,null,19,{"$f":"IF($F$931=0,0,MIN(ROUNDUP(Q742/$F$931,0),$J$931))","v":0},0,0,0,0,0,0,0,0,0,0,0,0,null,19,{"$f":"IF($F$931=0,0,MIN(ROUNDUP(AF742/$F$931,0),$J$931))","v":0},0,0,0,0,0,0,0,0,0,0,0,0]
[20,{"$f":"IF($F$931=0,0,MIN(ROUNDUP(B743/$F$931,0),$J$931))","v":0},0,0,0,0,0,0,0,0,0,0,0,0,null,20,{"$f":"IF($F$931=0,0,MIN(ROUNDUP(Q743/$F$931,0),$J$931))","v":0},0,0,0,0,0,0,0,0,0,0,0,0,null,20,{"$f":"IF($F$931=0,0,MIN(ROUNDUP(AF743/$F$931,0),$J$931))","v":0},0,0,0,0,0,0,0,0,0,0,0,0]
[21,{"$f":"IF($F$931=0,0,MIN(ROUNDUP(B744/$F$931,0),$J$931))","v":0},0,0,0,0,0,0,0,0,0,0,0,0,null,21,{"$f":"IF($F$931=0,0,MIN(ROUNDUP(Q744/$F$931,0),$J$931))","v":0},0,0,0,0,0,0,0,0,0,0,0,0,null,21,{"$f":"IF($F$931=0,0,MIN(ROUNDUP(AF744/$F$931,0),$J$931))","v":0},0,0,0,0,0,0,0,0,0,0,0,0]
[22,{"$f":"IF($F$931=0,0,MIN(ROUNDUP(B745/$F$931,0),$J$931))","v":0},0,0,0,0,0,0,0,0,0,0,0,0,null,22,{"$f":"IF($F$931=0,0,MIN(ROUNDUP(Q745/$F$931,0),$J$931))","v":0},0,0,0,0,0,0,0,0,0,0,0,0,null,22,{"$f":"IF($F$931=0,0,MIN(ROUNDUP(AF745/$F$931,0),$J$931))","v":0},0,0,0,0,0,0,0,0,0,0,0,0]
[23,{"$f":"IF($F$931=0,0,MIN(ROUNDUP(B746/$F$931,0),$J$931))","v":0},0,0,0,0,0,0,0,0,0,0,0,0,null,23,{"$f":"IF($F$931=0,0,MIN(ROUNDUP(Q746/$F$931,0),$J$931))","v":0},0,0,0,0,0,0,0,0,0,0,0,0,null,23,{"$f":"IF($F$931=0,0,MIN(ROUNDUP(AF746/$F$931,0),$J$931))","v":0},0,0,0,0,0,0,0,0,0,0,0,0]
["kWh/日",{"$f":"SUM(B933:B956)","v":0},{"$f":"SUM(C933:C956)","v":0},0,0,0,0,0,0,0,0,0,0,{"$f":"SUM(B957:M957)","v":0},null,"kWh/日",{"$f":"SUM(Q933:Q956)","v":0},{"$f":"SUM(R933:R956)","v":0},0,0,0,0,0,0,0,0,0,0,{"$f":"SUM(Q957:AB957)","v":0},null,"kWh/日",{"$f":"SUM(AF933:AF956)","v":0},{"$f":"SUM(AG933:AG956)","v":0},0,0,0,0,0,0,0,0,0,0,{"$f":"SUM(AF957:AQ957)","v":0}]
["日",{"$f":"B$28","v":20},{"$f":"C$28","v":20},22,20,20,22,20,23,20,21,20,21,{"$f":"SUM(B958:M958)","v":249},null,"日",{"$f":"Q$28","v":4},{"$f":"R$28","v":3},4,4,4,4,5,4,4,4,4,4,{"$f":"SUM(Q958:AB958)","v":48},null,"日",{"$f":"AF$28","v":7},{"$f":"AG$28","v":5},5,6,7,4,6,4,6,6,6,6,{"$f":"SUM(AF958:AQ958)","v":68}]
["MWh/月",{"$f":"B957*B958/1000","v":0},{"$f":"C957*C958/1000","v":0},0,0,0,0,0,0,0,0,0,0,{"$f":"SUM(B959:M959)","v":0},null,"MWh/月",{"$f":"Q957*Q958/1000","v":0},{"$f":"R957*R958/1000","v":0},0,0,0,0,0,0,0,0,0,0,{"$f":"SUM(Q959:AB959)","v":0},null,"MWh/月",{"$f":"AF957*AF958/1000","v":0},{"$f":"AG957*AG958/1000","v":0},0,0,0,0,0,0,0,0,0,0,{"$f":"SUM(AF959:AQ959)","v":0}]
[]
["暖房追焚（ジェネリンク）供給熱量",null,null,null,null,null,null,null,null,null,null,null,null,"（新設建物・平日）",null,"暖房追焚（ジェネリンク）供給熱量",null,null,null,null,null,null,null,null,null,null,null,null,"（新設建物・土曜）",null,"暖房追焚（ジェネリンク）供給熱量",null,null,null,null,null,null,null,null,null,null,null,null,"（新設建物・休日）"]
["kW","1月","2月","3月","4月","5月","6月","7月","8月","9月","10月","11月","12月","計",null,"kW","1月","2月","3月","4月","5月","6月","7月","8月","9月","10月","11月","12月","計",null,"kW","1月","2月","3月","4月","5月","6月","7月","8月","9月","10月","11月","12月","計"]
[0,{"$f":"MIN(B933*$F$931,B723)","v":0},0,0,0,0,0,0,0,0,0,0,0,{"$f":"SUM(B963:M963)","v":0},null,0,{"$f":"MIN(Q933*$F$931,Q723)","v":0},0,0,0,0,0,0,0,0,0,0,0,{"$f":"SUM(Q963:AB963)","v":0},null,0,{"$f":"MIN(AF933*$F$931,AF723)","v":0},0,0,0,0,0,0,0,0,0,0,0,{"$f":"SUM(AF963:AQ963)","v":0}]
[1,{"$f":"MIN(B934*$F$931,B724)","v":0},0,0,0,0,0,0,0,0,0,0,0,{"$f":"SUM(B964:M964)","v":0},null,1,{"$f":"MIN(Q934*$F$931,Q724)","v":0},0,0,0,0,0,0,0,0,0,0,0,{"$f":"SUM(Q964:AB964)","v":0},null,1,{"$f":"MIN(AF934*$F$931,AF724)","v":0},0,0,0,0,0,0,0,0,0,0,0,{"$f":"SUM(AF964:AQ964)","v":0}]
[2,{"$f":"MIN(B935*$F$931,B725)","v":0},0,0,0,0,0,0,0,0,0,0,0,0,null,2,{"$f":"MIN(Q935*$F$931,Q725)","v":0},0,0,0,0,0,0,0,0,0,0,0,0,null,2,{"$f":"MIN(AF935*$F$931,AF725)","v":0},0,0,0,0,0,0,0,0,0,0,0,0]
[3,{"$f":"MIN(B936*$F$931,B726)","v":0},0,0,0,0,0,0,0,0,0,0,0,0,null,3,{"$f":"MIN(Q936*$F$931,Q726)","v":0},0,0,0,0,0,0,0,0,0,0,0,0,null,3,{"$f":"MIN(AF936*$F$931,AF726)","v":0},0,0,0,0,0,0,0,0,0,0,0,0]
[4,{"$f":"MIN(B937*$F$931,B727)","v":0},0,0,0,0,0,0,0,0,0,0,0,0,null,4,{"$f":"MIN(Q937*$F$931,Q727)","v":0},0,0,0,0,0,0,0,0,0,0,0,0,null,4,{"$f":"MIN(AF937*$F$931,AF727)","v":0},0,0,0,0,0,0,0,0,0,0,0,0]
[5,{"$f":"MIN(B938*$F$931,B728)","v":0},0,0,0,0,0,0,0,0,0,0,0,0,null,5,{"$f":"MIN(Q938*$F$931,Q728)","v":0},0,0,0,0,0,0,0,0,0,0,0,0,null,5,{"$f":"MIN(AF938*$F$931,AF728)","v":0},0,0,0,0,0,0,0,0,0,0,0,0]
[6,{"$f":"MIN(B939*$F$931,B729)","v":0},0,0,0,0,0,0,0,0,0,0,0,0,null,6,{"$f":"MIN(Q939*$F$931,Q729)","v":0},0,0,0,0,0,0,0,0,0,0,0,0,null,6,{"$f":"MIN(AF939*$F$931,AF729)","v":0},0,0,0,0,0,0,0,0,0,0,0,0]
[7,{"$f":"MIN(B940*$F$931,B730)","v":0},0,0,0,0,0,0,0,0,0,0,0,0,null,7,{"$f":"MIN(Q940*$F$931,Q730)","v":0},0,0,0,0,0,0,0,0,0,0,0,0,null,7,{"$f":"MIN(AF940*$F$931,AF730)","v":0},0,0,0,0,0,0,0,0,0,0,0,0]
[8,{"$f":"MIN(B941*$F$931,B731)","v":0},0,0,0,0,0,0,0,0,0,0,0,0,null,8,{"$f":"MIN(Q941*$F$931,Q731)","v":0},0,0,0,0,0,0,0,0,0,0,0,0,null,8,{"$f":"MIN(AF941*$F$931,AF731)","v":0},0,0,0,0,0,0,0,0,0,0,0,0]
[9,{"$f":"MIN(B942*$F$931,B732)","v":0},0,0,0,0,0,0,0,0,0,0,0,0,null,9,{"$f":"MIN(Q942*$F$931,Q732)","v":0},0,0,0,0,0,0,0,0,0,0,0,0,null,9,{"$f":"MIN(AF942*$F$931,AF732)","v":0},0,0,0,0,0,0,0,0,0,0,0,0]
[10,{"$f":"MIN(B943*$F$931,B733)","v":0},0,0,0,0,0,0,0,0,0,0,0,0,null,10,{"$f":"MIN(Q943*$F$931,Q733)","v":0},0,0,0,0,0,0,0,0,0,0,0,0,null,10,{"$f":"MIN(AF943*$F$931,AF733)","v":0},0,0,0,0,0,0,0,0,0,0,0,0]
[11,{"$f":"MIN(B944*$F$931,B734)","v":0},0,0,0,0,0,0,0,0,0,0,0,0,null,11,{"$f":"MIN(Q944*$F$931,Q734)","v":0},0,0,0,0,0,0,0,0,0,0,0,0,null,11,{"$f":"MIN(AF944*$F$931,AF734)","v":0},0,0,0,0,0,0,0,0,0,0,0,0]
[12,{"$f":"MIN(B945*$F$931,B735)","v":0},0,0,0,0,0,0,0,0,0,0,0,0,null,12,{"$f":"MIN(Q945*$F$931,Q735)","v":0},0,0,0,0,0,0,0,0,0,0,0,0,null,12,{"$f":"MIN(AF945*$F$931,AF735)","v":0},0,0,0,0,0,0,0,0,0,0,0,0]
[13,{"$f":"MIN(B946*$F$931,B736)","v":0},0,0,0,0,0,0,0,0,0,0,0,0,null,13,{"$f":"MIN(Q946*$F$931,Q736)","v":0},0,0,0,0,0,0,0,0,0,0,0,0,null,13,{"$f":"MIN(AF946*$F$931,AF736)","v":0},0,0,0,0,0,0,0,0,0,0,0,0]
[14,{"$f":"MIN(B947*$F$931,B737)","v":0},0,0,0,0,0,0,0,0,0,0,0,0,null,14,{"$f":"MIN(Q947*$F$931,Q737)","v":0},0,0,0,0,0,0,0,0,0,0,0,0,null,14,{"$f":"MIN(AF947*$F$931,AF737)","v":0},0,0,0,0,0,0,0,0,0,0,0,0]
[15,{"$f":"MIN(B948*$F$931,B738)","v":0},0,0,0,0,0,0,0,0,0,0,0,0,null,15,{"$f":"MIN(Q948*$F$931,Q738)","v":0},0,0,0,0,0,0,0,0,0,0,0,0,null,15,{"$f":"MIN(AF948*$F$931,AF738)","v":0},0,0,0,0,0,0,0,0,0,0,0,0]
[16,{"$f":"MIN(B949*$F$931,B739)","v":0},0,0,0,0,0,0,0,0,0,0,0,0,null,16,{"$f":"MIN(Q949*$F$931,Q739)","v":0},0,0,0,0,0,0,0,0,0,0,0,0,null,16,{"$f":"MIN(AF949*$F$931,AF739)","v":0},0,0,0,0,0,0,0,0,0,0,0,0]
[17,{"$f":"MIN(B950*$F$931,B740)","v":0},0,0,0,0,0,0,0,0,0,0,0,0,null,17,{"$f":"MIN(Q950*$F$931,Q740)","v":0},0,0,0,0,0,0,0,0,0,0,0,0,null,17,{"$f":"MIN(AF950*$F$931,AF740)","v":0},0,0,0,0,0,0,0,0,0,0,0,0]
[18,{"$f":"MIN(B951*$F$931,B741)","v":0},0,0,0,0,0,0,0,0,0,0,0,0,null,18,{"$f":"MIN(Q951*$F$931,Q741)","v":0},0,0,0,0,0,0,0,0,0,0,0,0,null,18,{"$f":"MIN(AF951*$F$931,AF741)","v":0},0,0,0,0,0,0,0,0,0,0,0,0]
[19,{"$f":"MIN(B952*$F$931,B742)","v":0},0,0,0,0,0,0,0,0,0,0,0,0,null,19,{"$f":"MIN(Q952*$F$931,Q742)","v":0},0,0,0,0,0,0,0,0,0,0,0,0,null,19,{"$f":"MIN(AF952*$F$931,AF742)","v":0},0,0,0,0,0,0,0,0,0,0,0,0]
[20,{"$f":"MIN(B953*$F$931,B743)","v":0},0,0,0,0,0,0,0,0,0,0,0,0,null,20,{"$f":"MIN(Q953*$F$931,Q743)","v":0},0,0,0,0,0,0,0,0,0,0,0,0,null,20,{"$f":"MIN(AF953*$F$931,AF743)","v":0},0,0,0,0,0,0,0,0,0,0,0,0]
[21,{"$f":"MIN(B954*$F$931,B744)","v":0},0,0,0,0,0,0,0,0,0,0,0,0,null,21,{"$f":"MIN(Q954*$F$931,Q744)","v":0},0,0,0,0,0,0,0,0,0,0,0,0,null,21,{"$f":"MIN(AF954*$F$931,AF744)","v":0},0,0,0,0,0,0,0,0,0,0,0,0]
[22,{"$f":"MIN(B955*$F$931,B745)","v":0},0,0,0,0,0,0,0,0,0,0,0,0,null,22,{"$f":"MIN(Q955*$F$931,Q745)","v":0},0,0,0,0,0,0,0,0,0,0,0,0,null,22,{"$f":"MIN(AF955*$F$931,AF745)","v":0},0,0,0,0,0,0,0,0,0,0,0,0]
[23,{"$f":"MIN(B956*$F$931,B746)","v":0},0,0,0,0,0,0,0,0,0,0,0,0,null,23,{"$f":"MIN(Q956*$F$931,Q746)","v":0},0,0,0,0,0,0,0,0,0,0,0,0,null,23,{"$f":"MIN(AF956*$F$931,AF746)","v":0},0,0,0,0,0,0,0,0,0,0,0,0]
["kWh/日",{"$f":"SUM(B963:B986)","v":0},{"$f":"SUM(C963:C986)","v":0},0,0,0,0,0,0,0,0,0,0,{"$f":"SUM(B987:M987)","v":0},null,"kWh/日",{"$f":"SUM(Q963:Q986)","v":0},{"$f":"SUM(R963:R986)","v":0},0,0,0,0,0,0,0,0,0,0,{"$f":"SUM(Q987:AB987)","v":0},null,"kWh/日",{"$f":"SUM(AF963:AF986)","v":0},{"$f":"SUM(AG963:AG986)","v":0},0,0,0,0,0,0,0,0,0,0,{"$f":"SUM(AF987:AQ987)","v":0}]
["日",{"$f":"B$28","v":20},{"$f":"C$28","v":20},22,20,20,22,20,23,20,21,20,21,{"$f":"SUM(B988:M988)","v":249},null,"日",{"$f":"Q$28","v":4},{"$f":"R$28","v":3},4,4,4,4,5,4,4,4,4,4,{"$f":"SUM(Q988:AB988)","v":48},null,"日",{"$f":"AF$28","v":7},{"$f":"AG$28","v":5},5,6,7,4,6,4,6,6,6,6,{"$f":"SUM(AF988:AQ988)","v":68}]
["MWh/月",{"$f":"B987*B988/1000","v":0},{"$f":"C987*C988/1000","v":0},0,0,0,0,0,0,0,0,0,0,{"$f":"SUM(B989:M989)","v":0},null,"MWh/月",{"$f":"Q987*Q988/1000","v":0},{"$f":"R987*R988/1000","v":0},0,0,0,0,0,0,0,0,0,0,{"$f":"SUM(Q989:AB989)","v":0},null,"MWh/月",{"$f":"AF987*AF988/1000","v":0},{"$f":"AG987*AG988/1000","v":0},0,0,0,0,0,0,0,0,0,0,{"$f":"SUM(AF989:AQ989)","v":0}]
[]
["暖房追焚（ジェネリンク）補機電力",null,null,null,null,"補機",{"$f":"詳細版!U21","v":0},"kW/台",null,null,null,null,null,"（新設建物・平日）",null,"暖房追焚（ジェネリンク）補機電力",null,null,null,null,null,null,null,null,null,null,null,null,"（新設建物・土曜）",null,"暖房追焚（ジェネリンク）補機電力",null,null,null,null,null,null,null,null,null,null,null,null,"（新設建物・休日）"]
["kW","1月","2月","3月","4月","5月","6月","7月","8月","9月","10月","11月","12月","計",null,"kW","1月","2月","3月","4月","5月","6月","7月","8月","9月","10月","11月","12月","計",null,"kW","1月","2月","3月","4月","5月","6月","7月","8月","9月","10月","11月","12月","計"]
[0,{"$f":"B933*$G$991","v":0},{"$f":"C933*$G$991","v":0},0,0,0,0,0,0,0,0,0,0,{"$f":"SUM(B993:M993)","v":0},null,0,{"$f":"Q933*$G$991","v":0},{"$f":"R933*$G$991","v":0},0,0,0,0,0,0,0,0,0,0,{"$f":"SUM(Q993:AB993)","v":0},null,0,{"$f":"AF933*$G$991","v":0},{"$f":"AG933*$G$991","v":0},0,0,0,0,0,0,0,0,0,0,{"$f":"SUM(AF993:AQ993)","v":0}]
[1,{"$f":"B934*$G$991","v":0},0,0,0,0,0,0,0,0,0,0,0,{"$f":"SUM(B994:M994)","v":0},null,1,{"$f":"Q934*$G$991","v":0},0,0,0,0,0,0,0,0,0,0,0,{"$f":"SUM(Q994:AB994)","v":0},null,1,{"$f":"AF934*$G$991","v":0},0,0,0,0,0,0,0,0,0,0,0,{"$f":"SUM(AF994:AQ994)","v":0}]
[2,{"$f":"B935*$G$991","v":0},0,0,0,0,0,0,0,0,0,0,0,0,null,2,{"$f":"Q935*$G$991","v":0},0,0,0,0,0,0,0,0,0,0,0,0,null,2,{"$f":"AF935*$G$991","v":0},0,0,0,0,0,0,0,0,0,0,0,0]
[3,{"$f":"B936*$G$991","v":0},0,0,0,0,0,0,0,0,0,0,0,0,null,3,{"$f":"Q936*$G$991","v":0},0,0,0,0,0,0,0,0,0,0,0,0,null,3,{"$f":"AF936*$G$991","v":0},0,0,0,0,0,0,0,0,0,0,0,0]
[4,{"$f":"B937*$G$991","v":0},0,0,0,0,0,0,0,0,0,0,0,0,null,4,{"$f":"Q937*$G$991","v":0},0,0,0,0,0,0,0,0,0,0,0,0,null,4,{"$f":"AF937*$G$991","v":0},0,0,0,0,0,0,0,0,0,0,0,0]
[5,{"$f":"B938*$G$991","v":0},0,0,0,0,0,0,0,0,0,0,0,0,null,5,{"$f":"Q938*$G$991","v":0},0,0,0,0,0,0,0,0,0,0,0,0,null,5,{"$f":"AF938*$G$991","v":0},0,0,0,0,0,0,0,0,0,0,0,0]
[6,{"$f":"B939*$G$991","v":0},0,0,0,0,0,0,0,0,0,0,0,0,null,6,{"$f":"Q939*$G$991","v":0},0,0,0,0,0,0,0,0,0,0,0,0,null,6,{"$f":"AF939*$G$991","v":0},0,0,0,0,0,0,0,0,0,0,0,0]
[7,{"$f":"B940*$G$991","v":0},0,0,0,0,0,0,0,0,0,0,0,0,null,7,{"$f":"Q940*$G$991","v":0},0,0,0,0,0,0,0,0,0,0,0,0,null,7,{"$f":"AF940*$G$991","v":0},0,0,0,0,0,0,0,0,0,0,0,0]
[8,{"$f":"B941*$G$991","v":0},0,0,0,0,0,0,0,0,0,0,0,0,null,8,{"$f":"Q941*$G$991","v":0},0,0,0,0,0,0,0,0,0,0,0,0,null,8,{"$f":"AF941*$G$991","v":0},0,0,0,0,0,0,0,0,0,0,0,0]
[9,{"$f":"B942*$G$991","v":0},0,0,0,0,0,0,0,0,0,0,0,0,null,9,{"$f":"Q942*$G$991","v":0},0,0,0,0,0,0,0,0,0,0,0,0,null,9,{"$f":"AF942*$G$991","v":0},0,0,0,0,0,0,0,0,0,0,0,0]
[10,{"$f":"B943*$G$991","v":0},0,0,0,0,0,0,0,0,0,0,0,0,null,10,{"$f":"Q943*$G$991","v":0},0,0,0,0,0,0,0,0,0,0,0,0,null,10,{"$f":"AF943*$G$991","v":0},0,0,0,0,0,0,0,0,0,0,0,0]
[11,{"$f":"B944*$G$991","v":0},0,0,0,0,0,0,0,0,0,0,0,0,null,11,{"$f":"Q944*$G$991","v":0},0,0,0,0,0,0,0,0,0,0,0,0,null,11,{"$f":"AF944*$G$991","v":0},0,0,0,0,0,0,0,0,0,0,0,0]
[13,{"$f":"B946*$G$991","v":0},0,0,0,0,0,0,0,0,0,0,0,0,null,13,{"$f":"Q946*$G$991","v":0},0,0,0,0,0,0,0,0,0,0,0,0,null,13,{"$f":"AF946*$G$991","v":0},0,0,0,0,0,0,0,0,0,0,0,0]
[14,{"$f":"B947*$G$991","v":0},0,0,0,0,0,0,0,0,0,0,0,0,null,14,{"$f":"Q947*$G$991","v":0},0,0,0,0,0,0,0,0,0,0,0,0,null,14,{"$f":"AF947*$G$991","v":0},0,0,0,0,0,0,0,0,0,0,0,0]
[15,{"$f":"B948*$G$991","v":0},0,0,0,0,0,0,0,0,0,0,0,0,null,15,{"$f":"Q948*$G$991","v":0},0,0,0,0,0,0,0,0,0,0,0,0,null,15,{"$f":"AF948*$G$991","v":0},0,0,0,0,0,0,0,0,0,0,0,0]
[16,{"$f":"B949*$G$991","v":0},0,0,0,0,0,0,0,0,0,0,0,0,null,16,{"$f":"Q949*$G$991","v":0},0,0,0,0,0,0,0,0,0,0,0,0,null,16,{"$f":"AF949*$G$991","v":0},0,0,0,0,0,0,0,0,0,0,0,0]
[18,{"$f":"B951*$G$991","v":0},0,0,0,0,0,0,0,0,0,0,0,0,null,18,{"$f":"Q951*$G$991","v":0},0,0,0,0,0,0,0,0,0,0,0,0,null,18,{"$f":"AF951*$G$991","v":0},0,0,0,0,0,0,0,0,0,0,0,0]
[19,{"$f":"B952*$G$991","v":0},0,0,0,0,0,0,0,0,0,0,0,0,null,19,{"$f":"Q952*$G$991","v":0},0,0,0,0,0,0,0,0,0,0,0,0,null,19,{"$f":"AF952*$G$991","v":0},0,0,0,0,0,0,0,0,0,0,0,0]
[20,{"$f":"B953*$G$991","v":0},0,0,0,0,0,0,0,0,0,0,0,0,null,20,{"$f":"Q953*$G$991","v":0},0,0,0,0,0,0,0,0,0,0,0,0,null,20,{"$f":"AF953*$G$991","v":0},0,0,0,0,0,0,0,0,0,0,0,0]
[21,{"$f":"B954*$G$991","v":0},0,0,0,0,0,0,0,0,0,0,0,0,null,21,{"$f":"Q954*$G$991","v":0},0,0,0,0,0,0,0,0,0,0,0,0,null,21,{"$f":"AF954*$G$991","v":0},0,0,0,0,0,0,0,0,0,0,0,0]
[23,{"$f":"B956*$G$991","v":0},0,0,0,0,0,0,0,0,0,0,0,0,null,23,{"$f":"Q956*$G$991","v":0},0,0,0,0,0,0,0,0,0,0,0,0,null,23,{"$f":"AF956*$G$991","v":0},0,0,0,0,0,0,0,0,0,0,0,0]
["kWh/日",{"$f":"SUM(B993:B1016)","v":0},{"$f":"SUM(C993:C1016)","v":0},0,0,0,0,0,0,0,0,0,0,{"$f":"SUM(B1017:M1017)","v":0},null,"kWh/日",{"$f":"SUM(Q993:Q1016)","v":0},{"$f":"SUM(R993:R1016)","v":0},0,0,0,0,0,0,0,0,0,0,{"$f":"SUM(Q1017:AB1017)","v":0},null,"kWh/日",{"$f":"SUM(AF993:AF1016)","v":0},{"$f":"SUM(AG993:AG1016)","v":0},0,0,0,0,0,0,0,0,0,0,{"$f":"SUM(AF1017:AQ1017)","v":0}]
["MWh/月",{"$f":"B1017*B1018/1000","v":0},{"$f":"C1017*C1018/1000","v":0},0,0,0,0,0,0,0,0,0,0,{"$f":"SUM(B1019:M1019)","v":0},null,"MWh/月",{"$f":"Q1017*Q1018/1000","v":0},{"$f":"R1017*R1018/1000","v":0},0,0,0,0,0,0,0,0,0,0,{"$f":"SUM(Q1019:AB1019)","v":0},null,"MWh/月",{"$f":"AF1017*AF1018/1000","v":0},{"$f":"AG1017*AG1018/1000","v":0},0,0,0,0,0,0,0,0,0,0,{"$f":"SUM(AF1019:AQ1019)","v":0}]
[]
["暖房追焚（冷温水器）稼働台数",null,null,null,"単機容量",{"$f":"詳細版!U25/J1021","v":0},"kW/台",null,"台数",{"$f":"詳細版!U26","v":2},"台",null,null,"（新設建物・平日）",null,"暖房追焚（冷温水器）稼働台数",null,null,null,null,null,null,null,null,null,null,null,null,"（新設建物・土曜）",null,"暖房追焚（冷温水器）稼働台数",null,null,null,null,null,null,null,null,null,null,null,null,"（新設建物・休日）"]
["kW","1月","2月","3月","4月","5月","6月","7月","8月","9月","10月","11月","12月","計",null,"kW","1月","2月","3月","4月","5月","6月","7月","8月","9月","10月","11月","12月","計",null,"kW","1月","2月","3月","4月","5月","6月","7月","8月","9月","10月","11月","12月","計"]
[1,{"$f":"IF($F$1021=0,0,MIN(ROUNDUP((B724-B964)/$F$1021,0),$J$1021))","v":0},0,0,0,0,0,0,0,0,0,0,0,{"$f":"SUM(B1024:M1024)","v":0},null,1,{"$f":"IF($F$1021=0,0,MIN(ROUNDUP((Q724-Q964)/$F$1021,0),$J$1021))","v":0},0,0,0,0,0,0,0,0,0,0,0,{"$f":"SUM(Q1024:AB1024)","v":0},null,1,{"$f":"IF($F$1021=0,0,MIN(ROUNDUP((AF724-AF964)/$F$1021,0),$J$1021))","v":0},0,0,0,0,0,0,0,0,0,0,0,{"$f":"SUM(AF1024:AQ1024)","v":0}]
[2,{"$f":"IF($F$1021=0,0,MIN(ROUNDUP((B725-B965)/$F$1021,0),$J$1021))","v":0},0,0,0,0,0,0,0,0,0,0,0,0,null,2,{"$f":"IF($F$1021=0,0,MIN(ROUNDUP((Q725-Q965)/$F$1021,0),$J$1021))","v":0},0,0,0,0,0,0,0,0,0,0,0,0,null,2,{"$f":"IF($F$1021=0,0,MIN(ROUNDUP((AF725-AF965)/$F$1021,0),$J$1021))","v":0},0,0,0,0,0,0,0,0,0,0,0,0]
[3,{"$f":"IF($F$1021=0,0,MIN(ROUNDUP((B726-B966)/$F$1021,0),$J$1021))","v":0},0,0,0,0,0,0,0,0,0,0,0,0,null,3,{"$f":"IF($F$1021=0,0,MIN(ROUNDUP((Q726-Q966)/$F$1021,0),$J$1021))","v":0},0,0,0,0,0,0,0,0,0,0,0,0,null,3,{"$f":"IF($F$1021=0,0,MIN(ROUNDUP((AF726-AF966)/$F$1021,0),$J$1021))","v":0},0,0,0,0,0,0,0,0,0,0,0,0]
[4,{"$f":"IF($F$1021=0,0,MIN(ROUNDUP((B727-B967)/$F$1021,0),$J$1021))","v":0},0,0,0,0,0,0,0,0,0,0,0,0,null,4,{"$f":"IF($F$1021=0,0,MIN(ROUNDUP((Q727-Q967)/$F$1021,0),$J$1021))","v":0},0,0,0,0,0,0,0,0,0,0,0,0,null,4,{"$f":"IF($F$1021=0,0,MIN(ROUNDUP((AF727-AF967)/$F$1021,0),$J$1021))","v":0},0,0,0,0,0,0,0,0,0,0,0,0]
[6,{"$f":"IF($F$1021=0,0,MIN(ROUNDUP((B729-B969)/$F$1021,0),$J$1021))","v":0},0,0,0,0,0,0,0,0,0,0,0,0,null,6,{"$f":"IF($F$1021=0,0,MIN(ROUNDUP((Q729-Q969)/$F$1021,0),$J$1021))","v":0},0,0,0,0,0,0,0,0,0,0,0,0,null,6,{"$f":"IF($F$1021=0,0,MIN(ROUNDUP((AF729-AF969)/$F$1021,0),$J$1021))","v":0},0,0,0,0,0,0,0,0,0,0,0,0]
[7,{"$f":"IF($F$1021=0,0,MIN(ROUNDUP((B730-B970)/$F$1021,0),$J$1021))","v":0},0,0,0,0,0,0,0,0,0,0,0,0,null,7,{"$f":"IF($F$1021=0,0,MIN(ROUNDUP((Q730-Q970)/$F$1021,0),$J$1021))","v":0},0,0,0,0,0,0,0,0,0,0,0,0,null,7,{"$f":"IF($F$1021=0,0,MIN(ROUNDUP((AF730-AF970)/$F$1021,0),$J$1021))","v":0},0,0,0,0,0,0,0,0,0,0,0,0]
[8,{"$f":"IF($F$1021=0,0,MIN(ROUNDUP((B731-B971)/$F$1021,0),$J$1021))","v":0},0,0,0,0,0,0,0,0,0,0,0,0,null,8,{"$f":"IF($F$1021=0,0,MIN(ROUNDUP((Q731-Q971)/$F$1021,0),$J$1021))","v":0},0,0,0,0,0,0,0,0,0,0,0,0,null,8,{"$f":"IF($F$1021=0,0,MIN(ROUNDUP((AF731-AF971)/$F$1021,0),$J$1021))","v":0},0,0,0,0,0,0,0,0,0,0,0,0]
[9,{"$f":"IF($F$1021=0,0,MIN(ROUNDUP((B732-B972)/$F$1021,0),$J$1021))","v":0},0,0,0,0,0,0,0,0,0,0,0,0,null,9,{"$f":"IF($F$1021=0,0,MIN(ROUNDUP((Q732-Q972)/$F$1021,0),$J$1021))","v":0},0,0,0,0,0,0,0,0,0,0,0,0,null,9,{"$f":"IF($F$1021=0,0,MIN(ROUNDUP((AF732-AF972)/$F$1021,0),$J$1021))","v":0},0,0,0,0,0,0,0,0,0,0,0,0]
[11,{"$f":"IF($F$1021=0,0,MIN(ROUNDUP((B734-B974)/$F$1021,0),$J$1021))","v":0},0,0,0,0,0,0,0,0,0,0,0,0,null,11,{"$f":"IF($F$1021=0,0,MIN(ROUNDUP((Q734-Q974)/$F$1021,0),$J$1021))","v":0},0,0,0,0,0,0,0,0,0,0,0,0,null,11,{"$f":"IF($F$1021=0,0,MIN(ROUNDUP((AF734-AF974)/$F$1021,0),$J$1021))","v":0},0,0,0,0,0,0,0,0,0,0,0,0]
[12,{"$f":"IF($F$1021=0,0,MIN(ROUNDUP((B735-B975)/$F$1021,0),$J$1021))","v":0},0,0,0,0,0,0,0,0,0,0,0,0,null,12,{"$f":"IF($F$1021=0,0,MIN(ROUNDUP((Q735-Q975)/$F$1021,0),$J$1021))","v":0},0,0,0,0,0,0,0,0,0,0,0,0,null,12,{"$f":"IF($F$1021=0,0,MIN(ROUNDUP((AF735-AF975)/$F$1021,0),$J$1021))","v":0},0,0,0,0,0,0,0,0,0,0,0,0]
[13,{"$f":"IF($F$1021=0,0,MIN(ROUNDUP((B736-B976)/$F$1021,0),$J$1021))","v":0},0,0,0,0,0,0,0,0,0,0,0,0,null,13,{"$f":"IF($F$1021=0,0,MIN(ROUNDUP((Q736-Q976)/$F$1021,0),$J$1021))","v":0},0,0,0,0,0,0,0,0,0,0,0,0,null,13,{"$f":"IF($F$1021=0,0,MIN(ROUNDUP((AF736-AF976)/$F$1021,0),$J$1021))","v":0},0,0,0,0,0,0,0,0,0,0,0,0]
[14,{"$f":"IF($F$1021=0,0,MIN(ROUNDUP((B737-B977)/$F$1021,0),$J$1021))","v":0},0,0,0,0,0,0,0,0,0,0,0,0,null,14,{"$f":"IF($F$1021=0,0,MIN(ROUNDUP((Q737-Q977)/$F$1021,0),$J$1021))","v":0},0,0,0,0,0,0,0,0,0,0,0,0,null,14,{"$f":"IF($F$1021=0,0,MIN(ROUNDUP((AF737-AF977)/$F$1021,0),$J$1021))","v":0},0,0,0,0,0,0,0,0,0,0,0,0]
[16,{"$f":"IF($F$1021=0,0,MIN(ROUNDUP((B739-B979)/$F$1021,0),$J$1021))","v":0},0,0,0,0,0,0,0,0,0,0,0,0,null,16,{"$f":"IF($F$1021=0,0,MIN(ROUNDUP((Q739-Q979)/$F$1021,0),$J$1021))","v":0},0,0,0,0,0,0,0,0,0,0,0,0,null,16,{"$f":"IF($F$1021=0,0,MIN(ROUNDUP((AF739-AF979)/$F$1021,0),$J$1021))","v":0},0,0,0,0,0,0,0,0,0,0,0,0]
[17,{"$f":"IF($F$1021=0,0,MIN(ROUNDUP((B740-B980)/$F$1021,0),$J$1021))","v":0},0,0,0,0,0,0,0,0,0,0,0,0,null,17,{"$f":"IF($F$1021=0,0,MIN(ROUNDUP((Q740-Q980)/$F$1021,0),$J$1021))","v":0},0,0,0,0,0,0,0,0,0,0,0,0,null,17,{"$f":"IF($F$1021=0,0,MIN(ROUNDUP((AF740-AF980)/$F$1021,0),$J$1021))","v":0},0,0,0,0,0,0,0,0,0,0,0,0]
[18,{"$f":"IF($F$1021=0,0,MIN(ROUNDUP((B741-B981)/$F$1021,0),$J$1021))","v":0},0,0,0,0,0,0,0,0,0,0,0,0,null,18,{"$f":"IF($F$1021=0,0,MIN(ROUNDUP((Q741-Q981)/$F$1021,0),$J$1021))","v":0},0,0,0,0,0,0,0,0,0,0,0,0,null,18,{"$f":"IF($F$1021=0,0,MIN(ROUNDUP((AF741-AF981)/$F$1021,0),$J$1021))","v":0},0,0,0,0,0,0,0,0,0,0,0,0]
[19,{"$f":"IF($F$1021=0,0,MIN(ROUNDUP((B742-B982)/$F$1021,0),$J$1021))","v":0},0,0,0,0,0,0,0,0,0,0,0,0,null,19,{"$f":"IF($F$1021=0,0,MIN(ROUNDUP((Q742-Q982)/$F$1021,0),$J$1021))","v":0},0,0,0,0,0,0,0,0,0,0,0,0,null,19,{"$f":"IF($F$1021=0,0,MIN(ROUNDUP((AF742-AF982)/$F$1021,0),$J$1021))","v":0},0,0,0,0,0,0,0,0,0,0,0,0]
[21,{"$f":"IF($F$1021=0,0,MIN(ROUNDUP((B744-B984)/$F$1021,0),$J$1021))","v":0},0,0,0,0,0,0,0,0,0,0,0,0,null,21,{"$f":"IF($F$1021=0,0,MIN(ROUNDUP((Q744-Q984)/$F$1021,0),$J$1021))","v":0},0,0,0,0,0,0,0,0,0,0,0,0,null,21,{"$f":"IF($F$1021=0,0,MIN(ROUNDUP((AF744-AF984)/$F$1021,0),$J$1021))","v":0},0,0,0,0,0,0,0,0,0,0,0,0]
[22,{"$f":"IF($F$1021=0,0,MIN(ROUNDUP((B745-B985)/$F$1021,0),$J$1021))","v":0},0,0,0,0,0,0,0,0,0,0,0,0,null,22,{"$f":"IF($F$1021=0,0,MIN(ROUNDUP((Q745-Q985)/$F$1021,0),$J$1021))","v":0},0,0,0,0,0,0,0,0,0,0,0,0,null,22,{"$f":"IF($F$1021=0,0,MIN(ROUNDUP((AF745-AF985)/$F$1021,0),$J$1021))","v":0},0,0,0,0,0,0,0,0,0,0,0,0]
["kWh/日",{"$f":"SUM(B1023:B1046)","v":0},{"$f":"SUM(C1023:C1046)","v":0},0,0,0,0,0,0,0,0,0,0,{"$f":"SUM(B1047:M1047)","v":0},null,"kWh/日",{"$f":"SUM(Q1023:Q1046)","v":0},{"$f":"SUM(R1023:R1046)","v":0},0,0,0,0,0,0,0,0,0,0,{"$f":"SUM(Q1047:AB1047)","v":0},null,"kWh/日",{"$f":"SUM(AF1023:AF1046)","v":0},{"$f":"SUM(AG1023:AG1046)","v":0},0,0,0,0,0,0,0,0,0,0,{"$f":"SUM(AF1047:AQ1047)","v":0}]
["日",{"$f":"B$28","v":20},{"$f":"C$28","v":20},22,20,20,22,20,23,20,21,20,21,{"$f":"SUM(B1048:M1048)","v":249},null,"日",{"$f":"Q$28","v":4},{"$f":"R$28","v":3},4,4,4,4,5,4,4,4,4,4,{"$f":"SUM(Q1048:AB1048)","v":48},null,"日",{"$f":"AF$28","v":7},{"$f":"AG$28","v":5},5,6,7,4,6,4,6,6,6,6,{"$f":"SUM(AF1048:AQ1048)","v":68}]
["MWh/月",{"$f":"B1047*B1048/1000","v":0},{"$f":"C1047*C1048/1000","v":0},0,0,0,0,0,0,0,0,0,0,{"$f":"SUM(B1049:M1049)","v":0},null,"MWh/月",{"$f":"Q1047*Q1048/1000","v":0},{"$f":"R1047*R1048/1000","v":0},0,0,0,0,0,0,0,0,0,0,{"$f":"SUM(Q1049:AB1049)","v":0},null,"MWh/月",{"$f":"AF1047*AF1048/1000","v":0},{"$f":"AG1047*AG1048/1000","v":0},0,0,0,0,0,0,0,0,0,0,{"$f":"SUM(AF1049:AQ1049)","v":0}]
[]
["kW","1月","2月","3月","4月","5月","6月","7月","8月","9月","10月","11月","12月","計",null,"kW","1月","2月","3月","4月","5月","6月","7月","8月","9月","10月","11月","12月","計",null,"kW","1月","2月","3月","4月","5月","6月","7月","8月","9月","10月","11月","12月","計"]
[0,{"$f":"B723-B963","v":0},0,0,0,0,0,0,0,0,0,0,0,{"$f":"SUM(B1053:M1053)","v":0},null,0,{"$f":"Q723-Q963","v":0},0,0,0,0,0,0,0,0,0,0,0,{"$f":"SUM(Q1053:AB1053)","v":0},null,0,{"$f":"AF723-AF963","v":0},0,0,0,0,0,0,0,0,0,0,0,{"$f":"SUM(AF1053:AQ1053)","v":0}]
[1,{"$f":"B724-B964","v":0},0,0,0,0,0,0,0,0,0,0,0,{"$f":"SUM(B1054:M1054)","v":0},null,1,{"$f":"Q724-Q964","v":0},0,0,0,0,0,0,0,0,0,0,0,{"$f":"SUM(Q1054:AB1054)","v":0},null,1,{"$f":"AF724-AF964","v":0},0,0,0,0,0,0,0,0,0,0,0,{"$f":"SUM(AF1054:AQ1054)","v":0}]
[2,{"$f":"B725-B965","v":0},0,0,0,0,0,0,0,0,0,0,0,0,null,2,{"$f":"Q725-Q965","v":0},0,0,0,0,0,0,0,0,0,0,0,0,null,2,{"$f":"AF725-AF965","v":0},0,0,0,0,0,0,0,0,0,0,0,0]
[4,{"$f":"B727-B967","v":0},0,0,0,0,0,0,0,0,0,0,0,0,null,4,{"$f":"Q727-Q967","v":0},0,0,0,0,0,0,0,0,0,0,0,0,null,4,{"$f":"AF727-AF967","v":0},0,0,0,0,0,0,0,0,0,0,0,0]
[5,{"$f":"B728-B968","v":0},0,0,0,0,0,0,0,0,0,0,0,0,null,5,{"$f":"Q728-Q968","v":0},0,0,0,0,0,0,0,0,0,0,0,0,null,5,{"$f":"AF728-AF968","v":0},0,0,0,0,0,0,0,0,0,0,0,0]
[6,{"$f":"B729-B969","v":0},0,0,0,0,0,0,0,0,0,0,0,0,null,6,{"$f":"Q729-Q969","v":0},0,0,0,0,0,0,0,0,0,0,0,0,null,6,{"$f":"AF729-AF969","v":0},0,0,0,0,0,0,0,0,0,0,0,0]
[7,{"$f":"B730-B970","v":0},0,0,0,0,0,0,0,0,0,0,0,0,null,7,{"$f":"Q730-Q970","v":0},0,0,0,0,0,0,0,0,0,0,0,0,null,7,{"$f":"AF730-AF970","v":0},0,0,0,0,0,0,0,0,0,0,0,0]
[9,{"$f":"B732-B972","v":0},0,0,0,0,0,0,0,0,0,0,0,0,null,9,{"$f":"Q732-Q972","v":0},0,0,0,0,0,0,0,0,0,0,0,0,null,9,{"$f":"AF732-AF972","v":0},0,0,0,0,0,0,0,0,0,0,0,0]
[10,{"$f":"B733-B973","v":0},0,0,0,0,0,0,0,0,0,0,0,0,null,10,{"$f":"Q733-Q973","v":0},0,0,0,0,0,0,0,0,0,0,0,0,null,10,{"$f":"AF733-AF973","v":0},0,0,0,0,0,0,0,0,0,0,0,0]
[11,{"$f":"B734-B974","v":0},0,0,0,0,0,0,0,0,0,0,0,0,null,11,{"$f":"Q734-Q974","v":0},0,0,0,0,0,0,0,0,0,0,0,0,null,11,{"$f":"AF734-AF974","v":0},0,0,0,0,0,0,0,0,0,0,0,0]
[12,{"$f":"B735-B975","v":0},0,0,0,0,0,0,0,0,0,0,0,0,null,12,{"$f":"Q735-Q975","v":0},0,0,0,0,0,0,0,0,0,0,0,0,null,12,{"$f":"AF735-AF975","v":0},0,0,0,0,0,0,0,0,0,0,0,0]
[14,{"$f":"B737-B977","v":0},0,0,0,0,0,0,0,0,0,0,0,0,null,14,{"$f":"Q737-Q977","v":0},0,0,0,0,0,0,0,0,0,0,0,0,null,14,{"$f":"AF737-AF977","v":0},0,0,0,0,0,0,0,0,0,0,0,0]
[15,{"$f":"B738-B978","v":0},0,0,0,0,0,0,0,0,0,0,0,0,null,15,{"$f":"Q738-Q978","v":0},0,0,0,0,0,0,0,0,0,0,0,0,null,15,{"$f":"AF738-AF978","v":0},0,0,0,0,0,0,0,0,0,0,0,0]
[16,{"$f":"B739-B979","v":0},0,0,0,0,0,0,0,0,0,0,0,0,null,16,{"$f":"Q739-Q979","v":0},0,0,0,0,0,0,0,0,0,0,0,0,null,16,{"$f":"AF739-AF979","v":0},0,0,0,0,0,0,0,0,0,0,0,0]
[17,{"$f":"B740-B980","v":0},0,0,0,0,0,0,0,0,0,0,0,0,null,17,{"$f":"Q740-Q980","v":0},0,0,0,0,0,0,0,0,0,0,0,0,null,17,{"$f":"AF740-AF980","v":0},0,0,0,0,0,0,0,0,0,0,0,0]
[19,{"$f":"B742-B982","v":0},0,0,0,0,0,0,0,0,0,0,0,0,null,19,{"$f":"Q742-Q982","v":0},0,0,0,0,0,0,0,0,0,0,0,0,null,19,{"$f":"AF742-AF982","v":0},0,0,0,0,0,0,0,0,0,0,0,0]
[20,{"$f":"B743-B983","v":0},0,0,0,0,0,0,0,0,0,0,0,0,null,20,{"$f":"Q743-Q983","v":0},0,0,0,0,0,0,0,0,0,0,0,0,null,20,{"$f":"AF743-AF983","v":0},0,0,0,0,0,0,0,0,0,0,0,0]
[22,{"$f":"B745-B985","v":0},0,0,0,0,0,0,0,0,0,0,0,0,null,22,{"$f":"Q745-Q985","v":0},0,0,0,0,0,0,0,0,0,0,0,0,null,22,{"$f":"AF745-AF985","v":0},0,0,0,0,0,0,0,0,0,0,0,0]
[23,{"$f":"B746-B986","v":0},0,0,0,0,0,0,0,0,0,0,0,0,null,23,{"$f":"Q746-Q986","v":0},0,0,0,0,0,0,0,0,0,0,0,0,null,23,{"$f":"AF746-AF986","v":0},0,0,0,0,0,0,0,0,0,0,0,0]
["kWh/日",{"$f":"SUM(B1053:B1076)","v":0},{"$f":"SUM(C1053:C1076)","v":0},0,0,0,0,0,0,0,0,0,0,{"$f":"SUM(B1077:M1077)","v":0},null,"kWh/日",{"$f":"SUM(Q1053:Q1076)","v":0},{"$f":"SUM(R1053:R1076)","v":0},0,0,0,0,0,0,0,0,0,0,{"$f":"SUM(Q1077:AB1077)","v":0},null,"kWh/日",{"$f":"SUM(AF1053:AF1076)","v":0},{"$f":"SUM(AG1053:AG1076)","v":0},0,0,0,0,0,0,0,0,0,0,{"$f":"SUM(AF1077:AQ1077)","v":0}]
["日",{"$f":"B$28","v":20},{"$f":"C$28","v":20},22,20,20,22,20,23,20,21,20,21,{"$f":"SUM(B1078:M1078)","v":249},null,"日",{"$f":"Q$28","v":4},{"$f":"R$28","v":3},4,4,4,4,5,4,4,4,4,4,{"$f":"SUM(Q1078:AB1078)","v":48},null,"日",{"$f":"AF$28","v":7},{"$f":"AG$28","v":5},5,6,7,4,6,4,6,6,6,6,{"$f":"SUM(AF1078:AQ1078)","v":68}]
[]
["暖房追焚（冷温水器）補機電力",null,null,null,"補機",{"$f":"詳細版!U28","v":0},"kW/台",null,null,null,null,null,null,"（新設建物・平日）",null,"暖房追焚（冷温水器）補機電力",null,null,null,null,null,null,null,null,null,null,null,null,"（新設建物・土曜）",null,"暖房追焚（冷温水器）補機電力",null,null,null,null,null,null,null,null,null,null,null,null,"（新設建物・休日）"]
["kW","1月","2月","3月","4月","5月","6月","7月","8月","9月","10月","11月","12月","計",null,"kW","1月","2月","3月","4月","5月","6月","7月","8月","9月","10月","11月","12月","計",null,"kW","1月","2月","3月","4月","5月","6月","7月","8月","9月","10月","11月","12月","計"]
[0,{"$f":"B1023*$F$1081","v":0},{"$f":"C1023*$F$1081","v":0},0,0,0,0,0,0,0,0,0,0,{"$f":"SUM(B1083:M1083)","v":0},null,0,{"$f":"Q1023*$F$1081","v":0},{"$f":"R1023*$F$1081","v":0},0,0,0,0,0,0,0,0,0,0,{"$f":"SUM(Q1083:AB1083)","v":0},null,0,{"$f":"AF1023*$F$1081","v":0},{"$f":"AG1023*$F$1081","v":0},0,0,0,0,0,0,0,0,0,0,{"$f":"SUM(AF1083:AQ1083)","v":0}]
[2,{"$f":"B1025*$F$1081","v":0},0,0,0,0,0,0,0,0,0,0,0,0,null,2,{"$f":"Q1025*$F$1081","v":0},0,0,0,0,0,0,0,0,0,0,0,0,null,2,{"$f":"AF1025*$F$1081","v":0},0,0,0,0,0,0,0,0,0,0,0,0]
[3,{"$f":"B1026*$F$1081","v":0},0,0,0,0,0,0,0,0,0,0,0,0,null,3,{"$f":"Q1026*$F$1081","v":0},0,0,0,0,0,0,0,0,0,0,0,0,null,3,{"$f":"AF1026*$F$1081","v":0},0,0,0,0,0,0,0,0,0,0,0,0]
[4,{"$f":"B1027*$F$1081","v":0},0,0,0,0,0,0,0,0,0,0,0,0,null,4,{"$f":"Q1027*$F$1081","v":0},0,0,0,0,0,0,0,0,0,0,0,0,null,4,{"$f":"AF1027*$F$1081","v":0},0,0,0,0,0,0,0,0,0,0,0,0]
[5,{"$f":"B1028*$F$1081","v":0},0,0,0,0,0,0,0,0,0,0,0,0,null,5,{"$f":"Q1028*$F$1081","v":0},0,0,0,0,0,0,0,0,0,0,0,0,null,5,{"$f":"AF1028*$F$1081","v":0},0,0,0,0,0,0,0,0,0,0,0,0]
[7,{"$f":"B1030*$F$1081","v":0},0,0,0,0,0,0,0,0,0,0,0,0,null,7,{"$f":"Q1030*$F$1081","v":0},0,0,0,0,0,0,0,0,0,0,0,0,null,7,{"$f":"AF1030*$F$1081","v":0},0,0,0,0,0,0,0,0,0,0,0,0]
[8,{"$f":"B1031*$F$1081","v":0},0,0,0,0,0,0,0,0,0,0,0,0,null,8,{"$f":"Q1031*$F$1081","v":0},0,0,0,0,0,0,0,0,0,0,0,0,null,8,{"$f":"AF1031*$F$1081","v":0},0,0,0,0,0,0,0,0,0,0,0,0]
[9,{"$f":"B1032*$F$1081","v":0},0,0,0,0,0,0,0,0,0,0,0,0,null,9,{"$f":"Q1032*$F$1081","v":0},0,0,0,0,0,0,0,0,0,0,0,0,null,9,{"$f":"AF1032*$F$1081","v":0},0,0,0,0,0,0,0,0,0,0,0,0]
[10,{"$f":"B1033*$F$1081","v":0},0,0,0,0,0,0,0,0,0,0,0,0,null,10,{"$f":"Q1033*$F$1081","v":0},0,0,0,0,0,0,0,0,0,0,0,0,null,10,{"$f":"AF1033*$F$1081","v":0},0,0,0,0,0,0,0,0,0,0,0,0]
[12,{"$f":"B1035*$F$1081","v":0},0,0,0,0,0,0,0,0,0,0,0,0,null,12,{"$f":"Q1035*$F$1081","v":0},0,0,0,0,0,0,0,0,0,0,0,0,null,12,{"$f":"AF1035*$F$1081","v":0},0,0,0,0,0,0,0,0,0,0,0,0]
[13,{"$f":"B1036*$F$1081","v":0},0,0,0,0,0,0,0,0,0,0,0,0,null,13,{"$f":"Q1036*$F$1081","v":0},0,0,0,0,0,0,0,0,0,0,0,0,null,13,{"$f":"AF1036*$F$1081","v":0},0,0,0,0,0,0,0,0,0,0,0,0]
[14,{"$f":"B1037*$F$1081","v":0},0,0,0,0,0,0,0,0,0,0,0,0,null,14,{"$f":"Q1037*$F$1081","v":0},0,0,0,0,0,0,0,0,0,0,0,0,null,14,{"$f":"AF1037*$F$1081","v":0},0,0,0,0,0,0,0,0,0,0,0,0]
[15,{"$f":"B1038*$F$1081","v":0},0,0,0,0,0,0,0,0,0,0,0,0,null,15,{"$f":"Q1038*$F$1081","v":0},0,0,0,0,0,0,0,0,0,0,0,0,null,15,{"$f":"AF1038*$F$1081","v":0},0,0,0,0,0,0,0,0,0,0,0,0]
[17,{"$f":"B1040*$F$1081","v":0},0,0,0,0,0,0,0,0,0,0,0,0,null,17,{"$f":"Q1040*$F$1081","v":0},0,0,0,0,0,0,0,0,0,0,0,0,null,17,{"$f":"AF1040*$F$1081","v":0},0,0,0,0,0,0,0,0,0,0,0,0]
[18,{"$f":"B1041*$F$1081","v":0},0,0,0,0,0,0,0,0,0,0,0,0,null,18,{"$f":"Q1041*$F$1081","v":0},0,0,0,0,0,0,0,0,0,0,0,0,null,18,{"$f":"AF1041*$F$1081","v":0},0,0,0,0,0,0,0,0,0,0,0,0]
[20,{"$f":"B1043*$F$1081","v":0},0,0,0,0,0,0,0,0,0,0,0,0,null,20,{"$f":"Q1043*$F$1081","v":0},0,0,0,0,0,0,0,0,0,0,0,0,null,20,{"$f":"AF1043*$F$1081","v":0},0,0,0,0,0,0,0,0,0,0,0,0]
[21,{"$f":"B1044*$F$1081","v":0},0,0,0,0,0,0,0,0,0,0,0,0,null,21,{"$f":"Q1044*$F$1081","v":0},0,0,0,0,0,0,0,0,0,0,0,0,null,21,{"$f":"AF1044*$F$1081","v":0},0,0,0,0,0,0,0,0,0,0,0,0]
[22,{"$f":"B1045*$F$1081","v":0},0,0,0,0,0,0,0,0,0,0,0,0,null,22,{"$f":"Q1045*$F$1081","v":0},0,0,0,0,0,0,0,0,0,0,0,0,null,22,{"$f":"AF1045*$F$1081","v":0},0,0,0,0,0,0,0,0,0,0,0,0]
[23,{"$f":"B1046*$F$1081","v":0},0,0,0,0,0,0,0,0,0,0,0,0,null,23,{"$f":"Q1046*$F$1081","v":0},0,0,0,0,0,0,0,0,0,0,0,0,null,23,{"$f":"AF1046*$F$1081","v":0},0,0,0,0,0,0,0,0,0,0,0,0]
["日",{"$f":"B$28","v":20},{"$f":"C$28","v":20},22,20,20,22,20,23,20,21,20,21,{"$f":"SUM(B1108:M1108)","v":249},null,"日",{"$f":"Q$28","v":4},{"$f":"R$28","v":3},4,4,4,4,5,4,4,4,4,4,{"$f":"SUM(Q1108:AB1108)","v":48},null,"日",{"$f":"AF$28","v":7},{"$f":"AG$28","v":5},5,6,7,4,6,4,6,6,6,6,{"$f":"SUM(AF1108:AQ1108)","v":68}]
["MWh/月",{"$f":"B1107*B1108/1000","v":0},{"$f":"C1107*C1108/1000","v":0},0,0,0,0,0,0,0,0,0,0,{"$f":"SUM(B1109:M1109)","v":0},null,"MWh/月",{"$f":"Q1107*Q1108/1000","v":0},{"$f":"R1107*R1108/1000","v":0},0,0,0,0,0,0,0,0,0,0,{"$f":"SUM(Q1109:AB1109)","v":0},null,"MWh/月",{"$f":"AF1107*AF1108/1000","v":0},{"$f":"AG1107*AG1108/1000","v":0},0,0,0,0,0,0,0,0,0,0,{"$f":"SUM(AF1109:AQ1109)","v":0}]
[]
["給湯追焚（ボイラ）稼働台数",null,null,null,"単機容量",{"$f":"詳細版!U31/J1111","v":0},"kW/台",null,"台数",{"$f":"詳細版!U32","v":2},"台",null,null,"（新設建物・平日）",null,"給湯追焚（ボイラ）稼働台数",null,null,null,null,null,null,null,null,null,null,null,null,"（新設建物・土曜）",null,"給湯追焚（ボイラ）稼働台数",null,null,null,null,null,null,null,null,null,null,null,null,"（新設建物・休日）"]
[0,{"$f":"IF($F$1111=0,0,MIN(ROUNDUP(B753/$F$1111,0),$J$1111))","v":0},0,0,0,0,0,0,0,0,0,0,0,{"$f":"SUM(B1113:M1113)","v":0},null,0,{"$f":"IF($F$1111=0,0,MIN(ROUNDUP(Q753/$F$1111,0),$J$1111))","v":0},0,0,0,0,0,0,0,0,0,0,0,{"$f":"SUM(Q1113:AB1113)","v":0},null,0,{"$f":"IF($F$1111=0,0,MIN(ROUNDUP(AF753/$F$1111,0),$J$1111))","v":0},0,0,0,0,0,0,0,0,0,0,0,{"$f":"SUM(AF1113:AQ1113)","v":0}]
[1,{"$f":"IF($F$1111=0,0,MIN(ROUNDUP(B754/$F$1111,0),$J$1111))","v":0},0,0,0,0,0,0,0,0,0,0,0,{"$f":"SUM(B1114:M1114)","v":0},null,1,{"$f":"IF($F$1111=0,0,MIN(ROUNDUP(Q754/$F$1111,0),$J$1111))","v":0},0,0,0,0,0,0,0,0,0,0,0,{"$f":"SUM(Q1114:AB1114)","v":0},null,1,{"$f":"IF($F$1111=0,0,MIN(ROUNDUP(AF754/$F$1111,0),$J$1111))","v":0},0,0,0,0,0,0,0,0,0,0,0,{"$f":"SUM(AF1114:AQ1114)","v":0}]
[2,{"$f":"IF($F$1111=0,0,MIN(ROUNDUP(B755/$F$1111,0),$J$1111))","v":0},0,0,0,0,0,0,0,0,0,0,0,0,null,2,{"$f":"IF($F$1111=0,0,MIN(ROUNDUP(Q755/$F$1111,0),$J$1111))","v":0},0,0,0,0,0,0,0,0,0,0,0,0,null,2,{"$f":"IF($F$1111=0,0,MIN(ROUNDUP(AF755/$F$1111,0),$J$1111))","v":0},0,0,0,0,0,0,0,0,0,0,0,0]
[3,{"$f":"IF($F$1111=0,0,MIN(ROUNDUP(B756/$F$1111,0),$J$1111))","v":0},0,0,0,0,0,0,0,0,0,0,0,0,null,3,{"$f":"IF($F$1111=0,0,MIN(ROUNDUP(Q756/$F$1111,0),$J$1111))","v":0},0,0,0,0,0,0,0,0,0,0,0,0,null,3,{"$f":"IF($F$1111=0,0,MIN(ROUNDUP(AF756/$F$1111,0),$J$1111))","v":0},0,0,0,0,0,0,0,0,0,0,0,0]
[5,{"$f":"IF($F$1111=0,0,MIN(ROUNDUP(B758/$F$1111,0),$J$1111))","v":0},0,0,0,0,0,0,0,0,0,0,0,0,null,5,{"$f":"IF($F$1111=0,0,MIN(ROUNDUP(Q758/$F$1111,0),$J$1111))","v":0},0,0,0,0,0,0,0,0,0,0,0,0,null,5,{"$f":"IF($F$1111=0,0,MIN(ROUNDUP(AF758/$F$1111,0),$J$1111))","v":0},0,0,0,0,0,0,0,0,0,0,0,0]
[6,{"$f":"IF($F$1111=0,0,MIN(ROUNDUP(B759/$F$1111,0),$J$1111))","v":0},0,0,0,0,0,0,0,0,0,0,0,0,null,6,{"$f":"IF($F$1111=0,0,MIN(ROUNDUP(Q759/$F$1111,0),$J$1111))","v":0},0,0,0,0,0,0,0,0,0,0,0,0,null,6,{"$f":"IF($F$1111=0,0,MIN(ROUNDUP(AF759/$F$1111,0),$J$1111))","v":0},0,0,0,0,0,0,0,0,0,0,0,0]
[7,{"$f":"IF($F$1111=0,0,MIN(ROUNDUP(B760/$F$1111,0),$J$1111))","v":0},0,0,0,0,0,0,0,0,0,0,0,0,null,7,{"$f":"IF($F$1111=0,0,MIN(ROUNDUP(Q760/$F$1111,0),$J$1111))","v":0},0,0,0,0,0,0,0,0,0,0,0,0,null,7,{"$f":"IF($F$1111=0,0,MIN(ROUNDUP(AF760/$F$1111,0),$J$1111))","v":0},0,0,0,0,0,0,0,0,0,0,0,0]
[8,{"$f":"IF($F$1111=0,0,MIN(ROUNDUP(B761/$F$1111,0),$J$1111))","v":0},0,0,0,0,0,0,0,0,0,0,0,0,null,8,{"$f":"IF($F$1111=0,0,MIN(ROUNDUP(Q761/$F$1111,0),$J$1111))","v":0},0,0,0,0,0,0,0,0,0,0,0,0,null,8,{"$f":"IF($F$1111=0,0,MIN(ROUNDUP(AF761/$F$1111,0),$J$1111))","v":0},0,0,0,0,0,0,0,0,0,0,0,0]
[10,{"$f":"IF($F$1111=0,0,MIN(ROUNDUP(B763/$F$1111,0),$J$1111))","v":0},0,0,0,0,0,0,0,0,0,0,0,0,null,10,{"$f":"IF($F$1111=0,0,MIN(ROUNDUP(Q763/$F$1111,0),$J$1111))","v":0},0,0,0,0,0,0,0,0,0,0,0,0,null,10,{"$f":"IF($F$1111=0,0,MIN(ROUNDUP(AF763/$F$1111,0),$J$1111))","v":0},0,0,0,0,0,0,0,0,0,0,0,0]
[11,{"$f":"IF($F$1111=0,0,MIN(ROUNDUP(B764/$F$1111,0),$J$1111))","v":0},0,0,0,0,0,0,0,0,0,0,0,0,null,11,{"$f":"IF($F$1111=0,0,MIN(ROUNDUP(Q764/$F$1111,0),$J$1111))","v":0},0,0,0,0,0,0,0,0,0,0,0,0,null,11,{"$f":"IF($F$1111=0,0,MIN(ROUNDUP(AF764/$F$1111,0),$J$1111))","v":0},0,0,0,0,0,0,0,0,0,0,0,0]
[12,{"$f":"IF($F$1111=0,0,MIN(ROUNDUP(B765/$F$1111,0),$J$1111))","v":0},0,0,0,0,0,0,0,0,0,0,0,0,null,12,{"$f":"IF($F$1111=0,0,MIN(ROUNDUP(Q765/$F$1111,0),$J$1111))","v":0},0,0,0,0,0,0,0,0,0,0,0,0,null,12,{"$f":"IF($F$1111=0,0,MIN(ROUNDUP(AF765/$F$1111,0),$J$1111))","v":0},0,0,0,0,0,0,0,0,0,0,0,0]
[13,{"$f":"IF($F$1111=0,0,MIN(ROUNDUP(B766/$F$1111,0),$J$1111))","v":0},0,0,0,0,0,0,0,0,0,0,0,0,null,13,{"$f":"IF($F$1111=0,0,MIN(ROUNDUP(Q766/$F$1111,0),$J$1111))","v":0},0,0,0,0,0,0,0,0,0,0,0,0,null,13,{"$f":"IF($F$1111=0,0,MIN(ROUNDUP(AF766/$F$1111,0),$J$1111))","v":0},0,0,0,0,0,0,0,0,0,0,0,0]
[15,{"$f":"IF($F$1111=0,0,MIN(ROUNDUP(B768/$F$1111,0),$J$1111))","v":0},0,0,0,0,0,0,0,0,0,0,0,0,null,15,{"$f":"IF($F$1111=0,0,MIN(ROUNDUP(Q768/$F$1111,0),$J$1111))","v":0},0,0,0,0,0,0,0,0,0,0,0,0,null,15,{"$f":"IF($F$1111=0,0,MIN(ROUNDUP(AF768/$F$1111,0),$J$1111))","v":0},0,0,0,0,0,0,0,0,0,0,0,0]
[16,{"$f":"IF($F$1111=0,0,MIN(ROUNDUP(B769/$F$1111,0),$J$1111))","v":0},0,0,0,0,0,0,0,0,0,0,0,0,null,16,{"$f":"IF($F$1111=0,0,MIN(ROUNDUP(Q769/$F$1111,0),$J$1111))","v":0},0,0,0,0,0,0,0,0,0,0,0,0,null,16,{"$f":"IF($F$1111=0,0,MIN(ROUNDUP(AF769/$F$1111,0),$J$1111))","v":0},0,0,0,0,0,0,0,0,0,0,0,0]
[18,{"$f":"IF($F$1111=0,0,MIN(ROUNDUP(B771/$F$1111,0),$J$1111))","v":0},0,0,0,0,0,0,0,0,0,0,0,0,null,18,{"$f":"IF($F$1111=0,0,MIN(ROUNDUP(Q771/$F$1111,0),$J$1111))","v":0},0,0,0,0,0,0,0,0,0,0,0,0,null,18,{"$f":"IF($F$1111=0,0,MIN(ROUNDUP(AF771/$F$1111,0),$J$1111))","v":0},0,0,0,0,0,0,0,0,0,0,0,0]
[19,{"$f":"IF($F$1111=0,0,MIN(ROUNDUP(B772/$F$1111,0),$J$1111))","v":0},0,0,0,0,0,0,0,0,0,0,0,0,null,19,{"$f":"IF($F$1111=0,0,MIN(ROUNDUP(Q772/$F$1111,0),$J$1111))","v":0},0,0,0,0,0,0,0,0,0,0,0,0,null,19,{"$f":"IF($F$1111=0,0,MIN(ROUNDUP(AF772/$F$1111,0),$J$1111))","v":0},0,0,0,0,0,0,0,0,0,0,0,0]
[20,{"$f":"IF($F$1111=0,0,MIN(ROUNDUP(B773/$F$1111,0),$J$1111))","v":0},0,0,0,0,0,0,0,0,0,0,0,0,null,20,{"$f":"IF($F$1111=0,0,MIN(ROUNDUP(Q773/$F$1111,0),$J$1111))","v":0},0,0,0,0,0,0,0,0,0,0,0,0,null,20,{"$f":"IF($F$1111=0,0,MIN(ROUNDUP(AF773/$F$1111,0),$J$1111))","v":0},0,0,0,0,0,0,0,0,0,0,0,0]
[21,{"$f":"IF($F$1111=0,0,MIN(ROUNDUP(B774/$F$1111,0),$J$1111))","v":0},0,0,0,0,0,0,0,0,0,0,0,0,null,21,{"$f":"IF($F$1111=0,0,MIN(ROUNDUP(Q774/$F$1111,0),$J$1111))","v":0},0,0,0,0,0,0,0,0,0,0,0,0,null,21,{"$f":"IF($F$1111=0,0,MIN(ROUNDUP(AF774/$F$1111,0),$J$1111))","v":0},0,0,0,0,0,0,0,0,0,0,0,0]
[23,{"$f":"IF($F$1111=0,0,MIN(ROUNDUP(B776/$F$1111,0),$J$1111))","v":0},0,0,0,0,0,0,0,0,0,0,0,0,null,23,{"$f":"IF($F$1111=0,0,MIN(ROUNDUP(Q776/$F$1111,0),$J$1111))","v":0},0,0,0,0,0,0,0,0,0,0,0,0,null,23,{"$f":"IF($F$1111=0,0,MIN(ROUNDUP(AF776/$F$1111,0),$J$1111))","v":0},0,0,0,0,0,0,0,0,0,0,0,0]
["kWh/日",{"$f":"SUM(B1113:B1136)","v":0},{"$f":"SUM(C1113:C1136)","v":0},0,0,0,0,0,0,0,0,0,0,{"$f":"SUM(B1137:M1137)","v":0},null,"kWh/日",{"$f":"SUM(Q1113:Q1136)","v":0},{"$f":"SUM(R1113:R1136)","v":0},0,0,0,0,0,0,0,0,0,0,{"$f":"SUM(Q1137:AB1137)","v":0},null,"kWh/日",{"$f":"SUM(AF1113:AF1136)","v":0},{"$f":"SUM(AG1113:AG1136)","v":0},0,0,0,0,0,0,0,0,0,0,{"$f":"SUM(AF1137:AQ1137)","v":0}]
["日",{"$f":"B$28","v":20},{"$f":"C$28","v":20},22,20,20,22,20,23,20,21,20,21,{"$f":"SUM(B1138:M1138)","v":249},null,"日",{"$f":"Q$28","v":4},{"$f":"R$28","v":3},4,4,4,4,5,4,4,4,4,4,{"$f":"SUM(Q1138:AB1138)","v":48},null,"日",{"$f":"AF$28","v":7},{"$f":"AG$28","v":5},5,6,7,4,6,4,6,6,6,6,{"$f":"SUM(AF1138:AQ1138)","v":68}]
["MWh/月",{"$f":"B1137*B1138/1000","v":0},{"$f":"C1137*C1138/1000","v":0},0,0,0,0,0,0,0,0,0,0,{"$f":"SUM(B1139:M1139)","v":0},null,"MWh/月",{"$f":"Q1137*Q1138/1000","v":0},{"$f":"R1137*R1138/1000","v":0},0,0,0,0,0,0,0,0,0,0,{"$f":"SUM(Q1139:AB1139)","v":0},null,"MWh/月",{"$f":"AF1137*AF1138/1000","v":0},{"$f":"AG1137*AG1138/1000","v":0},0,0,0,0,0,0,0,0,0,0,{"$f":"SUM(AF1139:AQ1139)","v":0}]
["給湯追焚（ボイラ）供給熱量",null,null,null,null,null,null,null,null,null,null,null,null,"（新設建物・平日）",null,"給湯追焚（ボイラ）供給熱量",null,null,null,null,null,null,null,null,null,null,null,null,"（新設建物・土曜）",null,"給湯追焚（ボイラ）供給熱量",null,null,null,null,null,null,null,null,null,null,null,null,"（新設建物・休日）"]
["kW","1月","2月","3月","4月","5月","6月","7月","8月","9月","10月","11月","12月","計",null,"kW","1月","2月","3月","4月","5月","6月","7月","8月","9月","10月","11月","12月","計",null,"kW","1月","2月","3月","4月","5月","6月","7月","8月","9月","10月","11月","12月","計"]
[0,{"$f":"MIN($F$1111*B1113,B753)","v":0},0,0,0,0,0,0,0,0,0,0,0,{"$f":"SUM(B1143:M1143)","v":0},null,0,{"$f":"MIN($F$1111*Q1113,Q753)","v":0},0,0,0,0,0,0,0,0,0,0,0,{"$f":"SUM(Q1143:AB1143)","v":0},null,0,{"$f":"MIN($F$1111*AF1113,AF753)","v":0},0,0,0,0,0,0,0,0,0,0,0,{"$f":"SUM(AF1143:AQ1143)","v":0}]
[1,{"$f":"MIN($F$1111*B1114,B754)","v":0},0,0,0,0,0,0,0,0,0,0,0,{"$f":"SUM(B1144:M1144)","v":0},null,1,{"$f":"MIN($F$1111*Q1114,Q754)","v":0},0,0,0,0,0,0,0,0,0,0,0,{"$f":"SUM(Q1144:AB1144)","v":0},null,1,{"$f":"MIN($F$1111*AF1114,AF754)","v":0},0,0,0,0,0,0,0,0,0,0,0,{"$f":"SUM(AF1144:AQ1144)","v":0}]
[3,{"$f":"MIN($F$1111*B1116,B756)","v":0},0,0,0,0,0,0,0,0,0,0,0,0,null,3,{"$f":"MIN($F$1111*Q1116,Q756)","v":0},0,0,0,0,0,0,0,0,0,0,0,0,null,3,{"$f":"MIN($F$1111*AF1116,AF756)","v":0},0,0,0,0,0,0,0,0,0,0,0,0]
[4,{"$f":"MIN($F$1111*B1117,B757)","v":0},0,0,0,0,0,0,0,0,0,0,0,0,null,4,{"$f":"MIN($F$1111*Q1117,Q757)","v":0},0,0,0,0,0,0,0,0,0,0,0,0,null,4,{"$f":"MIN($F$1111*AF1117,AF757)","v":0},0,0,0,0,0,0,0,0,0,0,0,0]
[5,{"$f":"MIN($F$1111*B1118,B758)","v":0},0,0,0,0,0,0,0,0,0,0,0,0,null,5,{"$f":"MIN($F$1111*Q1118,Q758)","v":0},0,0,0,0,0,0,0,0,0,0,0,0,null,5,{"$f":"MIN($F$1111*AF1118,AF758)","v":0},0,0,0,0,0,0,0,0,0,0,0,0]
[6,{"$f":"MIN($F$1111*B1119,B759)","v":0},0,0,0,0,0,0,0,0,0,0,0,0,null,6,{"$f":"MIN($F$1111*Q1119,Q759)","v":0},0,0,0,0,0,0,0,0,0,0,0,0,null,6,{"$f":"MIN($F$1111*AF1119,AF759)","v":0},0,0,0,0,0,0,0,0,0,0,0,0]
[8,{"$f":"MIN($F$1111*B1121,B761)","v":0},0,0,0,0,0,0,0,0,0,0,0,0,null,8,{"$f":"MIN($F$1111*Q1121,Q761)","v":0},0,0,0,0,0,0,0,0,0,0,0,0,null,8,{"$f":"MIN($F$1111*AF1121,AF761)","v":0},0,0,0,0,0,0,0,0,0,0,0,0]
[9,{"$f":"MIN($F$1111*B1122,B762)","v":0},0,0,0,0,0,0,0,0,0,0,0,0,null,9,{"$f":"MIN($F$1111*Q1122,Q762)","v":0},0,0,0,0,0,0,0,0,0,0,0,0,null,9,{"$f":"MIN($F$1111*AF1122,AF762)","v":0},0,0,0,0,0,0,0,0,0,0,0,0]
[10,{"$f":"MIN($F$1111*B1123,B763)","v":0},0,0,0,0,0,0,0,0,0,0,0,0,null,10,{"$f":"MIN($F$1111*Q1123,Q763)","v":0},0,0,0,0,0,0,0,0,0,0,0,0,null,10,{"$f":"MIN($F$1111*AF1123,AF763)","v":0},0,0,0,0,0,0,0,0,0,0,0,0]
[11,{"$f":"MIN($F$1111*B1124,B764)","v":0},0,0,0,0,0,0,0,0,0,0,0,0,null,11,{"$f":"MIN($F$1111*Q1124,Q764)","v":0},0,0,0,0,0,0,0,0,0,0,0,0,null,11,{"$f":"MIN($F$1111*AF1124,AF764)","v":0},0,0,0,0,0,0,0,0,0,0,0,0]
[13,{"$f":"MIN($F$1111*B1126,B766)","v":0},0,0,0,0,0,0,0,0,0,0,0,0,null,13,{"$f":"MIN($F$1111*Q1126,Q766)","v":0},0,0,0,0,0,0,0,0,0,0,0,0,null,13,{"$f":"MIN($F$1111*AF1126,AF766)","v":0},0,0,0,0,0,0,0,0,0,0,0,0]
[14,{"$f":"MIN($F$1111*B1127,B767)","v":0},0,0,0,0,0,0,0,0,0,0,0,0,null,14,{"$f":"MIN($F$1111*Q1127,Q767)","v":0},0,0,0,0,0,0,0,0,0,0,0,0,null,14,{"$f":"MIN($F$1111*AF1127,AF767)","v":0},0,0,0,0,0,0,0,0,0,0,0,0]
[16,{"$f":"MIN($F$1111*B1129,B769)","v":0},0,0,0,0,0,0,0,0,0,0,0,0,null,16,{"$f":"MIN($F$1111*Q1129,Q769)","v":0},0,0,0,0,0,0,0,0,0,0,0,0,null,16,{"$f":"MIN($F$1111*AF1129,AF769)","v":0},0,0,0,0,0,0,0,0,0,0,0,0]
[17,{"$f":"MIN($F$1111*B1130,B770)","v":0},0,0,0,0,0,0,0,0,0,0,0,0,null,17,{"$f":"MIN($F$1111*Q1130,Q770)","v":0},0,0,0,0,0,0,0,0,0,0,0,0,null,17,{"$f":"MIN($F$1111*AF1130,AF770)","v":0},0,0,0,0,0,0,0,0,0,0,0,0]
[18,{"$f":"MIN($F$1111*B1131,B771)","v":0},0,0,0,0,0,0,0,0,0,0,0,0,null,18,{"$f":"MIN($F$1111*Q1131,Q771)","v":0},0,0,0,0,0,0,0,0,0,0,0,0,null,18,{"$f":"MIN($F$1111*AF1131,AF771)","v":0},0,0,0,0,0,0,0,0,0,0,0,0]
[19,{"$f":"MIN($F$1111*B1132,B772)","v":0},0,0,0,0,0,0,0,0,0,0,0,0,null,19,{"$f":"MIN($F$1111*Q1132,Q772)","v":0},0,0,0,0,0,0,0,0,0,0,0,0,null,19,{"$f":"MIN($F$1111*AF1132,AF772)","v":0},0,0,0,0,0,0,0,0,0,0,0,0]
[21,{"$f":"MIN($F$1111*B1134,B774)","v":0},0,0,0,0,0,0,0,0,0,0,0,0,null,21,{"$f":"MIN($F$1111*Q1134,Q774)","v":0},0,0,0,0,0,0,0,0,0,0,0,0,null,21,{"$f":"MIN($F$1111*AF1134,AF774)","v":0},0,0,0,0,0,0,0,0,0,0,0,0]
[22,{"$f":"MIN($F$1111*B1135,B775)","v":0},0,0,0,0,0,0,0,0,0,0,0,0,null,22,{"$f":"MIN($F$1111*Q1135,Q775)","v":0},0,0,0,0,0,0,0,0,0,0,0,0,null,22,{"$f":"MIN($F$1111*AF1135,AF775)","v":0},0,0,0,0,0,0,0,0,0,0,0,0]
[23,{"$f":"MIN($F$1111*B1136,B776)","v":0},0,0,0,0,0,0,0,0,0,0,0,0,null,23,{"$f":"MIN($F$1111*Q1136,Q776)","v":0},0,0,0,0,0,0,0,0,0,0,0,0,null,23,{"$f":"MIN($F$1111*AF1136,AF776)","v":0},0,0,0,0,0,0,0,0,0,0,0,0]
["kWh/日",{"$f":"SUM(B1143:B1166)","v":0},{"$f":"SUM(C1143:C1166)","v":0},0,0,0,0,0,0,0,0,0,0,{"$f":"SUM(B1167:M1167)","v":0},null,"kWh/日",{"$f":"SUM(Q1143:Q1166)","v":0},{"$f":"SUM(R1143:R1166)","v":0},0,0,0,0,0,0,0,0,0,0,{"$f":"SUM(Q1167:AB1167)","v":0},null,"kWh/日",{"$f":"SUM(AF1143:AF1166)","v":0},{"$f":"SUM(AG1143:AG1166)","v":0},0,0,0,0,0,0,0,0,0,0,{"$f":"SUM(AF1167:AQ1167)","v":0}]
["MWh/月",{"$f":"B1167*B1168/1000","v":0},{"$f":"C1167*C1168/1000","v":0},0,0,0,0,0,0,0,0,0,0,{"$f":"SUM(B1169:M1169)","v":0},null,"MWh/月",{"$f":"Q1167*Q1168/1000","v":0},{"$f":"R1167*R1168/1000","v":0},0,0,0,0,0,0,0,0,0,0,{"$f":"SUM(Q1169:AB1169)","v":0},null,"MWh/月",{"$f":"AF1167*AF1168/1000","v":0},{"$f":"AG1167*AG1168/1000","v":0},0,0,0,0,0,0,0,0,0,0,{"$f":"SUM(AF1169:AQ1169)","v":0}]
[]
["給湯追焚（ボイラ）補機電力",null,null,null,"補機",{"$f":"詳細版!U34","v":0},"kW/台",null,null,null,null,null,null,"（新設建物・平日）",null,"給湯追焚（ボイラ）補機電力",null,null,null,null,null,null,null,null,null,null,null,null,"（新設建物・土曜）",null,"給湯追焚（ボイラ）補機電力",null,null,null,null,null,null,null,null,null,null,null,null,"（新設建物・休日）"]
["kW","1月","2月","3月","4月","5月","6月","7月","8月","9月","10月","11月","12月","計",null,"kW","1月","2月","3月","4月","5月","6月","7月","8月","9月","10月","11月","12月","計",null,"kW","1月","2月","3月","4月","5月","6月","7月","8月","9月","10月","11月","12月","計"]
[1,{"$f":"$F$1171*B1114","v":0},0,0,0,0,0,0,0,0,0,0,0,{"$f":"SUM(B1174:M1174)","v":0},null,1,{"$f":"$F$1171*Q1114","v":0},0,0,0,0,0,0,0,0,0,0,0,{"$f":"SUM(Q1174:AB1174)","v":0},null,1,{"$f":"$F$1171*AF1114","v":0},0,0,0,0,0,0,0,0,0,0,0,{"$f":"SUM(AF1174:AQ1174)","v":0}]
[2,{"$f":"$F$1171*B1115","v":0},0,0,0,0,0,0,0,0,0,0,0,0,null,2,{"$f":"$F$1171*Q1115","v":0},0,0,0,0,0,0,0,0,0,0,0,0,null,2,{"$f":"$F$1171*AF1115","v":0},0,0,0,0,0,0,0,0,0,0,0,0]
[3,{"$f":"$F$1171*B1116","v":0},0,0,0,0,0,0,0,0,0,0,0,0,null,3,{"$f":"$F$1171*Q1116","v":0},0,0,0,0,0,0,0,0,0,0,0,0,null,3,{"$f":"$F$1171*AF1116","v":0},0,0,0,0,0,0,0,0,0,0,0,0]
[4,{"$f":"$F$1171*B1117","v":0},0,0,0,0,0,0,0,0,0,0,0,0,null,4,{"$f":"$F$1171*Q1117","v":0},0,0,0,0,0,0,0,0,0,0,0,0,null,4,{"$f":"$F$1171*AF1117","v":0},0,0,0,0,0,0,0,0,0,0,0,0]
[6,{"$f":"$F$1171*B1119","v":0},0,0,0,0,0,0,0,0,0,0,0,0,null,6,{"$f":"$F$1171*Q1119","v":0},0,0,0,0,0,0,0,0,0,0,0,0,null,6,{"$f":"$F$1171*AF1119","v":0},0,0,0,0,0,0,0,0,0,0,0,0]
[7,{"$f":"$F$1171*B1120","v":0},0,0,0,0,0,0,0,0,0,0,0,0,null,7,{"$f":"$F$1171*Q1120","v":0},0,0,0,0,0,0,0,0,0,0,0,0,null,7,{"$f":"$F$1171*AF1120","v":0},0,0,0,0,0,0,0,0,0,0,0,0]
[8,{"$f":"$F$1171*B1121","v":0},0,0,0,0,0,0,0,0,0,0,0,0,null,8,{"$f":"$F$1171*Q1121","v":0},0,0,0,0,0,0,0,0,0,0,0,0,null,8,{"$f":"$F$1171*AF1121","v":0},0,0,0,0,0,0,0,0,0,0,0,0]
[9,{"$f":"$F$1171*B1122","v":0},0,0,0,0,0,0,0,0,0,0,0,0,null,9,{"$f":"$F$1171*Q1122","v":0},0,0,0,0,0,0,0,0,0,0,0,0,null,9,{"$f":"$F$1171*AF1122","v":0},0,0,0,0,0,0,0,0,0,0,0,0]
[11,{"$f":"$F$1171*B1124","v":0},0,0,0,0,0,0,0,0,0,0,0,0,null,11,{"$f":"$F$1171*Q1124","v":0},0,0,0,0,0,0,0,0,0,0,0,0,null,11,{"$f":"$F$1171*AF1124","v":0},0,0,0,0,0,0,0,0,0,0,0,0]
[12,{"$f":"$F$1171*B1125","v":0},0,0,0,0,0,0,0,0,0,0,0,0,null,12,{"$f":"$F$1171*Q1125","v":0},0,0,0,0,0,0,0,0,0,0,0,0,null,12,{"$f":"$F$1171*AF1125","v":0},0,0,0,0,0,0,0,0,0,0,0,0]
[13,{"$f":"$F$1171*B1126","v":0},0,0,0,0,0,0,0,0,0,0,0,0,null,13,{"$f":"$F$1171*Q1126","v":0},0,0,0,0,0,0,0,0,0,0,0,0,null,13,{"$f":"$F$1171*AF1126","v":0},0,0,0,0,0,0,0,0,0,0,0,0]
[14,{"$f":"$F$1171*B1127","v":0},0,0,0,0,0,0,0,0,0,0,0,0,null,14,{"$f":"$F$1171*Q1127","v":0},0,0,0,0,0,0,0,0,0,0,0,0,null,14,{"$f":"$F$1171*AF1127","v":0},0,0,0,0,0,0,0,0,0,0,0,0]
[16,{"$f":"$F$1171*B1129","v":0},0,0,0,0,0,0,0,0,0,0,0,0,null,16,{"$f":"$F$1171*Q1129","v":0},0,0,0,0,0,0,0,0,0,0,0,0,null,16,{"$f":"$F$1171*AF1129","v":0},0,0,0,0,0,0,0,0,0,0,0,0]
[17,{"$f":"$F$1171*B1130","v":0},0,0,0,0,0,0,0,0,0,0,0,0,null,17,{"$f":"$F$1171*Q1130","v":0},0,0,0,0,0,0,0,0,0,0,0,0,null,17,{"$f":"$F$1171*AF1130","v":0},0,0,0,0,0,0,0,0,0,0,0,0]
[19,{"$f":"$F$1171*B1132","v":0},0,0,0,0,0,0,0,0,0,0,0,0,null,19,{"$f":"$F$1171*Q1132","v":0},0,0,0,0,0,0,0,0,0,0,0,0,null,19,{"$f":"$F$1171*AF1132","v":0},0,0,0,0,0,0,0,0,0,0,0,0]
[20,{"$f":"$F$1171*B1133","v":0},0,0,0,0,0,0,0,0,0,0,0,0,null,20,{"$f":"$F$1171*Q1133","v":0},0,0,0,0,0,0,0,0,0,0,0,0,null,20,{"$f":"$F$1171*AF1133","v":0},0,0,0,0,0,0,0,0,0,0,0,0]
[21,{"$f":"$F$1171*B1134","v":0},0,0,0,0,0,0,0,0,0,0,0,0,null,21,{"$f":"$F$1171*Q1134","v":0},0,0,0,0,0,0,0,0,0,0,0,0,null,21,{"$f":"$F$1171*AF1134","v":0},0,0,0,0,0,0,0,0,0,0,0,0]
[22,{"$f":"$F$1171*B1135","v":0},0,0,0,0,0,0,0,0,0,0,0,0,null,22,{"$f":"$F$1171*Q1135","v":0},0,0,0,0,0,0,0,0,0,0,0,0,null,22,{"$f":"$F$1171*AF1135","v":0},0,0,0,0,0,0,0,0,0,0,0,0]
["kWh/日",{"$f":"SUM(B1173:B1196)","v":0},{"$f":"SUM(C1173:C1196)","v":0},0,0,0,0,0,0,0,0,0,0,{"$f":"SUM(B1197:M1197)","v":0},null,"kWh/日",{"$f":"SUM(Q1173:Q1196)","v":0},{"$f":"SUM(R1173:R1196)","v":0},0,0,0,0,0,0,0,0,0,0,{"$f":"SUM(Q1197:AB1197)","v":0},null,"kWh/日",{"$f":"SUM(AF1173:AF1196)","v":0},{"$f":"SUM(AG1173:AG1196)","v":0},0,0,0,0,0,0,0,0,0,0,{"$f":"SUM(AF1197:AQ1197)","v":0}]
["日",{"$f":"B$28","v":20},{"$f":"C$28","v":20},22,20,20,22,20,23,20,21,20,21,{"$f":"SUM(B1198:M1198)","v":249},null,"日",{"$f":"Q$28","v":4},{"$f":"R$28","v":3},4,4,4,4,5,4,4,4,4,4,{"$f":"SUM(Q1198:AB1198)","v":48},null,"日",{"$f":"AF$28","v":7},{"$f":"AG$28","v":5},5,6,7,4,6,4,6,6,6,6,{"$f":"SUM(AF1198:AQ1198)","v":68}]
["MWh/月",{"$f":"B1197*B1198/1000","v":0},{"$f":"C1197*C1198/1000","v":0},0,0,0,0,0,0,0,0,0,0,{"$f":"SUM(B1199:M1199)","v":0},null,"MWh/月",{"$f":"Q1197*Q1198/1000","v":0},{"$f":"R1197*R1198/1000","v":0},0,0,0,0,0,0,0,0,0,0,{"$f":"SUM(Q1199:AB1199)","v":0},null,"MWh/月",{"$f":"AF1197*AF1198/1000","v":0},{"$f":"AG1197*AG1198/1000","v":0},0,0,0,0,0,0,0,0,0,0,{"$f":"SUM(AF1199:AQ1199)","v":0}]
[]
["kW","1月","2月","3月","4月","5月","6月","7月","8月","9月","10月","11月","12月","計",null,"kW","1月","2月","3月","4月","5月","6月","7月","8月","9月","10月","11月","12月","計",null,"kW","1月","2月","3月","4月","5月","6月","7月","8月","9月","10月","11月","12月","計"]
[0,{"$f":"B813/$G$1201","v":0},{"$f":"C813/$G$1201","v":0},0,0,0,0,0,0,0,0,0,0,{"$f":"SUM(B1203:M1203)","v":0},null,0,{"$f":"Q813/$G$1201","v":0},{"$f":"R813/$G$1201","v":0},0,0,0,0,0,0,0,0,0,0,{"$f":"SUM(Q1203:AB1203)","v":0},null,0,{"$f":"AF813/$G$1201","v":0},{"$f":"AG813/$G$1201","v":0},0,0,0,0,0,0,0,0,0,0,{"$f":"SUM(AF1203:AQ1203)","v":0}]
[1,{"$f":"B814/$G$1201","v":0},0,0,0,0,0,0,0,0,0,0,0,{"$f":"SUM(B1204:M1204)","v":0},null,1,{"$f":"Q814/$G$1201","v":0},0,0,0,0,0,0,0,0,0,0,0,{"$f":"SUM(Q1204:AB1204)","v":0},null,1,{"$f":"AF814/$G$1201","v":0},0,0,0,0,0,0,0,0,0,0,0,{"$f":"SUM(AF1204:AQ1204)","v":0}]
[2,{"$f":"B815/$G$1201","v":0},0,0,0,0,0,0,0,0,0,0,0,0,null,2,{"$f":"Q815/$G$1201","v":0},0,0,0,0,0,0,0,0,0,0,0,0,null,2,{"$f":"AF815/$G$1201","v":0},0,0,0,0,0,0,0,0,0,0,0,0]
[4,{"$f":"B817/$G$1201","v":0},0,0,0,0,0,0,0,0,0,0,0,0,null,4,{"$f":"Q817/$G$1201","v":0},0,0,0,0,0,0,0,0,0,0,0,0,null,4,{"$f":"AF817/$G$1201","v":0},0,0,0,0,0,0,0,0,0,0,0,0]
[5,{"$f":"B818/$G$1201","v":0},0,0,0,0,0,0,0,0,0,0,0,0,null,5,{"$f":"Q818/$G$1201","v":0},0,0,0,0,0,0,0,0,0,0,0,0,null,5,{"$f":"AF818/$G$1201","v":0},0,0,0,0,0,0,0,0,0,0,0,0]
[6,{"$f":"B819/$G$1201","v":0},0,0,0,0,0,0,0,0,0,0,0,0,null,6,{"$f":"Q819/$G$1201","v":0},0,0,0,0,0,0,0,0,0,0,0,0,null,6,{"$f":"AF819/$G$1201","v":0},0,0,0,0,0,0,0,0,0,0,0,0]
[7,{"$f":"B820/$G$1201","v":0},0,0,0,0,0,0,0,0,0,0,0,0,null,7,{"$f":"Q820/$G$1201","v":0},0,0,0,0,0,0,0,0,0,0,0,0,null,7,{"$f":"AF820/$G$1201","v":0},0,0,0,0,0,0,0,0,0,0,0,0]
[9,{"$f":"B822/$G$1201","v":0},0,0,0,0,0,0,0,0,0,0,0,0,null,9,{"$f":"Q822/$G$1201","v":0},0,0,0,0,0,0,0,0,0,0,0,0,null,9,{"$f":"AF822/$G$1201","v":0},0,0,0,0,0,0,0,0,0,0,0,0]
[10,{"$f":"B823/$G$1201","v":0},0,0,0,0,0,0,0,0,0,0,0,0,null,10,{"$f":"Q823/$G$1201","v":0},0,0,0,0,0,0,{"$f":"X823/$G$1201","v":0},0,0,0,0,0,null,10,{"$f":"AF823/$G$1201","v":0},0,0,0,0,0,0,0,0,0,0,0,0]
[11,{"$f":"B824/$G$1201","v":0},0,0,0,0,0,0,0,0,0,0,0,0,null,11,{"$f":"Q824/$G$1201","v":0},0,0,0,0,0,0,0,0,0,0,0,0,null,11,{"$f":"AF824/$G$1201","v":0},0,0,0,0,0,0,0,0,0,0,0,0]
[12,{"$f":"B825/$G$1201","v":0},0,0,0,0,0,0,0,0,0,0,0,0,null,12,{"$f":"Q825/$G$1201","v":0},0,0,0,0,0,0,0,0,0,0,0,0,null,12,{"$f":"AF825/$G$1201","v":0},0,0,0,0,0,0,0,0,0,0,0,0]
[14,{"$f":"B827/$G$1201","v":0},0,0,0,0,0,0,0,0,0,0,0,0,null,14,{"$f":"Q827/$G$1201","v":0},0,0,0,0,0,0,0,0,0,0,0,0,null,14,{"$f":"AF827/$G$1201","v":0},0,0,0,0,0,0,0,0,0,0,0,0]
[15,{"$f":"B828/$G$1201","v":0},0,0,0,0,0,0,0,0,0,0,0,0,null,15,{"$f":"Q828/$G$1201","v":0},0,0,0,0,0,0,0,0,0,0,0,0,null,15,{"$f":"AF828/$G$1201","v":0},0,0,0,0,0,0,0,0,0,0,0,0]
[17,{"$f":"B830/$G$1201","v":0},0,0,0,0,0,0,0,0,0,0,0,0,null,17,{"$f":"Q830/$G$1201","v":0},0,0,0,0,0,0,0,0,0,0,0,0,null,17,{"$f":"AF830/$G$1201","v":0},0,0,0,0,0,0,0,0,0,0,0,0]
[18,{"$f":"B831/$G$1201","v":0},0,0,0,0,0,0,0,0,0,0,0,0,null,18,{"$f":"Q831/$G$1201","v":0},0,0,0,0,0,0,0,0,0,0,0,0,null,18,{"$f":"AF831/$G$1201","v":0},0,0,0,0,0,0,0,0,0,0,0,0]
[19,{"$f":"B832/$G$1201","v":0},0,0,0,0,0,0,0,0,0,0,0,0,null,19,{"$f":"Q832/$G$1201","v":0},0,0,0,0,0,0,0,0,0,0,0,0,null,19,{"$f":"AF832/$G$1201","v":0},0,0,0,0,0,0,0,0,0,0,0,0]
[20,{"$f":"B833/$G$1201","v":0},0,0,0,0,0,0,0,0,0,0,0,0,null,20,{"$f":"Q833/$G$1201","v":0},0,0,0,0,0,0,0,0,0,0,0,0,null,20,{"$f":"AF833/$G$1201","v":0},0,0,0,0,0,0,0,0,0,0,0,0]
[22,{"$f":"B835/$G$1201","v":0},0,0,0,0,0,0,0,0,0,0,0,0,null,22,{"$f":"Q835/$G$1201","v":0},0,0,0,0,0,0,0,0,0,0,0,0,null,22,{"$f":"AF835/$G$1201","v":0},0,0,0,0,0,0,0,0,0,0,0,0]
[23,{"$f":"B836/$G$1201","v":0},0,0,0,0,0,0,0,0,0,0,0,0,null,23,{"$f":"Q836/$G$1201","v":0},0,0,0,0,0,0,0,0,0,0,0,0,null,23,{"$f":"AF836/$G$1201","v":0},0,0,0,0,0,0,0,0,0,0,0,0]
["kWh/日",{"$f":"SUM(B1203:B1226)","v":0},{"$f":"SUM(C1203:C1226)","v":0},0,0,0,0,0,0,0,0,0,0,{"$f":"SUM(B1227:M1227)","v":0},null,"kWh/日",{"$f":"SUM(Q1203:Q1226)","v":0},{"$f":"SUM(R1203:R1226)","v":0},0,0,0,0,0,0,0,0,0,0,{"$f":"SUM(Q1227:AB1227)","v":0},null,"kWh/日",{"$f":"SUM(AF1203:AF1226)","v":0},{"$f":"SUM(AG1203:AG1226)","v":0},0,0,0,0,0,0,0,0,0,0,{"$f":"SUM(AF1227:AQ1227)","v":0}]
["日",{"$f":"B$28","v":20},{"$f":"C$28","v":20},22,20,20,22,20,23,20,21,20,21,{"$f":"SUM(B1228:M1228)","v":249},null,"日",{"$f":"Q$28","v":4},{"$f":"R$28","v":3},4,4,4,4,5,4,4,4,4,4,{"$f":"SUM(Q1228:AB1228)","v":48},null,"日",{"$f":"AF$28","v":7},{"$f":"AG$28","v":5},5,6,7,4,6,4,6,6,6,6,{"$f":"SUM(AF1228:AQ1228)","v":68}]
[]
["冷房追焚（冷温水器）燃料消費量",null,null,null,null,null,null,null,null,null,null,null,null,"（新設建物・平日）",null,"冷房追焚（冷温水器）燃料消費量",null,null,null,null,null,null,null,null,null,null,null,null,"（新設建物・土曜）",null,"冷房追焚（冷温水器）燃料消費量",null,null,null,null,null,null,null,null,null,null,null,null,"（新設建物・休日）"]
["kW","1月","2月","3月","4月","5月","6月","7月","8月","9月","10月","11月","12月","計",null,"kW","1月","2月","3月","4月","5月","6月","7月","8月","9月","10月","11月","12月","計",null,"kW","1月","2月","3月","4月","5月","6月","7月","8月","9月","10月","11月","12月","計"]
[0,{"$f":"B873/詳細版!$U$29","v":0},{"$f":"C873/詳細版!$U$29","v":0},{"$f":"D873/詳細版!$U$29","v":0},{"$f":"E873/詳細版!$U$29","v":0},{"$f":"F873/詳細版!$U$29","v":0},{"$f":"G873/詳細版!$U$29","v":0},{"$f":"H873/詳細版!$U$29","v":0},{"$f":"I873/詳細版!$U$29","v":0},{"$f":"J873/詳細版!$U$29","v":0},{"$f":"K873/詳細版!$U$29","v":0},{"$f":"L873/詳細版!$U$29","v":0},{"$f":"M873/詳細版!$U$29","v":0},{"$f":"SUM(B1233:M1233)","v":0},null,0,{"$f":"Q873/詳細版!$U$29","v":0},{"$f":"R873/詳細版!$U$29","v":0},{"$f":"S873/詳細版!$U$29","v":0},{"$f":"T873/詳細版!$U$29","v":0},{"$f":"U873/詳細版!$U$29","v":0},{"$f":"V873/詳細版!$U$29","v":0},{"$f":"W873/詳細版!$U$29","v":0},{"$f":"X873/詳細版!$U$29","v":0},{"$f":"Y873/詳細版!$U$29","v":0},{"$f":"Z873/詳細版!$U$29","v":0},{"$f":"AA873/詳細版!$U$29","v":0},{"$f":"AB873/詳細版!$U$29","v":0},{"$f":"SUM(Q1233:AB1233)","v":0},null,0,{"$f":"AF873/詳細版!$U$29","v":0},{"$f":"AG873/詳細版!$U$29","v":0},{"$f":"AH873/詳細版!$U$29","v":0},{"$f":"AI873/詳細版!$U$29","v":0},{"$f":"AJ873/詳細版!$U$29","v":0},{"$f":"AK873/詳細版!$U$29","v":0},{"$f":"AL873/詳細版!$U$29","v":0},{"$f":"AM873/詳細版!$U$29","v":0},{"$f":"AN873/詳細版!$U$29","v":0},{"$f":"AO873/詳細版!$U$29","v":0},{"$f":"AP873/詳細版!$U$29","v":0},{"$f":"AQ873/詳細版!$U$29","v":0},{"$f":"SUM(AF1233:AQ1233)","v":0}]
[2,{"$f":"B875/詳細版!$U$29","v":0},{"$f":"C875/詳細版!$U$29","v":0},{"$f":"D875/詳細版!$U$29","v":0},{"$f":"E875/詳細版!$U$29","v":0},{"$f":"F875/詳細版!$U$29","v":0},{"$f":"G875/詳細版!$U$29","v":0},{"$f":"H875/詳細版!$U$29","v":0},{"$f":"I875/詳細版!$U$29","v":0},{"$f":"J875/詳細版!$U$29","v":0},{"$f":"K875/詳細版!$U$29","v":0},{"$f":"L875/詳細版!$U$29","v":0},{"$f":"M875/詳細版!$U$29","v":0},0,null,2,{"$f":"Q875/詳細版!$U$29","v":0},{"$f":"R875/詳細版!$U$29","v":0},{"$f":"S875/詳細版!$U$29","v":0},{"$f":"T875/詳細版!$U$29","v":0},{"$f":"U875/詳細版!$U$29","v":0},{"$f":"V875/詳細版!$U$29","v":0},{"$f":"W875/詳細版!$U$29","v":0},{"$f":"X875/詳細版!$U$29","v":0},{"$f":"Y875/詳細版!$U$29","v":0},{"$f":"Z875/詳細版!$U$29","v":0},{"$f":"AA875/詳細版!$U$29","v":0},{"$f":"AB875/詳細版!$U$29","v":0},0,null,2,{"$f":"AF875/詳細版!$U$29","v":0},{"$f":"AG875/詳細版!$U$29","v":0},{"$f":"AH875/詳細版!$U$29","v":0},{"$f":"AI875/詳細版!$U$29","v":0},{"$f":"AJ875/詳細版!$U$29","v":0},{"$f":"AK875/詳細版!$U$29","v":0},{"$f":"AL875/詳細版!$U$29","v":0},{"$f":"AM875/詳細版!$U$29","v":0},{"$f":"AN875/詳細版!$U$29","v":0},{"$f":"AO875/詳細版!$U$29","v":0},{"$f":"AP875/詳細版!$U$29","v":0},{"$f":"AQ875/詳細版!$U$29","v":0},0]
[3,{"$f":"B876/詳細版!$U$29","v":0},{"$f":"C876/詳細版!$U$29","v":0},{"$f":"D876/詳細版!$U$29","v":0},{"$f":"E876/詳細版!$U$29","v":0},{"$f":"F876/詳細版!$U$29","v":0},{"$f":"G876/詳細版!$U$29","v":0},{"$f":"H876/詳細版!$U$29","v":0},{"$f":"I876/詳細版!$U$29","v":0},{"$f":"J876/詳細版!$U$29","v":0},{"$f":"K876/詳細版!$U$29","v":0},{"$f":"L876/詳細版!$U$29","v":0},{"$f":"M876/詳細版!$U$29","v":0},0,null,3,{"$f":"Q876/詳細版!$U$29","v":0},{"$f":"R876/詳細版!$U$29","v":0},{"$f":"S876/詳細版!$U$29","v":0},{"$f":"T876/詳細版!$U$29","v":0},{"$f":"U876/詳細版!$U$29","v":0},{"$f":"V876/詳細版!$U$29","v":0},{"$f":"W876/詳細版!$U$29","v":0},{"$f":"X876/詳細版!$U$29","v":0},{"$f":"Y876/詳細版!$U$29","v":0},{"$f":"Z876/詳細版!$U$29","v":0},{"$f":"AA876/詳細版!$U$29","v":0},{"$f":"AB876/詳細版!$U$29","v":0},0,null,3,{"$f":"AF876/詳細版!$U$29","v":0},{"$f":"AG876/詳細版!$U$29","v":0},{"$f":"AH876/詳細版!$U$29","v":0},{"$f":"AI876/詳細版!$U$29","v":0},{"$f":"AJ876/詳細版!$U$29","v":0},{"$f":"AK876/詳細版!$U$29","v":0},{"$f":"AL876/詳細版!$U$29","v":0},{"$f":"AM876/詳細版!$U$29","v":0},{"$f":"AN876/詳細版!$U$29","v":0},{"$f":"AO876/詳細版!$U$29","v":0},{"$f":"AP876/詳細版!$U$29","v":0},{"$f":"AQ876/詳細版!$U$29","v":0},0]
[4,{"$f":"B877/詳細版!$U$29","v":0},{"$f":"C877/詳細版!$U$29","v":0},{"$f":"D877/詳細版!$U$29","v":0},{"$f":"E877/詳細版!$U$29","v":0},{"$f":"F877/詳細版!$U$29","v":0},{"$f":"G877/詳細版!$U$29","v":0},{"$f":"H877/詳細版!$U$29","v":0},{"$f":"I877/詳細版!$U$29","v":0},{"$f":"J877/詳細版!$U$29","v":0},{"$f":"K877/詳細版!$U$29","v":0},{"$f":"L877/詳細版!$U$29","v":0},{"$f":"M877/詳細版!$U$29","v":0},0,null,4,{"$f":"Q877/詳細版!$U$29","v":0},{"$f":"R877/詳細版!$U$29","v":0},{"$f":"S877/詳細版!$U$29","v":0},{"$f":"T877/詳細版!$U$29","v":0},{"$f":"U877/詳細版!$U$29","v":0},{"$f":"V877/詳細版!$U$29","v":0},{"$f":"W877/詳細版!$U$29","v":0},{"$f":"X877/詳細版!$U$29","v":0},{"$f":"Y877/詳細版!$U$29","v":0},{"$f":"Z877/詳細版!$U$29","v":0},{"$f":"AA877/詳細版!$U$29","v":0},{"$f":"AB877/詳細版!$U$29","v":0},0,null,4,{"$f":"AF877/詳細版!$U$29","v":0},{"$f":"AG877/詳細版!$U$29","v":0},{"$f":"AH877/詳細版!$U$29","v":0},{"$f":"AI877/詳細版!$U$29","v":0},{"$f":"AJ877/詳細版!$U$29","v":0},{"$f":"AK877/詳細版!$U$29","v":0},{"$f":"AL877/詳細版!$U$29","v":0},{"$f":"AM877/詳細版!$U$29","v":0},{"$f":"AN877/詳細版!$U$29","v":0},{"$f":"AO877/詳細版!$U$29","v":0},{"$f":"AP877/詳細版!$U$29","v":0},{"$f":"AQ877/詳細版!$U$29","v":0},0]
[5,{"$f":"B878/詳細版!$U$29","v":0},{"$f":"C878/詳細版!$U$29","v":0},{"$f":"D878/詳細版!$U$29","v":0},{"$f":"E878/詳細版!$U$29","v":0},{"$f":"F878/詳細版!$U$29","v":0},{"$f":"G878/詳細版!$U$29","v":0},{"$f":"H878/詳細版!$U$29","v":0},{"$f":"I878/詳細版!$U$29","v":0},{"$f":"J878/詳細版!$U$29","v":0},{"$f":"K878/詳細版!$U$29","v":0},{"$f":"L878/詳細版!$U$29","v":0},{"$f":"M878/詳細版!$U$29","v":0},0,null,5,{"$f":"Q878/詳細版!$U$29","v":0},{"$f":"R878/詳細版!$U$29","v":0},{"$f":"S878/詳細版!$U$29","v":0},{"$f":"T878/詳細版!$U$29","v":0},{"$f":"U878/詳細版!$U$29","v":0},{"$f":"V878/詳細版!$U$29","v":0},{"$f":"W878/詳細版!$U$29","v":0},{"$f":"X878/詳細版!$U$29","v":0},{"$f":"Y878/詳細版!$U$29","v":0},{"$f":"Z878/詳細版!$U$29","v":0},{"$f":"AA878/詳細版!$U$29","v":0},{"$f":"AB878/詳細版!$U$29","v":0},0,null,5,{"$f":"AF878/詳細版!$U$29","v":0},{"$f":"AG878/詳細版!$U$29","v":0},{"$f":"AH878/詳細版!$U$29","v":0},{"$f":"AI878/詳細版!$U$29","v":0},{"$f":"AJ878/詳細版!$U$29","v":0},{"$f":"AK878/詳細版!$U$29","v":0},{"$f":"AL878/詳細版!$U$29","v":0},{"$f":"AM878/詳細版!$U$29","v":0},{"$f":"AN878/詳細版!$U$29","v":0},{"$f":"AO878/詳細版!$U$29","v":0},{"$f":"AP878/詳細版!$U$29","v":0},{"$f":"AQ878/詳細版!$U$29","v":0},0]
[7,{"$f":"B880/詳細版!$U$29","v":0},{"$f":"C880/詳細版!$U$29","v":0},{"$f":"D880/詳細版!$U$29","v":0},{"$f":"E880/詳細版!$U$29","v":0},{"$f":"F880/詳細版!$U$29","v":0},{"$f":"G880/詳細版!$U$29","v":0},{"$f":"H880/詳細版!$U$29","v":0},{"$f":"I880/詳細版!$U$29","v":0},{"$f":"J880/詳細版!$U$29","v":0},{"$f":"K880/詳細版!$U$29","v":0},{"$f":"L880/詳細版!$U$29","v":0},{"$f":"M880/詳細版!$U$29","v":0},0,null,7,{"$f":"Q880/詳細版!$U$29","v":0},{"$f":"R880/詳細版!$U$29","v":0},{"$f":"S880/詳細版!$U$29","v":0},{"$f":"T880/詳細版!$U$29","v":0},{"$f":"U880/詳細版!$U$29","v":0},{"$f":"V880/詳細版!$U$29","v":0},{"$f":"W880/詳細版!$U$29","v":0},{"$f":"X880/詳細版!$U$29","v":0},{"$f":"Y880/詳細版!$U$29","v":0},{"$f":"Z880/詳細版!$U$29","v":0},{"$f":"AA880/詳細版!$U$29","v":0},{"$f":"AB880/詳細版!$U$29","v":0},0,null,7,{"$f":"AF880/詳細版!$U$29","v":0},{"$f":"AG880/詳細版!$U$29","v":0},{"$f":"AH880/詳細版!$U$29","v":0},{"$f":"AI880/詳細版!$U$29","v":0},{"$f":"AJ880/詳細版!$U$29","v":0},{"$f":"AK880/詳細版!$U$29","v":0},{"$f":"AL880/詳細版!$U$29","v":0},{"$f":"AM880/詳細版!$U$29","v":0},{"$f":"AN880/詳細版!$U$29","v":0},{"$f":"AO880/詳細版!$U$29","v":0},{"$f":"AP880/詳細版!$U$29","v":0},{"$f":"AQ880/詳細版!$U$29","v":0},0]
[8,{"$f":"B881/詳細版!$U$29","v":0},{"$f":"C881/詳細版!$U$29","v":0},{"$f":"D881/詳細版!$U$29","v":0},{"$f":"E881/詳細版!$U$29","v":0},{"$f":"F881/詳細版!$U$29","v":0},{"$f":"G881/詳細版!$U$29","v":0},{"$f":"H881/詳細版!$U$29","v":0},{"$f":"I881/詳細版!$U$29","v":0},{"$f":"J881/詳細版!$U$29","v":0},{"$f":"K881/詳細版!$U$29","v":0},{"$f":"L881/詳細版!$U$29","v":0},{"$f":"M881/詳細版!$U$29","v":0},0,null,8,{"$f":"Q881/詳細版!$U$29","v":0},{"$f":"R881/詳細版!$U$29","v":0},{"$f":"S881/詳細版!$U$29","v":0},{"$f":"T881/詳細版!$U$29","v":0},{"$f":"U881/詳細版!$U$29","v":0},{"$f":"V881/詳細版!$U$29","v":0},{"$f":"W881/詳細版!$U$29","v":0},{"$f":"X881/詳細版!$U$29","v":0},{"$f":"Y881/詳細版!$U$29","v":0},{"$f":"Z881/詳細版!$U$29","v":0},{"$f":"AA881/詳細版!$U$29","v":0},{"$f":"AB881/詳細版!$U$29","v":0},0,null,8,{"$f":"AF881/詳細版!$U$29","v":0},{"$f":"AG881/詳細版!$U$29","v":0},{"$f":"AH881/詳細版!$U$29","v":0},{"$f":"AI881/詳細版!$U$29","v":0},{"$f":"AJ881/詳細版!$U$29","v":0},{"$f":"AK881/詳細版!$U$29","v":0},{"$f":"AL881/詳細版!$U$29","v":0},{"$f":"AM881/詳細版!$U$29","v":0},{"$f":"AN881/詳細版!$U$29","v":0},{"$f":"AO881/詳細版!$U$29","v":0},{"$f":"AP881/詳細版!$U$29","v":0},{"$f":"AQ881/詳細版!$U$29","v":0},0]
[9,{"$f":"B882/詳細版!$U$29","v":0},{"$f":"C882/詳細版!$U$29","v":0},{"$f":"D882/詳細版!$U$29","v":0},{"$f":"E882/詳細版!$U$29","v":0},{"$f":"F882/詳細版!$U$29","v":0},{"$f":"G882/詳細版!$U$29","v":0},{"$f":"H882/詳細版!$U$29","v":0},{"$f":"I882/詳細版!$U$29","v":0},{"$f":"J882/詳細版!$U$29","v":0},{"$f":"K882/詳細版!$U$29","v":0},{"$f":"L882/詳細版!$U$29","v":0},{"$f":"M882/詳細版!$U$29","v":0},0,null,9,{"$f":"Q882/詳細版!$U$29","v":0},{"$f":"R882/詳細版!$U$29","v":0},{"$f":"S882/詳細版!$U$29","v":0},{"$f":"T882/詳細版!$U$29","v":0},{"$f":"U882/詳細版!$U$29","v":0},{"$f":"V882/詳細版!$U$29","v":0},{"$f":"W882/詳細版!$U$29","v":0},{"$f":"X882/詳細版!$U$29","v":0},{"$f":"Y882/詳細版!$U$29","v":0},{"$f":"Z882/詳細版!$U$29","v":0},{"$f":"AA882/詳細版!$U$29","v":0},{"$f":"AB882/詳細版!$U$29","v":0},0,null,9,{"$f":"AF882/詳細版!$U$29","v":0},{"$f":"AG882/詳細版!$U$29","v":0},{"$f":"AH882/詳細版!$U$29","v":0},{"$f":"AI882/詳細版!$U$29","v":0},{"$f":"AJ882/詳細版!$U$29","v":0},{"$f":"AK882/詳細版!$U$29","v":0},{"$f":"AL882/詳細版!$U$29","v":0},{"$f":"AM882/詳細版!$U$29","v":0},{"$f":"AN882/詳細版!$U$29","v":0},{"$f":"AO882/詳細版!$U$29","v":0},{"$f":"AP882/詳細版!$U$29","v":0},{"$f":"AQ882/詳細版!$U$29","v":0},0]
[10,{"$f":"B883/詳細版!$U$29","v":0},{"$f":"C883/詳細版!$U$29","v":0},{"$f":"D883/詳細版!$U$29","v":0},{"$f":"E883/詳細版!$U$29","v":0},{"$f":"F883/詳細版!$U$29","v":0},{"$f":"G883/詳細版!$U$29","v":0},{"$f":"H883/詳細版!$U$29","v":0},{"$f":"I883/詳細版!$U$29","v":0},{"$f":"J883/詳細版!$U$29","v":0},{"$f":"K883/詳細版!$U$29","v":0},{"$f":"L883/詳細版!$U$29","v":0},{"$f":"M883/詳細版!$U$29","v":0},0,null,10,{"$f":"Q883/詳細版!$U$29","v":0},{"$f":"R883/詳細版!$U$29","v":0},{"$f":"S883/詳細版!$U$29","v":0},{"$f":"T883/詳細版!$U$29","v":0},{"$f":"U883/詳細版!$U$29","v":0},{"$f":"V883/詳細版!$U$29","v":0},{"$f":"W883/詳細版!$U$29","v":0},{"$f":"X883/詳細版!$U$29","v":0},{"$f":"Y883/詳細版!$U$29","v":0},{"$f":"Z883/詳細版!$U$29","v":0},{"$f":"AA883/詳細版!$U$29","v":0},{"$f":"AB883/詳細版!$U$29","v":0},0,null,10,{"$f":"AF883/詳細版!$U$29","v":0},{"$f":"AG883/詳細版!$U$29","v":0},{"$f":"AH883/詳細版!$U$29","v":0},{"$f":"AI883/詳細版!$U$29","v":0},{"$f":"AJ883/詳細版!$U$29","v":0},{"$f":"AK883/詳細版!$U$29","v":0},{"$f":"AL883/詳細版!$U$29","v":0},{"$f":"AM883/詳細版!$U$29","v":0},{"$f":"AN883/詳細版!$U$29","v":0},{"$f":"AO883/詳細版!$U$29","v":0},{"$f":"AP883/詳細版!$U$29","v":0},{"$f":"AQ883/詳細版!$U$29","v":0},0]
[12,{"$f":"B885/詳細版!$U$29","v":0},{"$f":"C885/詳細版!$U$29","v":0},{"$f":"D885/詳細版!$U$29","v":0},{"$f":"E885/詳細版!$U$29","v":0},{"$f":"F885/詳細版!$U$29","v":0},{"$f":"G885/詳細版!$U$29","v":0},{"$f":"H885/詳細版!$U$29","v":0},{"$f":"I885/詳細版!$U$29","v":0},{"$f":"J885/詳細版!$U$29","v":0},{"$f":"K885/詳細版!$U$29","v":0},{"$f":"L885/詳細版!$U$29","v":0},{"$f":"M885/詳細版!$U$29","v":0},0,null,12,{"$f":"Q885/詳細版!$U$29","v":0},{"$f":"R885/詳細版!$U$29","v":0},{"$f":"S885/詳細版!$U$29","v":0},{"$f":"T885/詳細版!$U$29","v":0},{"$f":"U885/詳細版!$U$29","v":0},{"$f":"V885/詳細版!$U$29","v":0},{"$f":"W885/詳細版!$U$29","v":0},{"$f":"X885/詳細版!$U$29","v":0},{"$f":"Y885/詳細版!$U$29","v":0},{"$f":"Z885/詳細版!$U$29","v":0},{"$f":"AA885/詳細版!$U$29","v":0},{"$f":"AB885/詳細版!$U$29","v":0},0,null,12,{"$f":"AF885/詳細版!$U$29","v":0},{"$f":"AG885/詳細版!$U$29","v":0},{"$f":"AH885/詳細版!$U$29","v":0},{"$f":"AI885/詳細版!$U$29","v":0},{"$f":"AJ885/詳細版!$U$29","v":0},{"$f":"AK885/詳細版!$U$29","v":0},{"$f":"AL885/詳細版!$U$29","v":0},{"$f":"AM885/詳細版!$U$29","v":0},{"$f":"AN885/詳細版!$U$29","v":0},{"$f":"AO885/詳細版!$U$29","v":0},{"$f":"AP885/詳細版!$U$29","v":0},{"$f":"AQ885/詳細版!$U$29","v":0},0]
[13,{"$f":"B886/詳細版!$U$29","v":0},{"$f":"C886/詳細版!$U$29","v":0},{"$f":"D886/詳細版!$U$29","v":0},{"$f":"E886/詳細版!$U$29","v":0},{"$f":"F886/詳細版!$U$29","v":0},{"$f":"G886/詳細版!$U$29","v":0},{"$f":"H886/詳細版!$U$29","v":0},{"$f":"I886/詳細版!$U$29","v":0},{"$f":"J886/詳細版!$U$29","v":0},{"$f":"K886/詳細版!$U$29","v":0},{"$f":"L886/詳細版!$U$29","v":0},{"$f":"M886/詳細版!$U$29","v":0},0,null,13,{"$f":"Q886/詳細版!$U$29","v":0},{"$f":"R886/詳細版!$U$29","v":0},{"$f":"S886/詳細版!$U$29","v":0},{"$f":"T886/詳細版!$U$29","v":0},{"$f":"U886/詳細版!$U$29","v":0},{"$f":"V886/詳細版!$U$29","v":0},{"$f":"W886/詳細版!$U$29","v":0},{"$f":"X886/詳細版!$U$29","v":0},{"$f":"Y886/詳細版!$U$29","v":0},{"$f":"Z886/詳細版!$U$29","v":0},{"$f":"AA886/詳細版!$U$29","v":0},{"$f":"AB886/詳細版!$U$29","v":0},0,null,13,{"$f":"AF886/詳細版!$U$29","v":0},{"$f":"AG886/詳細版!$U$29","v":0},{"$f":"AH886/詳細版!$U$29","v":0},{"$f":"AI886/詳細版!$U$29","v":0},{"$f":"AJ886/詳細版!$U$29","v":0},{"$f":"AK886/詳細版!$U$29","v":0},{"$f":"AL886/詳細版!$U$29","v":0},{"$f":"AM886/詳細版!$U$29","v":0},{"$f":"AN886/詳細版!$U$29","v":0},{"$f":"AO886/詳細版!$U$29","v":0},{"$f":"AP886/詳細版!$U$29","v":0},{"$f":"AQ886/詳細版!$U$29","v":0},0]
[15,{"$f":"B888/詳細版!$U$29","v":0},{"$f":"C888/詳細版!$U$29","v":0},{"$f":"D888/詳細版!$U$29","v":0},{"$f":"E888/詳細版!$U$29","v":0},{"$f":"F888/詳細版!$U$29","v":0},{"$f":"G888/詳細版!$U$29","v":0},{"$f":"H888/詳細版!$U$29","v":0},{"$f":"I888/詳細版!$U$29","v":0},{"$f":"J888/詳細版!$U$29","v":0},{"$f":"K888/詳細版!$U$29","v":0},{"$f":"L888/詳細版!$U$29","v":0},{"$f":"M888/詳細版!$U$29","v":0},0,null,15,{"$f":"Q888/詳細版!$U$29","v":0},{"$f":"R888/詳細版!$U$29","v":0},{"$f":"S888/詳細版!$U$29","v":0},{"$f":"T888/詳細版!$U$29","v":0},{"$f":"U888/詳細版!$U$29","v":0},{"$f":"V888/詳細版!$U$29","v":0},{"$f":"W888/詳細版!$U$29","v":0},{"$f":"X888/詳細版!$U$29","v":0},{"$f":"Y888/詳細版!$U$29","v":0},{"$f":"Z888/詳細版!$U$29","v":0},{"$f":"AA888/詳細版!$U$29","v":0},{"$f":"AB888/詳細版!$U$29","v":0},0,null,15,{"$f":"AF888/詳細版!$U$29","v":0},{"$f":"AG888/詳細版!$U$29","v":0},{"$f":"AH888/詳細版!$U$29","v":0},{"$f":"AI888/詳細版!$U$29","v":0},{"$f":"AJ888/詳細版!$U$29","v":0},{"$f":"AK888/詳細版!$U$29","v":0},{"$f":"AL888/詳細版!$U$29","v":0},{"$f":"AM888/詳細版!$U$29","v":0},{"$f":"AN888/詳細版!$U$29","v":0},{"$f":"AO888/詳細版!$U$29","v":0},{"$f":"AP888/詳細版!$U$29","v":0},{"$f":"AQ888/詳細版!$U$29","v":0},0]
[16,{"$f":"B889/詳細版!$U$29","v":0},{"$f":"C889/詳細版!$U$29","v":0},{"$f":"D889/詳細版!$U$29","v":0},{"$f":"E889/詳細版!$U$29","v":0},{"$f":"F889/詳細版!$U$29","v":0},{"$f":"G889/詳細版!$U$29","v":0},{"$f":"H889/詳細版!$U$29","v":0},{"$f":"I889/詳細版!$U$29","v":0},{"$f":"J889/詳細版!$U$29","v":0},{"$f":"K889/詳細版!$U$29","v":0},{"$f":"L889/詳細版!$U$29","v":0},{"$f":"M889/詳細版!$U$29","v":0},0,null,16,{"$f":"Q889/詳細版!$U$29","v":0},{"$f":"R889/詳細版!$U$29","v":0},{"$f":"S889/詳細版!$U$29","v":0},{"$f":"T889/詳細版!$U$29","v":0},{"$f":"U889/詳細版!$U$29","v":0},{"$f":"V889/詳細版!$U$29","v":0},{"$f":"W889/詳細版!$U$29","v":0},{"$f":"X889/詳細版!$U$29","v":0},{"$f":"Y889/詳細版!$U$29","v":0},{"$f":"Z889/詳細版!$U$29","v":0},{"$f":"AA889/詳細版!$U$29","v":0},{"$f":"AB889/詳細版!$U$29","v":0},0,null,16,{"$f":"AF889/詳細版!$U$29","v":0},{"$f":"AG889/詳細版!$U$29","v":0},{"$f":"AH889/詳細版!$U$29","v":0},{"$f":"AI889/詳細版!$U$29","v":0},{"$f":"AJ889/詳細版!$U$29","v":0},{"$f":"AK889/詳細版!$U$29","v":0},{"$f":"AL889/詳細版!$U$29","v":0},{"$f":"AM889/詳細版!$U$29","v":0},{"$f":"AN889/詳細版!$U$29","v":0},{"$f":"AO889/詳細版!$U$29","v":0},{"$f":"AP889/詳細版!$U$29","v":0},{"$f":"AQ889/詳細版!$U$29","v":0},0]
[17,{"$f":"B890/詳細版!$U$29","v":0},{"$f":"C890/詳細版!$U$29","v":0},{"$f":"D890/詳細版!$U$29","v":0},{"$f":"E890/詳細版!$U$29","v":0},{"$f":"F890/詳細版!$U$29","v":0},{"$f":"G890/詳細版!$U$29","v":0},{"$f":"H890/詳細版!$U$29","v":0},{"$f":"I890/詳細版!$U$29","v":0},{"$f":"J890/詳細版!$U$29","v":0},{"$f":"K890/詳細版!$U$29","v":0},{"$f":"L890/詳細版!$U$29","v":0},{"$f":"M890/詳細版!$U$29","v":0},0,null,17,{"$f":"Q890/詳細版!$U$29","v":0},{"$f":"R890/詳細版!$U$29","v":0},{"$f":"S890/詳細版!$U$29","v":0},{"$f":"T890/詳細版!$U$29","v":0},{"$f":"U890/詳細版!$U$29","v":0},{"$f":"V890/詳細版!$U$29","v":0},{"$f":"W890/詳細版!$U$29","v":0},{"$f":"X890/詳細版!$U$29","v":0},{"$f":"Y890/詳細版!$U$29","v":0},{"$f":"Z890/詳細版!$U$29","v":0},{"$f":"AA890/詳細版!$U$29","v":0},{"$f":"AB890/詳細版!$U$29","v":0},0,null,17,{"$f":"AF890/詳細版!$U$29","v":0},{"$f":"AG890/詳細版!$U$29","v":0},{"$f":"AH890/詳細版!$U$29","v":0},{"$f":"AI890/詳細版!$U$29","v":0},{"$f":"AJ890/詳細版!$U$29","v":0},{"$f":"AK890/詳細版!$U$29","v":0},{"$f":"AL890/詳細版!$U$29","v":0},{"$f":"AM890/詳細版!$U$29","v":0},{"$f":"AN890/詳細版!$U$29","v":0},{"$f":"AO890/詳細版!$U$29","v":0},{"$f":"AP890/詳細版!$U$29","v":0},{"$f":"AQ890/詳細版!$U$29","v":0},0]
[18,{"$f":"B891/詳細版!$U$29","v":0},{"$f":"C891/詳細版!$U$29","v":0},{"$f":"D891/詳細版!$U$29","v":0},{"$f":"E891/詳細版!$U$29","v":0},{"$f":"F891/詳細版!$U$29","v":0},{"$f":"G891/詳細版!$U$29","v":0},{"$f":"H891/詳細版!$U$29","v":0},{"$f":"I891/詳細版!$U$29","v":0},{"$f":"J891/詳細版!$U$29","v":0},{"$f":"K891/詳細版!$U$29","v":0},{"$f":"L891/詳細版!$U$29","v":0},{"$f":"M891/詳細版!$U$29","v":0},0,null,18,{"$f":"Q891/詳細版!$U$29","v":0},{"$f":"R891/詳細版!$U$29","v":0},{"$f":"S891/詳細版!$U$29","v":0},{"$f":"T891/詳細版!$U$29","v":0},{"$f":"U891/詳細版!$U$29","v":0},{"$f":"V891/詳細版!$U$29","v":0},{"$f":"W891/詳細版!$U$29","v":0},{"$f":"X891/詳細版!$U$29","v":0},{"$f":"Y891/詳細版!$U$29","v":0},{"$f":"Z891/詳細版!$U$29","v":0},{"$f":"AA891/詳細版!$U$29","v":0},{"$f":"AB891/詳細版!$U$29","v":0},0,null,18,{"$f":"AF891/詳細版!$U$29","v":0},{"$f":"AG891/詳細版!$U$29","v":0},{"$f":"AH891/詳細版!$U$29","v":0},{"$f":"AI891/詳細版!$U$29","v":0},{"$f":"AJ891/詳細版!$U$29","v":0},{"$f":"AK891/詳細版!$U$29","v":0},{"$f":"AL891/詳細版!$U$29","v":0},{"$f":"AM891/詳細版!$U$29","v":0},{"$f":"AN891/詳細版!$U$29","v":0},{"$f":"AO891/詳細版!$U$29","v":0},{"$f":"AP891/詳細版!$U$29","v":0},{"$f":"AQ891/詳細版!$U$29","v":0},0]
[20,{"$f":"B893/詳細版!$U$29","v":0},{"$f":"C893/詳細版!$U$29","v":0},{"$f":"D893/詳細版!$U$29","v":0},{"$f":"E893/詳細版!$U$29","v":0},{"$f":"F893/詳細版!$U$29","v":0},{"$f":"G893/詳細版!$U$29","v":0},{"$f":"H893/詳細版!$U$29","v":0},{"$f":"I893/詳細版!$U$29","v":0},{"$f":"J893/詳細版!$U$29","v":0},{"$f":"K893/詳細版!$U$29","v":0},{"$f":"L893/詳細版!$U$29","v":0},{"$f":"M893/詳細版!$U$29","v":0},0,null,20,{"$f":"Q893/詳細版!$U$29","v":0},{"$f":"R893/詳細版!$U$29","v":0},{"$f":"S893/詳細版!$U$29","v":0},{"$f":"T893/詳細版!$U$29","v":0},{"$f":"U893/詳細版!$U$29","v":0},{"$f":"V893/詳細版!$U$29","v":0},{"$f":"W893/詳細版!$U$29","v":0},{"$f":"X893/詳細版!$U$29","v":0},{"$f":"Y893/詳細版!$U$29","v":0},{"$f":"Z893/詳細版!$U$29","v":0},{"$f":"AA893/詳細版!$U$29","v":0},{"$f":"AB893/詳細版!$U$29","v":0},0,null,20,{"$f":"AF893/詳細版!$U$29","v":0},{"$f":"AG893/詳細版!$U$29","v":0},{"$f":"AH893/詳細版!$U$29","v":0},{"$f":"AI893/詳細版!$U$29","v":0},{"$f":"AJ893/詳細版!$U$29","v":0},{"$f":"AK893/詳細版!$U$29","v":0},{"$f":"AL893/詳細版!$U$29","v":0},{"$f":"AM893/詳細版!$U$29","v":0},{"$f":"AN893/詳細版!$U$29","v":0},{"$f":"AO893/詳細版!$U$29","v":0},{"$f":"AP893/詳細版!$U$29","v":0},{"$f":"AQ893/詳細版!$U$29","v":0},0]
[21,{"$f":"B894/詳細版!$U$29","v":0},{"$f":"C894/詳細版!$U$29","v":0},{"$f":"D894/詳細版!$U$29","v":0},{"$f":"E894/詳細版!$U$29","v":0},{"$f":"F894/詳細版!$U$29","v":0},{"$f":"G894/詳細版!$U$29","v":0},{"$f":"H894/詳細版!$U$29","v":0},{"$f":"I894/詳細版!$U$29","v":0},{"$f":"J894/詳細版!$U$29","v":0},{"$f":"K894/詳細版!$U$29","v":0},{"$f":"L894/詳細版!$U$29","v":0},{"$f":"M894/詳細版!$U$29","v":0},0,null,21,{"$f":"Q894/詳細版!$U$29","v":0},{"$f":"R894/詳細版!$U$29","v":0},{"$f":"S894/詳細版!$U$29","v":0},{"$f":"T894/詳細版!$U$29","v":0},{"$f":"U894/詳細版!$U$29","v":0},{"$f":"V894/詳細版!$U$29","v":0},{"$f":"W894/詳細版!$U$29","v":0},{"$f":"X894/詳細版!$U$29","v":0},{"$f":"Y894/詳細版!$U$29","v":0},{"$f":"Z894/詳細版!$U$29","v":0},{"$f":"AA894/詳細版!$U$29","v":0},{"$f":"AB894/詳細版!$U$29","v":0},0,null,21,{"$f":"AF894/詳細版!$U$29","v":0},{"$f":"AG894/詳細版!$U$29","v":0},{"$f":"AH894/詳細版!$U$29","v":0},{"$f":"AI894/詳細版!$U$29","v":0},{"$f":"AJ894/詳細版!$U$29","v":0},{"$f":"AK894/詳細版!$U$29","v":0},{"$f":"AL894/詳細版!$U$29","v":0},{"$f":"AM894/詳細版!$U$29","v":0},{"$f":"AN894/詳細版!$U$29","v":0},{"$f":"AO894/詳細版!$U$29","v":0},{"$f":"AP894/詳細版!$U$29","v":0},{"$f":"AQ894/詳細版!$U$29","v":0},0]
[22,{"$f":"B895/詳細版!$U$29","v":0},{"$f":"C895/詳細版!$U$29","v":0},{"$f":"D895/詳細版!$U$29","v":0},{"$f":"E895/詳細版!$U$29","v":0},{"$f":"F895/詳細版!$U$29","v":0},{"$f":"G895/詳細版!$U$29","v":0},{"$f":"H895/詳細版!$U$29","v":0},{"$f":"I895/詳細版!$U$29","v":0},{"$f":"J895/詳細版!$U$29","v":0},{"$f":"K895/詳細版!$U$29","v":0},{"$f":"L895/詳細版!$U$29","v":0},{"$f":"M895/詳細版!$U$29","v":0},0,null,22,{"$f":"Q895/詳細版!$U$29","v":0},{"$f":"R895/詳細版!$U$29","v":0},{"$f":"S895/詳細版!$U$29","v":0},{"$f":"T895/詳細版!$U$29","v":0},{"$f":"U895/詳細版!$U$29","v":0},{"$f":"V895/詳細版!$U$29","v":0},{"$f":"W895/詳細版!$U$29","v":0},{"$f":"X895/詳細版!$U$29","v":0},{"$f":"Y895/詳細版!$U$29","v":0},{"$f":"Z895/詳細版!$U$29","v":0},{"$f":"AA895/詳細版!$U$29","v":0},{"$f":"AB895/詳細版!$U$29","v":0},0,null,22,{"$f":"AF895/詳細版!$U$29","v":0},{"$f":"AG895/詳細版!$U$29","v":0},{"$f":"AH895/詳細版!$U$29","v":0},{"$f":"AI895/詳細版!$U$29","v":0},{"$f":"AJ895/詳細版!$U$29","v":0},{"$f":"AK895/詳細版!$U$29","v":0},{"$f":"AL895/詳細版!$U$29","v":0},{"$f":"AM895/詳細版!$U$29","v":0},{"$f":"AN895/詳細版!$U$29","v":0},{"$f":"AO895/詳細版!$U$29","v":0},{"$f":"AP895/詳細版!$U$29","v":0},{"$f":"AQ895/詳細版!$U$29","v":0},0]
[23,{"$f":"B896/詳細版!$U$29","v":0},{"$f":"C896/詳細版!$U$29","v":0},{"$f":"D896/詳細版!$U$29","v":0},{"$f":"E896/詳細版!$U$29","v":0},{"$f":"F896/詳細版!$U$29","v":0},{"$f":"G896/詳細版!$U$29","v":0},{"$f":"H896/詳細版!$U$29","v":0},{"$f":"I896/詳細版!$U$29","v":0},{"$f":"J896/詳細版!$U$29","v":0},{"$f":"K896/詳細版!$U$29","v":0},{"$f":"L896/詳細版!$U$29","v":0},{"$f":"M896/詳細版!$U$29","v":0},0,null,23,{"$f":"Q896/詳細版!$U$29","v":0},{"$f":"R896/詳細版!$U$29","v":0},{"$f":"S896/詳細版!$U$29","v":0},{"$f":"T896/詳細版!$U$29","v":0},{"$f":"U896/詳細版!$U$29","v":0},{"$f":"V896/詳細版!$U$29","v":0},{"$f":"W896/詳細版!$U$29","v":0},{"$f":"X896/詳細版!$U$29","v":0},{"$f":"Y896/詳細版!$U$29","v":0},{"$f":"Z896/詳細版!$U$29","v":0},{"$f":"AA896/詳細版!$U$29","v":0},{"$f":"AB896/詳細版!$U$29","v":0},0,null,23,{"$f":"AF896/詳細版!$U$29","v":0},{"$f":"AG896/詳細版!$U$29","v":0},{"$f":"AH896/詳細版!$U$29","v":0},{"$f":"AI896/詳細版!$U$29","v":0},{"$f":"AJ896/詳細版!$U$29","v":0},{"$f":"AK896/詳細版!$U$29","v":0},{"$f":"AL896/詳細版!$U$29","v":0},{"$f":"AM896/詳細版!$U$29","v":0},{"$f":"AN896/詳細版!$U$29","v":0},{"$f":"AO896/詳細版!$U$29","v":0},{"$f":"AP896/詳細版!$U$29","v":0},{"$f":"AQ896/詳細版!$U$29","v":0},0]
["日",{"$f":"B$28","v":20},{"$f":"C$28","v":20},22,20,20,22,20,23,20,21,20,21,{"$f":"SUM(B1258:M1258)","v":249},null,"日",{"$f":"Q$28","v":4},{"$f":"R$28","v":3},4,4,4,4,5,4,4,4,4,4,{"$f":"SUM(Q1258:AB1258)","v":48},null,"日",{"$f":"AF$28","v":7},{"$f":"AG$28","v":5},5,6,7,4,6,4,6,6,6,6,{"$f":"SUM(AF1258:AQ1258)","v":68}]
["MWh/月",{"$f":"B1257*B1258/1000","v":0},{"$f":"C1257*C1258/1000","v":0},0,0,0,0,0,0,0,0,0,0,{"$f":"SUM(B1259:M1259)","v":0},null,"MWh/月",{"$f":"Q1257*Q1258/1000","v":0},{"$f":"R1257*R1258/1000","v":0},0,0,0,0,0,0,0,0,0,0,{"$f":"SUM(Q1259:AB1259)","v":0},null,"MWh/月",{"$f":"AF1257*AF1258/1000","v":0},{"$f":"AG1257*AG1258/1000","v":0},0,0,0,0,0,0,0,0,0,0,{"$f":"SUM(AF1259:AQ1259)","v":0}]
[]
["暖房追焚（ジェネリンク）燃料消費量",null,null,null,null,null,null,null,null,null,null,null,null,"（新設建物・平日）",null,"暖房追焚（ジェネリンク）燃料消費量",null,null,null,null,null,null,null,null,null,null,null,null,"（新設建物・土曜）",null,"暖房追焚（ジェネリンク）燃料消費量",null,null,null,null,null,null,null,null,null,null,null,null,"（新設建物・休日）"]
[0,{"$f":"B963/詳細版!$U$23","v":0},{"$f":"C963/詳細版!$U$23","v":0},{"$f":"D963/詳細版!$U$23","v":0},{"$f":"E963/詳細版!$U$23","v":0},{"$f":"F963/詳細版!$U$23","v":0},{"$f":"G963/詳細版!$U$23","v":0},{"$f":"H963/詳細版!$U$23","v":0},{"$f":"I963/詳細版!$U$23","v":0},{"$f":"J963/詳細版!$U$23","v":0},{"$f":"K963/詳細版!$U$23","v":0},{"$f":"L963/詳細版!$U$23","v":0},{"$f":"M963/詳細版!$U$23","v":0},{"$f":"SUM(B1263:M1263)","v":0},null,0,{"$f":"Q963/詳細版!$U$23","v":0},{"$f":"R963/詳細版!$U$23","v":0},{"$f":"S963/詳細版!$U$23","v":0},{"$f":"T963/詳細版!$U$23","v":0},{"$f":"U963/詳細版!$U$23","v":0},{"$f":"V963/詳細版!$U$23","v":0},{"$f":"W963/詳細版!$U$23","v":0},{"$f":"X963/詳細版!$U$23","v":0},{"$f":"Y963/詳細版!$U$23","v":0},{"$f":"Z963/詳細版!$U$23","v":0},{"$f":"AA963/詳細版!$U$23","v":0},{"$f":"AB963/詳細版!$U$23","v":0},{"$f":"SUM(Q1263:AB1263)","v":0},null,0,{"$f":"AF963/詳細版!$U$23","v":0},{"$f":"AG963/詳細版!$U$23","v":0},{"$f":"AH963/詳細版!$U$23","v":0},{"$f":"AI963/詳細版!$U$23","v":0},{"$f":"AJ963/詳細版!$U$23","v":0},{"$f":"AK963/詳細版!$U$23","v":0},{"$f":"AL963/詳細版!$U$23","v":0},{"$f":"AM963/詳細版!$U$23","v":0},{"$f":"AN963/詳細版!$U$23","v":0},{"$f":"AO963/詳細版!$U$23","v":0},{"$f":"AP963/詳細版!$U$23","v":0},{"$f":"AQ963/詳細版!$U$23","v":0},{"$f":"SUM(AF1263:AQ1263)","v":0}]
[1,{"$f":"B964/詳細版!$U$23","v":0},{"$f":"C964/詳細版!$U$23","v":0},{"$f":"D964/詳細版!$U$23","v":0},{"$f":"E964/詳細版!$U$23","v":0},{"$f":"F964/詳細版!$U$23","v":0},{"$f":"G964/詳細版!$U$23","v":0},{"$f":"H964/詳細版!$U$23","v":0},{"$f":"I964/詳細版!$U$23","v":0},{"$f":"J964/詳細版!$U$23","v":0},{"$f":"K964/詳細版!$U$23","v":0},{"$f":"L964/詳細版!$U$23","v":0},{"$f":"M964/詳細版!$U$23","v":0},{"$f":"SUM(B1264:M1264)","v":0},null,1,{"$f":"Q964/詳細版!$U$23","v":0},{"$f":"R964/詳細版!$U$23","v":0},{"$f":"S964/詳細版!$U$23","v":0},{"$f":"T964/詳細版!$U$23","v":0},{"$f":"U964/詳細版!$U$23","v":0},{"$f":"V964/詳細版!$U$23","v":0},{"$f":"W964/詳細版!$U$23","v":0},{"$f":"X964/詳細版!$U$23","v":0},{"$f":"Y964/詳細版!$U$23","v":0},{"$f":"Z964/詳細版!$U$23","v":0},{"$f":"AA964/詳細版!$U$23","v":0},{"$f":"AB964/詳細版!$U$23","v":0},{"$f":"SUM(Q1264:AB1264)","v":0},null,1,{"$f":"AF964/詳細版!$U$23","v":0},{"$f":"AG964/詳細版!$U$23","v":0},{"$f":"AH964/詳細版!$U$23","v":0},{"$f":"AI964/詳細版!$U$23","v":0},{"$f":"AJ964/詳細版!$U$23","v":0},{"$f":"AK964/詳細版!$U$23","v":0},{"$f":"AL964/詳細版!$U$23","v":0},{"$f":"AM964/詳細版!$U$23","v":0},{"$f":"AN964/詳細版!$U$23","v":0},{"$f":"AO964/詳細版!$U$23","v":0},{"$f":"AP964/詳細版!$U$23","v":0},{"$f":"AQ964/詳細版!$U$23","v":0},{"$f":"SUM(AF1264:AQ1264)","v":0}]
[2,{"$f":"B965/詳細版!$U$23","v":0},{"$f":"C965/詳細版!$U$23","v":0},{"$f":"D965/詳細版!$U$23","v":0},{"$f":"E965/詳細版!$U$23","v":0},{"$f":"F965/詳細版!$U$23","v":0},{"$f":"G965/詳細版!$U$23","v":0},{"$f":"H965/詳細版!$U$23","v":0},{"$f":"I965/詳細版!$U$23","v":0},{"$f":"J965/詳細版!$U$23","v":0},{"$f":"K965/詳細版!$U$23","v":0},{"$f":"L965/詳細版!$U$23","v":0},{"$f":"M965/詳細版!$U$23","v":0},0,null,2,{"$f":"Q965/詳細版!$U$23","v":0},{"$f":"R965/詳細版!$U$23","v":0},{"$f":"S965/詳細版!$U$23","v":0},{"$f":"T965/詳細版!$U$23","v":0},{"$f":"U965/詳細版!$U$23","v":0},{"$f":"V965/詳細版!$U$23","v":0},{"$f":"W965/詳細版!$U$23","v":0},{"$f":"X965/詳細版!$U$23","v":0},{"$f":"Y965/詳細版!$U$23","v":0},{"$f":"Z965/詳細版!$U$23","v":0},{"$f":"AA965/詳細版!$U$23","v":0},{"$f":"AB965/詳細版!$U$23","v":0},0,null,2,{"$f":"AF965/詳細版!$U$23","v":0},{"$f":"AG965/詳細版!$U$23","v":0},{"$f":"AH965/詳細版!$U$23","v":0},{"$f":"AI965/詳細版!$U$23","v":0},{"$f":"AJ965/詳細版!$U$23","v":0},{"$f":"AK965/詳細版!$U$23","v":0},{"$f":"AL965/詳細版!$U$23","v":0},{"$f":"AM965/詳細版!$U$23","v":0},{"$f":"AN965/詳細版!$U$23","v":0},{"$f":"AO965/詳細版!$U$23","v":0},{"$f":"AP965/詳細版!$U$23","v":0},{"$f":"AQ965/詳細版!$U$23","v":0},0]
[3,{"$f":"B966/詳細版!$U$23","v":0},{"$f":"C966/詳細版!$U$23","v":0},{"$f":"D966/詳細版!$U$23","v":0},{"$f":"E966/詳細版!$U$23","v":0},{"$f":"F966/詳細版!$U$23","v":0},{"$f":"G966/詳細版!$U$23","v":0},{"$f":"H966/詳細版!$U$23","v":0},{"$f":"I966/詳細版!$U$23","v":0},{"$f":"J966/詳細版!$U$23","v":0},{"$f":"K966/詳細版!$U$23","v":0},{"$f":"L966/詳細版!$U$23","v":0},{"$f":"M966/詳細版!$U$23","v":0},0,null,3,{"$f":"Q966/詳細版!$U$23","v":0},{"$f":"R966/詳細版!$U$23","v":0},{"$f":"S966/詳細版!$U$23","v":0},{"$f":"T966/詳細版!$U$23","v":0},{"$f":"U966/詳細版!$U$23","v":0},{"$f":"V966/詳細版!$U$23","v":0},{"$f":"W966/詳細版!$U$23","v":0},{"$f":"X966/詳細版!$U$23","v":0},{"$f":"Y966/詳細版!$U$23","v":0},{"$f":"Z966/詳細版!$U$23","v":0},{"$f":"AA966/詳細版!$U$23","v":0},{"$f":"AB966/詳細版!$U$23","v":0},0,null,3,{"$f":"AF966/詳細版!$U$23","v":0},{"$f":"AG966/詳細版!$U$23","v":0},{"$f":"AH966/詳細版!$U$23","v":0},{"$f":"AI966/詳細版!$U$23","v":0},{"$f":"AJ966/詳細版!$U$23","v":0},{"$f":"AK966/詳細版!$U$23","v":0},{"$f":"AL966/詳細版!$U$23","v":0},{"$f":"AM966/詳細版!$U$23","v":0},{"$f":"AN966/詳細版!$U$23","v":0},{"$f":"AO966/詳細版!$U$23","v":0},{"$f":"AP966/詳細版!$U$23","v":0},{"$f":"AQ966/詳細版!$U$23","v":0},0]
[5,{"$f":"B968/詳細版!$U$23","v":0},{"$f":"C968/詳細版!$U$23","v":0},{"$f":"D968/詳細版!$U$23","v":0},{"$f":"E968/詳細版!$U$23","v":0},{"$f":"F968/詳細版!$U$23","v":0},{"$f":"G968/詳細版!$U$23","v":0},{"$f":"H968/詳細版!$U$23","v":0},{"$f":"I968/詳細版!$U$23","v":0},{"$f":"J968/詳細版!$U$23","v":0},{"$f":"K968/詳細版!$U$23","v":0},{"$f":"L968/詳細版!$U$23","v":0},{"$f":"M968/詳細版!$U$23","v":0},0,null,5,{"$f":"Q968/詳細版!$U$23","v":0},{"$f":"R968/詳細版!$U$23","v":0},{"$f":"S968/詳細版!$U$23","v":0},{"$f":"T968/詳細版!$U$23","v":0},{"$f":"U968/詳細版!$U$23","v":0},{"$f":"V968/詳細版!$U$23","v":0},{"$f":"W968/詳細版!$U$23","v":0},{"$f":"X968/詳細版!$U$23","v":0},{"$f":"Y968/詳細版!$U$23","v":0},{"$f":"Z968/詳細版!$U$23","v":0},{"$f":"AA968/詳細版!$U$23","v":0},{"$f":"AB968/詳細版!$U$23","v":0},0,null,5,{"$f":"AF968/詳細版!$U$23","v":0},{"$f":"AG968/詳細版!$U$23","v":0},{"$f":"AH968/詳細版!$U$23","v":0},{"$f":"AI968/詳細版!$U$23","v":0},{"$f":"AJ968/詳細版!$U$23","v":0},{"$f":"AK968/詳細版!$U$23","v":0},{"$f":"AL968/詳細版!$U$23","v":0},{"$f":"AM968/詳細版!$U$23","v":0},{"$f":"AN968/詳細版!$U$23","v":0},{"$f":"AO968/詳細版!$U$23","v":0},{"$f":"AP968/詳細版!$U$23","v":0},{"$f":"AQ968/詳細版!$U$23","v":0},0]
[6,{"$f":"B969/詳細版!$U$23","v":0},{"$f":"C969/詳細版!$U$23","v":0},{"$f":"D969/詳細版!$U$23","v":0},{"$f":"E969/詳細版!$U$23","v":0},{"$f":"F969/詳細版!$U$23","v":0},{"$f":"G969/詳細版!$U$23","v":0},{"$f":"H969/詳細版!$U$23","v":0},{"$f":"I969/詳細版!$U$23","v":0},{"$f":"J969/詳細版!$U$23","v":0},{"$f":"K969/詳細版!$U$23","v":0},{"$f":"L969/詳細版!$U$23","v":0},{"$f":"M969/詳細版!$U$23","v":0},0,null,6,{"$f":"Q969/詳細版!$U$23","v":0},{"$f":"R969/詳細版!$U$23","v":0},{"$f":"S969/詳細版!$U$23","v":0},{"$f":"T969/詳細版!$U$23","v":0},{"$f":"U969/詳細版!$U$23","v":0},{"$f":"V969/詳細版!$U$23","v":0},{"$f":"W969/詳細版!$U$23","v":0},{"$f":"X969/詳細版!$U$23","v":0},{"$f":"Y969/詳細版!$U$23","v":0},{"$f":"Z969/詳細版!$U$23","v":0},{"$f":"AA969/詳細版!$U$23","v":0},{"$f":"AB969/詳細版!$U$23","v":0},0,null,6,{"$f":"AF969/詳細版!$U$23","v":0},{"$f":"AG969/詳細版!$U$23","v":0},{"$f":"AH969/詳細版!$U$23","v":0},{"$f":"AI969/詳細版!$U$23","v":0},{"$f":"AJ969/詳細版!$U$23","v":0},{"$f":"AK969/詳細版!$U$23","v":0},{"$f":"AL969/詳細版!$U$23","v":0},{"$f":"AM969/詳細版!$U$23","v":0},{"$f":"AN969/詳細版!$U$23","v":0},{"$f":"AO969/詳細版!$U$23","v":0},{"$f":"AP969/詳細版!$U$23","v":0},{"$f":"AQ969/詳細版!$U$23","v":0},0]
[7,{"$f":"B970/詳細版!$U$23","v":0},{"$f":"C970/詳細版!$U$23","v":0},{"$f":"D970/詳細版!$U$23","v":0},{"$f":"E970/詳細版!$U$23","v":0},{"$f":"F970/詳細版!$U$23","v":0},{"$f":"G970/詳細版!$U$23","v":0},{"$f":"H970/詳細版!$U$23","v":0},{"$f":"I970/詳細版!$U$23","v":0},{"$f":"J970/詳細版!$U$23","v":0},{"$f":"K970/詳細版!$U$23","v":0},{"$f":"L970/詳細版!$U$23","v":0},{"$f":"M970/詳細版!$U$23","v":0},0,null,7,{"$f":"Q970/詳細版!$U$23","v":0},{"$f":"R970/詳細版!$U$23","v":0},{"$f":"S970/詳細版!$U$23","v":0},{"$f":"T970/詳細版!$U$23","v":0},{"$f":"U970/詳細版!$U$23","v":0},{"$f":"V970/詳細版!$U$23","v":0},{"$f":"W970/詳細版!$U$23","v":0},{"$f":"X970/詳細版!$U$23","v":0},{"$f":"Y970/詳細版!$U$23","v":0},{"$f":"Z970/詳細版!$U$23","v":0},{"$f":"AA970/詳細版!$U$23","v":0},{"$f":"AB970/詳細版!$U$23","v":0},0,null,7,{"$f":"AF970/詳細版!$U$23","v":0},{"$f":"AG970/詳細版!$U$23","v":0},{"$f":"AH970/詳細版!$U$23","v":0},{"$f":"AI970/詳細版!$U$23","v":0},{"$f":"AJ970/詳細版!$U$23","v":0},{"$f":"AK970/詳細版!$U$23","v":0},{"$f":"AL970/詳細版!$U$23","v":0},{"$f":"AM970/詳細版!$U$23","v":0},{"$f":"AN970/詳細版!$U$23","v":0},{"$f":"AO970/詳細版!$U$23","v":0},{"$f":"AP970/詳細版!$U$23","v":0},{"$f":"AQ970/詳細版!$U$23","v":0},0]
[8,{"$f":"B971/詳細版!$U$23","v":0},{"$f":"C971/詳細版!$U$23","v":0},{"$f":"D971/詳細版!$U$23","v":0},{"$f":"E971/詳細版!$U$23","v":0},{"$f":"F971/詳細版!$U$23","v":0},{"$f":"G971/詳細版!$U$23","v":0},{"$f":"H971/詳細版!$U$23","v":0},{"$f":"I971/詳細版!$U$23","v":0},{"$f":"J971/詳細版!$U$23","v":0},{"$f":"K971/詳細版!$U$23","v":0},{"$f":"L971/詳細版!$U$23","v":0},{"$f":"M971/詳細版!$U$23","v":0},0,null,8,{"$f":"Q971/詳細版!$U$23","v":0},{"$f":"R971/詳細版!$U$23","v":0},{"$f":"S971/詳細版!$U$23","v":0},{"$f":"T971/詳細版!$U$23","v":0},{"$f":"U971/詳細版!$U$23","v":0},{"$f":"V971/詳細版!$U$23","v":0},{"$f":"W971/詳細版!$U$23","v":0},{"$f":"X971/詳細版!$U$23","v":0},{"$f":"Y971/詳細版!$U$23","v":0},{"$f":"Z971/詳細版!$U$23","v":0},{"$f":"AA971/詳細版!$U$23","v":0},{"$f":"AB971/詳細版!$U$23","v":0},0,null,8,{"$f":"AF971/詳細版!$U$23","v":0},{"$f":"AG971/詳細版!$U$23","v":0},{"$f":"AH971/詳細版!$U$23","v":0},{"$f":"AI971/詳細版!$U$23","v":0},{"$f":"AJ971/詳細版!$U$23","v":0},{"$f":"AK971/詳細版!$U$23","v":0},{"$f":"AL971/詳細版!$U$23","v":0},{"$f":"AM971/詳細版!$U$23","v":0},{"$f":"AN971/詳細版!$U$23","v":0},{"$f":"AO971/詳細版!$U$23","v":0},{"$f":"AP971/詳細版!$U$23","v":0},{"$f":"AQ971/詳細版!$U$23","v":0},0]
[10,{"$f":"B973/詳細版!$U$23","v":0},{"$f":"C973/詳細版!$U$23","v":0},{"$f":"D973/詳細版!$U$23","v":0},{"$f":"E973/詳細版!$U$23","v":0},{"$f":"F973/詳細版!$U$23","v":0},{"$f":"G973/詳細版!$U$23","v":0},{"$f":"H973/詳細版!$U$23","v":0},{"$f":"I973/詳細版!$U$23","v":0},{"$f":"J973/詳細版!$U$23","v":0},{"$f":"K973/詳細版!$U$23","v":0},{"$f":"L973/詳細版!$U$23","v":0},{"$f":"M973/詳細版!$U$23","v":0},0,null,10,{"$f":"Q973/詳細版!$U$23","v":0},{"$f":"R973/詳細版!$U$23","v":0},{"$f":"S973/詳細版!$U$23","v":0},{"$f":"T973/詳細版!$U$23","v":0},{"$f":"U973/詳細版!$U$23","v":0},{"$f":"V973/詳細版!$U$23","v":0},{"$f":"W973/詳細版!$U$23","v":0},{"$f":"X973/詳細版!$U$23","v":0},{"$f":"Y973/詳細版!$U$23","v":0},{"$f":"Z973/詳細版!$U$23","v":0},{"$f":"AA973/詳細版!$U$23","v":0},{"$f":"AB973/詳細版!$U$23","v":0},0,null,10,{"$f":"AF973/詳細版!$U$23","v":0},{"$f":"AG973/詳細版!$U$23","v":0},{"$f":"AH973/詳細版!$U$23","v":0},{"$f":"AI973/詳細版!$U$23","v":0},{"$f":"AJ973/詳細版!$U$23","v":0},{"$f":"AK973/詳細版!$U$23","v":0},{"$f":"AL973/詳細版!$U$23","v":0},{"$f":"AM973/詳細版!$U$23","v":0},{"$f":"AN973/詳細版!$U$23","v":0},{"$f":"AO973/詳細版!$U$23","v":0},{"$f":"AP973/詳細版!$U$23","v":0},{"$f":"AQ973/詳細版!$U$23","v":0},0]
[11,{"$f":"B974/詳細版!$U$23","v":0},{"$f":"C974/詳細版!$U$23","v":0},{"$f":"D974/詳細版!$U$23","v":0},{"$f":"E974/詳細版!$U$23","v":0},{"$f":"F974/詳細版!$U$23","v":0},{"$f":"G974/詳細版!$U$23","v":0},{"$f":"H974/詳細版!$U$23","v":0},{"$f":"I974/詳細版!$U$23","v":0},{"$f":"J974/詳細版!$U$23","v":0},{"$f":"K974/詳細版!$U$23","v":0},{"$f":"L974/詳細版!$U$23","v":0},{"$f":"M974/詳細版!$U$23","v":0},0,null,11,{"$f":"Q974/詳細版!$U$23","v":0},{"$f":"R974/詳細版!$U$23","v":0},{"$f":"S974/詳細版!$U$23","v":0},{"$f":"T974/詳細版!$U$23","v":0},{"$f":"U974/詳細版!$U$23","v":0},{"$f":"V974/詳細版!$U$23","v":0},{"$f":"W974/詳細版!$U$23","v":0},{"$f":"X974/詳細版!$U$23","v":0},{"$f":"Y974/詳細版!$U$23","v":0},{"$f":"Z974/詳細版!$U$23","v":0},{"$f":"AA974/詳細版!$U$23","v":0},{"$f":"AB974/詳細版!$U$23","v":0},0,null,11,{"$f":"AF974/詳細版!$U$23","v":0},{"$f":"AG974/詳細版!$U$23","v":0},{"$f":"AH974/詳細版!$U$23","v":0},{"$f":"AI974/詳細版!$U$23","v":0},{"$f":"AJ974/詳細版!$U$23","v":0},{"$f":"AK974/詳細版!$U$23","v":0},{"$f":"AL974/詳細版!$U$23","v":0},{"$f":"AM974/詳細版!$U$23","v":0},{"$f":"AN974/詳細版!$U$23","v":0},{"$f":"AO974/詳細版!$U$23","v":0},{"$f":"AP974/詳細版!$U$23","v":0},{"$f":"AQ974/詳細版!$U$23","v":0},0]
[13,{"$f":"B976/詳細版!$U$23","v":0},{"$f":"C976/詳細版!$U$23","v":0},{"$f":"D976/詳細版!$U$23","v":0},{"$f":"E976/詳細版!$U$23","v":0},{"$f":"F976/詳細版!$U$23","v":0},{"$f":"G976/詳細版!$U$23","v":0},{"$f":"H976/詳細版!$U$23","v":0},{"$f":"I976/詳細版!$U$23","v":0},{"$f":"J976/詳細版!$U$23","v":0},{"$f":"K976/詳細版!$U$23","v":0},{"$f":"L976/詳細版!$U$23","v":0},{"$f":"M976/詳細版!$U$23","v":0},0,null,13,{"$f":"Q976/詳細版!$U$23","v":0},{"$f":"R976/詳細版!$U$23","v":0},{"$f":"S976/詳細版!$U$23","v":0},{"$f":"T976/詳細版!$U$23","v":0},{"$f":"U976/詳細版!$U$23","v":0},{"$f":"V976/詳細版!$U$23","v":0},{"$f":"W976/詳細版!$U$23","v":0},{"$f":"X976/詳細版!$U$23","v":0},{"$f":"Y976/詳細版!$U$23","v":0},{"$f":"Z976/詳細版!$U$23","v":0},{"$f":"AA976/詳細版!$U$23","v":0},{"$f":"AB976/詳細版!$U$23","v":0},0,null,13,{"$f":"AF976/詳細版!$U$23","v":0},{"$f":"AG976/詳細版!$U$23","v":0},{"$f":"AH976/詳細版!$U$23","v":0},{"$f":"AI976/詳細版!$U$23","v":0},{"$f":"AJ976/詳細版!$U$23","v":0},{"$f":"AK976/詳細版!$U$23","v":0},{"$f":"AL976/詳細版!$U$23","v":0},{"$f":"AM976/詳細版!$U$23","v":0},{"$f":"AN976/詳細版!$U$23","v":0},{"$f":"AO976/詳細版!$U$23","v":0},{"$f":"AP976/詳細版!$U$23","v":0},{"$f":"AQ976/詳細版!$U$23","v":0},0]
[14,{"$f":"B977/詳細版!$U$23","v":0},{"$f":"C977/詳細版!$U$23","v":0},{"$f":"D977/詳細版!$U$23","v":0},{"$f":"E977/詳細版!$U$23","v":0},{"$f":"F977/詳細版!$U$23","v":0},{"$f":"G977/詳細版!$U$23","v":0},{"$f":"H977/詳細版!$U$23","v":0},{"$f":"I977/詳細版!$U$23","v":0},{"$f":"J977/詳細版!$U$23","v":0},{"$f":"K977/詳細版!$U$23","v":0},{"$f":"L977/詳細版!$U$23","v":0},{"$f":"M977/詳細版!$U$23","v":0},0,null,14,{"$f":"Q977/詳細版!$U$23","v":0},{"$f":"R977/詳細版!$U$23","v":0},{"$f":"S977/詳細版!$U$23","v":0},{"$f":"T977/詳細版!$U$23","v":0},{"$f":"U977/詳細版!$U$23","v":0},{"$f":"V977/詳細版!$U$23","v":0},{"$f":"W977/詳細版!$U$23","v":0},{"$f":"X977/詳細版!$U$23","v":0},{"$f":"Y977/詳細版!$U$23","v":0},{"$f":"Z977/詳細版!$U$23","v":0},{"$f":"AA977/詳細版!$U$23","v":0},{"$f":"AB977/詳細版!$U$23","v":0},0,null,14,{"$f":"AF977/詳細版!$U$23","v":0},{"$f":"AG977/詳細版!$U$23","v":0},{"$f":"AH977/詳細版!$U$23","v":0},{"$f":"AI977/詳細版!$U$23","v":0},{"$f":"AJ977/詳細版!$U$23","v":0},{"$f":"AK977/詳細版!$U$23","v":0},{"$f":"AL977/詳細版!$U$23","v":0},{"$f":"AM977/詳細版!$U$23","v":0},{"$f":"AN977/詳細版!$U$23","v":0},{"$f":"AO977/詳細版!$U$23","v":0},{"$f":"AP977/詳細版!$U$23","v":0},{"$f":"AQ977/詳細版!$U$23","v":0},0]
[15,{"$f":"B978/詳細版!$U$23","v":0},{"$f":"C978/詳細版!$U$23","v":0},{"$f":"D978/詳細版!$U$23","v":0},{"$f":"E978/詳細版!$U$23","v":0},{"$f":"F978/詳細版!$U$23","v":0},{"$f":"G978/詳細版!$U$23","v":0},{"$f":"H978/詳細版!$U$23","v":0},{"$f":"I978/詳細版!$U$23","v":0},{"$f":"J978/詳細版!$U$23","v":0},{"$f":"K978/詳細版!$U$23","v":0},{"$f":"L978/詳細版!$U$23","v":0},{"$f":"M978/詳細版!$U$23","v":0},0,null,15,{"$f":"Q978/詳細版!$U$23","v":0},{"$f":"R978/詳細版!$U$23","v":0},{"$f":"S978/詳細版!$U$23","v":0},{"$f":"T978/詳細版!$U$23","v":0},{"$f":"U978/詳細版!$U$23","v":0},{"$f":"V978/詳細版!$U$23","v":0},{"$f":"W978/詳細版!$U$23","v":0},{"$f":"X978/詳細版!$U$23","v":0},{"$f":"Y978/詳細版!$U$23","v":0},{"$f":"Z978/詳細版!$U$23","v":0},{"$f":"AA978/詳細版!$U$23","v":0},{"$f":"AB978/詳細版!$U$23","v":0},0,null,15,{"$f":"AF978/詳細版!$U$23","v":0},{"$f":"AG978/詳細版!$U$23","v":0},{"$f":"AH978/詳細版!$U$23","v":0},{"$f":"AI978/詳細版!$U$23","v":0},{"$f":"AJ978/詳細版!$U$23","v":0},{"$f":"AK978/詳細版!$U$23","v":0},{"$f":"AL978/詳細版!$U$23","v":0},{"$f":"AM978/詳細版!$U$23","v":0},{"$f":"AN978/詳細版!$U$23","v":0},{"$f":"AO978/詳細版!$U$23","v":0},{"$f":"AP978/詳細版!$U$23","v":0},{"$f":"AQ978/詳細版!$U$23","v":0},0]
[16,{"$f":"B979/詳細版!$U$23","v":0},{"$f":"C979/詳細版!$U$23","v":0},{"$f":"D979/詳細版!$U$23","v":0},{"$f":"E979/詳細版!$U$23","v":0},{"$f":"F979/詳細版!$U$23","v":0},{"$f":"G979/詳細版!$U$23","v":0},{"$f":"H979/詳細版!$U$23","v":0},{"$f":"I979/詳細版!$U$23","v":0},{"$f":"J979/詳細版!$U$23","v":0},{"$f":"K979/詳細版!$U$23","v":0},{"$f":"L979/詳細版!$U$23","v":0},{"$f":"M979/詳細版!$U$23","v":0},0,null,16,{"$f":"Q979/詳細版!$U$23","v":0},{"$f":"R979/詳細版!$U$23","v":0},{"$f":"S979/詳細版!$U$23","v":0},{"$f":"T979/詳細版!$U$23","v":0},{"$f":"U979/詳細版!$U$23","v":0},{"$f":"V979/詳細版!$U$23","v":0},{"$f":"W979/詳細版!$U$23","v":0},{"$f":"X979/詳細版!$U$23","v":0},{"$f":"Y979/詳細版!$U$23","v":0},{"$f":"Z979/詳細版!$U$23","v":0},{"$f":"AA979/詳細版!$U$23","v":0},{"$f":"AB979/詳細版!$U$23","v":0},0,null,16,{"$f":"AF979/詳細版!$U$23","v":0},{"$f":"AG979/詳細版!$U$23","v":0},{"$f":"AH979/詳細版!$U$23","v":0},{"$f":"AI979/詳細版!$U$23","v":0},{"$f":"AJ979/詳細版!$U$23","v":0},{"$f":"AK979/詳細版!$U$23","v":0},{"$f":"AL979/詳細版!$U$23","v":0},{"$f":"AM979/詳細版!$U$23","v":0},{"$f":"AN979/詳細版!$U$23","v":0},{"$f":"AO979/詳細版!$U$23","v":0},{"$f":"AP979/詳細版!$U$23","v":0},{"$f":"AQ979/詳細版!$U$23","v":0},0]
[18,{"$f":"B981/詳細版!$U$23","v":0},{"$f":"C981/詳細版!$U$23","v":0},{"$f":"D981/詳細版!$U$23","v":0},{"$f":"E981/詳細版!$U$23","v":0},{"$f":"F981/詳細版!$U$23","v":0},{"$f":"G981/詳細版!$U$23","v":0},{"$f":"H981/詳細版!$U$23","v":0},{"$f":"I981/詳細版!$U$23","v":0},{"$f":"J981/詳細版!$U$23","v":0},{"$f":"K981/詳細版!$U$23","v":0},{"$f":"L981/詳細版!$U$23","v":0},{"$f":"M981/詳細版!$U$23","v":0},0,null,18,{"$f":"Q981/詳細版!$U$23","v":0},{"$f":"R981/詳細版!$U$23","v":0},{"$f":"S981/詳細版!$U$23","v":0},{"$f":"T981/詳細版!$U$23","v":0},{"$f":"U981/詳細版!$U$23","v":0},{"$f":"V981/詳細版!$U$23","v":0},{"$f":"W981/詳細版!$U$23","v":0},{"$f":"X981/詳細版!$U$23","v":0},{"$f":"Y981/詳細版!$U$23","v":0},{"$f":"Z981/詳細版!$U$23","v":0},{"$f":"AA981/詳細版!$U$23","v":0},{"$f":"AB981/詳細版!$U$23","v":0},0,null,18,{"$f":"AF981/詳細版!$U$23","v":0},{"$f":"AG981/詳細版!$U$23","v":0},{"$f":"AH981/詳細版!$U$23","v":0},{"$f":"AI981/詳細版!$U$23","v":0},{"$f":"AJ981/詳細版!$U$23","v":0},{"$f":"AK981/詳細版!$U$23","v":0},{"$f":"AL981/詳細版!$U$23","v":0},{"$f":"AM981/詳細版!$U$23","v":0},{"$f":"AN981/詳細版!$U$23","v":0},{"$f":"AO981/詳細版!$U$23","v":0},{"$f":"AP981/詳細版!$U$23","v":0},{"$f":"AQ981/詳細版!$U$23","v":0},0]
[19,{"$f":"B982/詳細版!$U$23","v":0},{"$f":"C982/詳細版!$U$23","v":0},{"$f":"D982/詳細版!$U$23","v":0},{"$f":"E982/詳細版!$U$23","v":0},{"$f":"F982/詳細版!$U$23","v":0},{"$f":"G982/詳細版!$U$23","v":0},{"$f":"H982/詳細版!$U$23","v":0},{"$f":"I982/詳細版!$U$23","v":0},{"$f":"J982/詳細版!$U$23","v":0},{"$f":"K982/詳細版!$U$23","v":0},{"$f":"L982/詳細版!$U$23","v":0},{"$f":"M982/詳細版!$U$23","v":0},0,null,19,{"$f":"Q982/詳細版!$U$23","v":0},{"$f":"R982/詳細版!$U$23","v":0},{"$f":"S982/詳細版!$U$23","v":0},{"$f":"T982/詳細版!$U$23","v":0},{"$f":"U982/詳細版!$U$23","v":0},{"$f":"V982/詳細版!$U$23","v":0},{"$f":"W982/詳細版!$U$23","v":0},{"$f":"X982/詳細版!$U$23","v":0},{"$f":"Y982/詳細版!$U$23","v":0},{"$f":"Z982/詳細版!$U$23","v":0},{"$f":"AA982/詳細版!$U$23","v":0},{"$f":"AB982/詳細版!$U$23","v":0},0,null,19,{"$f":"AF982/詳細版!$U$23","v":0},{"$f":"AG982/詳細版!$U$23","v":0},{"$f":"AH982/詳細版!$U$23","v":0},{"$f":"AI982/詳細版!$U$23","v":0},{"$f":"AJ982/詳細版!$U$23","v":0},{"$f":"AK982/詳細版!$U$23","v":0},{"$f":"AL982/詳細版!$U$23","v":0},{"$f":"AM982/詳細版!$U$23","v":0},{"$f":"AN982/詳細版!$U$23","v":0},{"$f":"AO982/詳細版!$U$23","v":0},{"$f":"AP982/詳細版!$U$23","v":0},{"$f":"AQ982/詳細版!$U$23","v":0},0]
[20,{"$f":"B983/詳細版!$U$23","v":0},{"$f":"C983/詳細版!$U$23","v":0},{"$f":"D983/詳細版!$U$23","v":0},{"$f":"E983/詳細版!$U$23","v":0},{"$f":"F983/詳細版!$U$23","v":0},{"$f":"G983/詳細版!$U$23","v":0},{"$f":"H983/詳細版!$U$23","v":0},{"$f":"I983/詳細版!$U$23","v":0},{"$f":"J983/詳細版!$U$23","v":0},{"$f":"K983/詳細版!$U$23","v":0},{"$f":"L983/詳細版!$U$23","v":0},{"$f":"M983/詳細版!$U$23","v":0},0,null,20,{"$f":"Q983/詳細版!$U$23","v":0},{"$f":"R983/詳細版!$U$23","v":0},{"$f":"S983/詳細版!$U$23","v":0},{"$f":"T983/詳細版!$U$23","v":0},{"$f":"U983/詳細版!$U$23","v":0},{"$f":"V983/詳細版!$U$23","v":0},{"$f":"W983/詳細版!$U$23","v":0},{"$f":"X983/詳細版!$U$23","v":0},{"$f":"Y983/詳細版!$U$23","v":0},{"$f":"Z983/詳細版!$U$23","v":0},{"$f":"AA983/詳細版!$U$23","v":0},{"$f":"AB983/詳細版!$U$23","v":0},0,null,20,{"$f":"AF983/詳細版!$U$23","v":0},{"$f":"AG983/詳細版!$U$23","v":0},{"$f":"AH983/詳細版!$U$23","v":0},{"$f":"AI983/詳細版!$U$23","v":0},{"$f":"AJ983/詳細版!$U$23","v":0},{"$f":"AK983/詳細版!$U$23","v":0},{"$f":"AL983/詳細版!$U$23","v":0},{"$f":"AM983/詳細版!$U$23","v":0},{"$f":"AN983/詳細版!$U$23","v":0},{"$f":"AO983/詳細版!$U$23","v":0},{"$f":"AP983/詳細版!$U$23","v":0},{"$f":"AQ983/詳細版!$U$23","v":0},0]
[21,{"$f":"B984/詳細版!$U$23","v":0},{"$f":"C984/詳細版!$U$23","v":0},{"$f":"D984/詳細版!$U$23","v":0},{"$f":"E984/詳細版!$U$23","v":0},{"$f":"F984/詳細版!$U$23","v":0},{"$f":"G984/詳細版!$U$23","v":0},{"$f":"H984/詳細版!$U$23","v":0},{"$f":"I984/詳細版!$U$23","v":0},{"$f":"J984/詳細版!$U$23","v":0},{"$f":"K984/詳細版!$U$23","v":0},{"$f":"L984/詳細版!$U$23","v":0},{"$f":"M984/詳細版!$U$23","v":0},0,null,21,{"$f":"Q984/詳細版!$U$23","v":0},{"$f":"R984/詳細版!$U$23","v":0},{"$f":"S984/詳細版!$U$23","v":0},{"$f":"T984/詳細版!$U$23","v":0},{"$f":"U984/詳細版!$U$23","v":0},{"$f":"V984/詳細版!$U$23","v":0},{"$f":"W984/詳細版!$U$23","v":0},{"$f":"X984/詳細版!$U$23","v":0},{"$f":"Y984/詳細版!$U$23","v":0},{"$f":"Z984/詳細版!$U$23","v":0},{"$f":"AA984/詳細版!$U$23","v":0},{"$f":"AB984/詳細版!$U$23","v":0},0,null,21,{"$f":"AF984/詳細版!$U$23","v":0},{"$f":"AG984/詳細版!$U$23","v":0},{"$f":"AH984/詳細版!$U$23","v":0},{"$f":"AI984/詳細版!$U$23","v":0},{"$f":"AJ984/詳細版!$U$23","v":0},{"$f":"AK984/詳細版!$U$23","v":0},{"$f":"AL984/詳細版!$U$23","v":0},{"$f":"AM984/詳細版!$U$23","v":0},{"$f":"AN984/詳細版!$U$23","v":0},{"$f":"AO984/詳細版!$U$23","v":0},{"$f":"AP984/詳細版!$U$23","v":0},{"$f":"AQ984/詳細版!$U$23","v":0},0]
[23,{"$f":"B986/詳細版!$U$23","v":0},{"$f":"C986/詳細版!$U$23","v":0},{"$f":"D986/詳細版!$U$23","v":0},{"$f":"E986/詳細版!$U$23","v":0},{"$f":"F986/詳細版!$U$23","v":0},{"$f":"G986/詳細版!$U$23","v":0},{"$f":"H986/詳細版!$U$23","v":0},{"$f":"I986/詳細版!$U$23","v":0},{"$f":"J986/詳細版!$U$23","v":0},{"$f":"K986/詳細版!$U$23","v":0},{"$f":"L986/詳細版!$U$23","v":0},{"$f":"M986/詳細版!$U$23","v":0},0,null,23,{"$f":"Q986/詳細版!$U$23","v":0},{"$f":"R986/詳細版!$U$23","v":0},{"$f":"S986/詳細版!$U$23","v":0},{"$f":"T986/詳細版!$U$23","v":0},{"$f":"U986/詳細版!$U$23","v":0},{"$f":"V986/詳細版!$U$23","v":0},{"$f":"W986/詳細版!$U$23","v":0},{"$f":"X986/詳細版!$U$23","v":0},{"$f":"Y986/詳細版!$U$23","v":0},{"$f":"Z986/詳細版!$U$23","v":0},{"$f":"AA986/詳細版!$U$23","v":0},{"$f":"AB986/詳細版!$U$23","v":0},0,null,23,{"$f":"AF986/詳細版!$U$23","v":0},{"$f":"AG986/詳細版!$U$23","v":0},{"$f":"AH986/詳細版!$U$23","v":0},{"$f":"AI986/詳細版!$U$23","v":0},{"$f":"AJ986/詳細版!$U$23","v":0},{"$f":"AK986/詳細版!$U$23","v":0},{"$f":"AL986/詳細版!$U$23","v":0},{"$f":"AM986/詳細版!$U$23","v":0},{"$f":"AN986/詳細版!$U$23","v":0},{"$f":"AO986/詳細版!$U$23","v":0},{"$f":"AP986/詳細版!$U$23","v":0},{"$f":"AQ986/詳細版!$U$23","v":0},0]
["kWh/日",{"$f":"SUM(B1263:B1286)","v":0},{"$f":"SUM(C1263:C1286)","v":0},0,0,0,0,0,0,0,0,0,0,{"$f":"SUM(B1287:M1287)","v":0},null,"kWh/日",{"$f":"SUM(Q1263:Q1286)","v":0},{"$f":"SUM(R1263:R1286)","v":0},0,0,0,0,0,0,0,0,0,0,{"$f":"SUM(Q1287:AB1287)","v":0},null,"kWh/日",{"$f":"SUM(AF1263:AF1286)","v":0},{"$f":"SUM(AG1263:AG1286)","v":0},0,0,0,0,0,0,0,0,0,0,{"$f":"SUM(AF1287:AQ1287)","v":0}]
["日",{"$f":"B$28","v":20},{"$f":"C$28","v":20},22,20,20,22,20,23,20,21,20,21,{"$f":"SUM(B1288:M1288)","v":249},null,"日",{"$f":"Q$28","v":4},{"$f":"R$28","v":3},4,4,4,4,5,4,4,4,4,4,{"$f":"SUM(Q1288:AB1288)","v":48},null,"日",{"$f":"AF$28","v":7},{"$f":"AG$28","v":5},5,6,7,4,6,4,6,6,6,6,{"$f":"SUM(AF1288:AQ1288)","v":68}]
["MWh/月",{"$f":"B1287*B1288/1000","v":0},{"$f":"C1287*C1288/1000","v":0},0,0,0,0,0,0,0,0,0,0,{"$f":"SUM(B1289:M1289)","v":0},null,"MWh/月",{"$f":"Q1287*Q1288/1000","v":0},{"$f":"R1287*R1288/1000","v":0},0,0,0,0,0,0,0,0,0,0,{"$f":"SUM(Q1289:AB1289)","v":0},null,"MWh/月",{"$f":"AF1287*AF1288/1000","v":0},{"$f":"AG1287*AG1288/1000","v":0},0,0,0,0,0,0,0,0,0,0,{"$f":"SUM(AF1289:AQ1289)","v":0}]
["暖房追焚（冷温水器）燃料消費量",null,null,null,null,null,null,null,null,null,null,null,null,"（新設建物・平日）",null,"暖房追焚（冷温水器）燃料消費量",null,null,null,null,null,null,null,null,null,null,null,null,"（新設建物・土曜）",null,"暖房追焚（冷温水器）燃料消費量",null,null,null,null,null,null,null,null,null,null,null,null,"（新設建物・休日）"]
["kW","1月","2月","3月","4月","5月","6月","7月","8月","9月","10月","11月","12月","計",null,"kW","1月","2月","3月","4月","5月","6月","7月","8月","9月","10月","11月","12月","計",null,"kW","1月","2月","3月","4月","5月","6月","7月","8月","9月","10月","11月","12月","計"]
[0,{"$f":"B1053/詳細版!$U$30","v":0},{"$f":"C1053/詳細版!$U$30","v":0},{"$f":"D1053/詳細版!$U$30","v":0},{"$f":"E1053/詳細版!$U$30","v":0},{"$f":"F1053/詳細版!$U$30","v":0},{"$f":"G1053/詳細版!$U$30","v":0},{"$f":"H1053/詳細版!$U$30","v":0},{"$f":"I1053/詳細版!$U$30","v":0},{"$f":"J1053/詳細版!$U$30","v":0},{"$f":"K1053/詳細版!$U$30","v":0},{"$f":"L1053/詳細版!$U$30","v":0},{"$f":"M1053/詳細版!$U$30","v":0},{"$f":"SUM(B1293:M1293)","v":0},null,0,{"$f":"Q1053/詳細版!$U$30","v":0},{"$f":"R1053/詳細版!$U$30","v":0},{"$f":"S1053/詳細版!$U$30","v":0},{"$f":"T1053/詳細版!$U$30","v":0},{"$f":"U1053/詳細版!$U$30","v":0},{"$f":"V1053/詳細版!$U$30","v":0},{"$f":"W1053/詳細版!$U$30","v":0},{"$f":"X1053/詳細版!$U$30","v":0},{"$f":"Y1053/詳細版!$U$30","v":0},{"$f":"Z1053/詳細版!$U$30","v":0},{"$f":"AA1053/詳細版!$U$30","v":0},{"$f":"AB1053/詳細版!$U$30","v":0},{"$f":"SUM(Q1293:AB1293)","v":0},null,0,{"$f":"AF1053/詳細版!$U$30","v":0},{"$f":"AG1053/詳細版!$U$30","v":0},{"$f":"AH1053/詳細版!$U$30","v":0},{"$f":"AI1053/詳細版!$U$30","v":0},{"$f":"AJ1053/詳細版!$U$30","v":0},{"$f":"AK1053/詳細版!$U$30","v":0},{"$f":"AL1053/詳細版!$U$30","v":0},{"$f":"AM1053/詳細版!$U$30","v":0},{"$f":"AN1053/詳細版!$U$30","v":0},{"$f":"AO1053/詳細版!$U$30","v":0},{"$f":"AP1053/詳細版!$U$30","v":0},{"$f":"AQ1053/詳細版!$U$30","v":0},{"$f":"SUM(AF1293:AQ1293)","v":0}]
[1,{"$f":"B1054/詳細版!$U$30","v":0},{"$f":"C1054/詳細版!$U$30","v":0},{"$f":"D1054/詳細版!$U$30","v":0},{"$f":"E1054/詳細版!$U$30","v":0},{"$f":"F1054/詳細版!$U$30","v":0},{"$f":"G1054/詳細版!$U$30","v":0},{"$f":"H1054/詳細版!$U$30","v":0},{"$f":"I1054/詳細版!$U$30","v":0},{"$f":"J1054/詳細版!$U$30","v":0},{"$f":"K1054/詳細版!$U$30","v":0},{"$f":"L1054/詳細版!$U$30","v":0},{"$f":"M1054/詳細版!$U$30","v":0},{"$f":"SUM(B1294:M1294)","v":0},null,1,{"$f":"Q1054/詳細版!$U$30","v":0},{"$f":"R1054/詳細版!$U$30","v":0},{"$f":"S1054/詳細版!$U$30","v":0},{"$f":"T1054/詳細版!$U$30","v":0},{"$f":"U1054/詳細版!$U$30","v":0},{"$f":"V1054/詳細版!$U$30","v":0},{"$f":"W1054/詳細版!$U$30","v":0},{"$f":"X1054/詳細版!$U$30","v":0},{"$f":"Y1054/詳細版!$U$30","v":0},{"$f":"Z1054/詳細版!$U$30","v":0},{"$f":"AA1054/詳細版!$U$30","v":0},{"$f":"AB1054/詳細版!$U$30","v":0},{"$f":"SUM(Q1294:AB1294)","v":0},null,1,{"$f":"AF1054/詳細版!$U$30","v":0},{"$f":"AG1054/詳細版!$U$30","v":0},{"$f":"AH1054/詳細版!$U$30","v":0},{"$f":"AI1054/詳細版!$U$30","v":0},{"$f":"AJ1054/詳細版!$U$30","v":0},{"$f":"AK1054/詳細版!$U$30","v":0},{"$f":"AL1054/詳細版!$U$30","v":0},{"$f":"AM1054/詳細版!$U$30","v":0},{"$f":"AN1054/詳細版!$U$30","v":0},{"$f":"AO1054/詳細版!$U$30","v":0},{"$f":"AP1054/詳細版!$U$30","v":0},{"$f":"AQ1054/詳細版!$U$30","v":0},{"$f":"SUM(AF1294:AQ1294)","v":0}]
[3,{"$f":"B1056/詳細版!$U$30","v":0},{"$f":"C1056/詳細版!$U$30","v":0},{"$f":"D1056/詳細版!$U$30","v":0},{"$f":"E1056/詳細版!$U$30","v":0},{"$f":"F1056/詳細版!$U$30","v":0},{"$f":"G1056/詳細版!$U$30","v":0},{"$f":"H1056/詳細版!$U$30","v":0},{"$f":"I1056/詳細版!$U$30","v":0},{"$f":"J1056/詳細版!$U$30","v":0},{"$f":"K1056/詳細版!$U$30","v":0},{"$f":"L1056/詳細版!$U$30","v":0},{"$f":"M1056/詳細版!$U$30","v":0},0,null,3,{"$f":"Q1056/詳細版!$U$30","v":0},{"$f":"R1056/詳細版!$U$30","v":0},{"$f":"S1056/詳細版!$U$30","v":0},{"$f":"T1056/詳細版!$U$30","v":0},{"$f":"U1056/詳細版!$U$30","v":0},{"$f":"V1056/詳細版!$U$30","v":0},{"$f":"W1056/詳細版!$U$30","v":0},{"$f":"X1056/詳細版!$U$30","v":0},{"$f":"Y1056/詳細版!$U$30","v":0},{"$f":"Z1056/詳細版!$U$30","v":0},{"$f":"AA1056/詳細版!$U$30","v":0},{"$f":"AB1056/詳細版!$U$30","v":0},0,null,3,{"$f":"AF1056/詳細版!$U$30","v":0},{"$f":"AG1056/詳細版!$U$30","v":0},{"$f":"AH1056/詳細版!$U$30","v":0},{"$f":"AI1056/詳細版!$U$30","v":0},{"$f":"AJ1056/詳細版!$U$30","v":0},{"$f":"AK1056/詳細版!$U$30","v":0},{"$f":"AL1056/詳細版!$U$30","v":0},{"$f":"AM1056/詳細版!$U$30","v":0},{"$f":"AN1056/詳細版!$U$30","v":0},{"$f":"AO1056/詳細版!$U$30","v":0},{"$f":"AP1056/詳細版!$U$30","v":0},{"$f":"AQ1056/詳細版!$U$30","v":0},0]
[4,{"$f":"B1057/詳細版!$U$30","v":0},{"$f":"C1057/詳細版!$U$30","v":0},{"$f":"D1057/詳細版!$U$30","v":0},{"$f":"E1057/詳細版!$U$30","v":0},{"$f":"F1057/詳細版!$U$30","v":0},{"$f":"G1057/詳細版!$U$30","v":0},{"$f":"H1057/詳細版!$U$30","v":0},{"$f":"I1057/詳細版!$U$30","v":0},{"$f":"J1057/詳細版!$U$30","v":0},{"$f":"K1057/詳細版!$U$30","v":0},{"$f":"L1057/詳細版!$U$30","v":0},{"$f":"M1057/詳細版!$U$30","v":0},0,null,4,{"$f":"Q1057/詳細版!$U$30","v":0},{"$f":"R1057/詳細版!$U$30","v":0},{"$f":"S1057/詳細版!$U$30","v":0},{"$f":"T1057/詳細版!$U$30","v":0},{"$f":"U1057/詳細版!$U$30","v":0},{"$f":"V1057/詳細版!$U$30","v":0},{"$f":"W1057/詳細版!$U$30","v":0},{"$f":"X1057/詳細版!$U$30","v":0},{"$f":"Y1057/詳細版!$U$30","v":0},{"$f":"Z1057/詳細版!$U$30","v":0},{"$f":"AA1057/詳細版!$U$30","v":0},{"$f":"AB1057/詳細版!$U$30","v":0},0,null,4,{"$f":"AF1057/詳細版!$U$30","v":0},{"$f":"AG1057/詳細版!$U$30","v":0},{"$f":"AH1057/詳細版!$U$30","v":0},{"$f":"AI1057/詳細版!$U$30","v":0},{"$f":"AJ1057/詳細版!$U$30","v":0},{"$f":"AK1057/詳細版!$U$30","v":0},{"$f":"AL1057/詳細版!$U$30","v":0},{"$f":"AM1057/詳細版!$U$30","v":0},{"$f":"AN1057/詳細版!$U$30","v":0},{"$f":"AO1057/詳細版!$U$30","v":0},{"$f":"AP1057/詳細版!$U$30","v":0},{"$f":"AQ1057/詳細版!$U$30","v":0},0]
[5,{"$f":"B1058/詳細版!$U$30","v":0},{"$f":"C1058/詳細版!$U$30","v":0},{"$f":"D1058/詳細版!$U$30","v":0},{"$f":"E1058/詳細版!$U$30","v":0},{"$f":"F1058/詳細版!$U$30","v":0},{"$f":"G1058/詳細版!$U$30","v":0},{"$f":"H1058/詳細版!$U$30","v":0},{"$f":"I1058/詳細版!$U$30","v":0},{"$f":"J1058/詳細版!$U$30","v":0},{"$f":"K1058/詳細版!$U$30","v":0},{"$f":"L1058/詳細版!$U$30","v":0},{"$f":"M1058/詳細版!$U$30","v":0},0,null,5,{"$f":"Q1058/詳細版!$U$30","v":0},{"$f":"R1058/詳細版!$U$30","v":0},{"$f":"S1058/詳細版!$U$30","v":0},{"$f":"T1058/詳細版!$U$30","v":0},{"$f":"U1058/詳細版!$U$30","v":0},{"$f":"V1058/詳細版!$U$30","v":0},{"$f":"W1058/詳細版!$U$30","v":0},{"$f":"X1058/詳細版!$U$30","v":0},{"$f":"Y1058/詳細版!$U$30","v":0},{"$f":"Z1058/詳細版!$U$30","v":0},{"$f":"AA1058/詳細版!$U$30","v":0},{"$f":"AB1058/詳細版!$U$30","v":0},0,null,5,{"$f":"AF1058/詳細版!$U$30","v":0},{"$f":"AG1058/詳細版!$U$30","v":0},{"$f":"AH1058/詳細版!$U$30","v":0},{"$f":"AI1058/詳細版!$U$30","v":0},{"$f":"AJ1058/詳細版!$U$30","v":0},{"$f":"AK1058/詳細版!$U$30","v":0},{"$f":"AL1058/詳細版!$U$30","v":0},{"$f":"AM1058/詳細版!$U$30","v":0},{"$f":"AN1058/詳細版!$U$30","v":0},{"$f":"AO1058/詳細版!$U$30","v":0},{"$f":"AP1058/詳細版!$U$30","v":0},{"$f":"AQ1058/詳細版!$U$30","v":0},0]
[6,{"$f":"B1059/詳細版!$U$30","v":0},{"$f":"C1059/詳細版!$U$30","v":0},{"$f":"D1059/詳細版!$U$30","v":0},{"$f":"E1059/詳細版!$U$30","v":0},{"$f":"F1059/詳細版!$U$30","v":0},{"$f":"G1059/詳細版!$U$30","v":0},{"$f":"H1059/詳細版!$U$30","v":0},{"$f":"I1059/詳細版!$U$30","v":0},{"$f":"J1059/詳細版!$U$30","v":0},{"$f":"K1059/詳細版!$U$30","v":0},{"$f":"L1059/詳細版!$U$30","v":0},{"$f":"M1059/詳細版!$U$30","v":0},0,null,6,{"$f":"Q1059/詳細版!$U$30","v":0},{"$f":"R1059/詳細版!$U$30","v":0},{"$f":"S1059/詳細版!$U$30","v":0},{"$f":"T1059/詳細版!$U$30","v":0},{"$f":"U1059/詳細版!$U$30","v":0},{"$f":"V1059/詳細版!$U$30","v":0},{"$f":"W1059/詳細版!$U$30","v":0},{"$f":"X1059/詳細版!$U$30","v":0},{"$f":"Y1059/詳細版!$U$30","v":0},{"$f":"Z1059/詳細版!$U$30","v":0},{"$f":"AA1059/詳細版!$U$30","v":0},{"$f":"AB1059/詳細版!$U$30","v":0},0,null,6,{"$f":"AF1059/詳細版!$U$30","v":0},{"$f":"AG1059/詳細版!$U$30","v":0},{"$f":"AH1059/詳細版!$U$30","v":0},{"$f":"AI1059/詳細版!$U$30","v":0},{"$f":"AJ1059/詳細版!$U$30","v":0},{"$f":"AK1059/詳細版!$U$30","v":0},{"$f":"AL1059/詳細版!$U$30","v":0},{"$f":"AM1059/詳細版!$U$30","v":0},{"$f":"AN1059/詳細版!$U$30","v":0},{"$f":"AO1059/詳細版!$U$30","v":0},{"$f":"AP1059/詳細版!$U$30","v":0},{"$f":"AQ1059/詳細版!$U$30","v":0},0]
[8,{"$f":"B1061/詳細版!$U$30","v":0},{"$f":"C1061/詳細版!$U$30","v":0},{"$f":"D1061/詳細版!$U$30","v":0},{"$f":"E1061/詳細版!$U$30","v":0},{"$f":"F1061/詳細版!$U$30","v":0},{"$f":"G1061/詳細版!$U$30","v":0},{"$f":"H1061/詳細版!$U$30","v":0},{"$f":"I1061/詳細版!$U$30","v":0},{"$f":"J1061/詳細版!$U$30","v":0},{"$f":"K1061/詳細版!$U$30","v":0},{"$f":"L1061/詳細版!$U$30","v":0},{"$f":"M1061/詳細版!$U$30","v":0},0,null,8,{"$f":"Q1061/詳細版!$U$30","v":0},{"$f":"R1061/詳細版!$U$30","v":0},{"$f":"S1061/詳細版!$U$30","v":0},{"$f":"T1061/詳細版!$U$30","v":0},{"$f":"U1061/詳細版!$U$30","v":0},{"$f":"V1061/詳細版!$U$30","v":0},{"$f":"W1061/詳細版!$U$30","v":0},{"$f":"X1061/詳細版!$U$30","v":0},{"$f":"Y1061/詳細版!$U$30","v":0},{"$f":"Z1061/詳細版!$U$30","v":0},{"$f":"AA1061/詳細版!$U$30","v":0},{"$f":"AB1061/詳細版!$U$30","v":0},0,null,8,{"$f":"AF1061/詳細版!$U$30","v":0},{"$f":"AG1061/詳細版!$U$30","v":0},{"$f":"AH1061/詳細版!$U$30","v":0},{"$f":"AI1061/詳細版!$U$30","v":0},{"$f":"AJ1061/詳細版!$U$30","v":0},{"$f":"AK1061/詳細版!$U$30","v":0},{"$f":"AL1061/詳細版!$U$30","v":0},{"$f":"AM1061/詳細版!$U$30","v":0},{"$f":"AN1061/詳細版!$U$30","v":0},{"$f":"AO1061/詳細版!$U$30","v":0},{"$f":"AP1061/詳細版!$U$30","v":0},{"$f":"AQ1061/詳細版!$U$30","v":0},0]
[9,{"$f":"B1062/詳細版!$U$30","v":0},{"$f":"C1062/詳細版!$U$30","v":0},{"$f":"D1062/詳細版!$U$30","v":0},{"$f":"E1062/詳細版!$U$30","v":0},{"$f":"F1062/詳細版!$U$30","v":0},{"$f":"G1062/詳細版!$U$30","v":0},{"$f":"H1062/詳細版!$U$30","v":0},{"$f":"I1062/詳細版!$U$30","v":0},{"$f":"J1062/詳細版!$U$30","v":0},{"$f":"K1062/詳細版!$U$30","v":0},{"$f":"L1062/詳細版!$U$30","v":0},{"$f":"M1062/詳細版!$U$30","v":0},0,null,9,{"$f":"Q1062/詳細版!$U$30","v":0},{"$f":"R1062/詳細版!$U$30","v":0},{"$f":"S1062/詳細版!$U$30","v":0},{"$f":"T1062/詳細版!$U$30","v":0},{"$f":"U1062/詳細版!$U$30","v":0},{"$f":"V1062/詳細版!$U$30","v":0},{"$f":"W1062/詳細版!$U$30","v":0},{"$f":"X1062/詳細版!$U$30","v":0},{"$f":"Y1062/詳細版!$U$30","v":0},{"$f":"Z1062/詳細版!$U$30","v":0},{"$f":"AA1062/詳細版!$U$30","v":0},{"$f":"AB1062/詳細版!$U$30","v":0},0,null,9,{"$f":"AF1062/詳細版!$U$30","v":0},{"$f":"AG1062/詳細版!$U$30","v":0},{"$f":"AH1062/詳細版!$U$30","v":0},{"$f":"AI1062/詳細版!$U$30","v":0},{"$f":"AJ1062/詳細版!$U$30","v":0},{"$f":"AK1062/詳細版!$U$30","v":0},{"$f":"AL1062/詳細版!$U$30","v":0},{"$f":"AM1062/詳細版!$U$30","v":0},{"$f":"AN1062/詳細版!$U$30","v":0},{"$f":"AO1062/詳細版!$U$30","v":0},{"$f":"AP1062/詳細版!$U$30","v":0},{"$f":"AQ1062/詳細版!$U$30","v":0},0]
[11,{"$f":"B1064/詳細版!$U$30","v":0},{"$f":"C1064/詳細版!$U$30","v":0},{"$f":"D1064/詳細版!$U$30","v":0},{"$f":"E1064/詳細版!$U$30","v":0},{"$f":"F1064/詳細版!$U$30","v":0},{"$f":"G1064/詳細版!$U$30","v":0},{"$f":"H1064/詳細版!$U$30","v":0},{"$f":"I1064/詳細版!$U$30","v":0},{"$f":"J1064/詳細版!$U$30","v":0},{"$f":"K1064/詳細版!$U$30","v":0},{"$f":"L1064/詳細版!$U$30","v":0},{"$f":"M1064/詳細版!$U$30","v":0},0,null,11,{"$f":"Q1064/詳細版!$U$30","v":0},{"$f":"R1064/詳細版!$U$30","v":0},{"$f":"S1064/詳細版!$U$30","v":0},{"$f":"T1064/詳細版!$U$30","v":0},{"$f":"U1064/詳細版!$U$30","v":0},{"$f":"V1064/詳細版!$U$30","v":0},{"$f":"W1064/詳細版!$U$30","v":0},{"$f":"X1064/詳細版!$U$30","v":0},{"$f":"Y1064/詳細版!$U$30","v":0},{"$f":"Z1064/詳細版!$U$30","v":0},{"$f":"AA1064/詳細版!$U$30","v":0},{"$f":"AB1064/詳細版!$U$30","v":0},0,null,11,{"$f":"AF1064/詳細版!$U$30","v":0},{"$f":"AG1064/詳細版!$U$30","v":0},{"$f":"AH1064/詳細版!$U$30","v":0},{"$f":"AI1064/詳細版!$U$30","v":0},{"$f":"AJ1064/詳細版!$U$30","v":0},{"$f":"AK1064/詳細版!$U$30","v":0},{"$f":"AL1064/詳細版!$U$30","v":0},{"$f":"AM1064/詳細版!$U$30","v":0},{"$f":"AN1064/詳細版!$U$30","v":0},{"$f":"AO1064/詳細版!$U$30","v":0},{"$f":"AP1064/詳細版!$U$30","v":0},{"$f":"AQ1064/詳細版!$U$30","v":0},0]
[12,{"$f":"B1065/詳細版!$U$30","v":0},{"$f":"C1065/詳細版!$U$30","v":0},{"$f":"D1065/詳細版!$U$30","v":0},{"$f":"E1065/詳細版!$U$30","v":0},{"$f":"F1065/詳細版!$U$30","v":0},{"$f":"G1065/詳細版!$U$30","v":0},{"$f":"H1065/詳細版!$U$30","v":0},{"$f":"I1065/詳細版!$U$30","v":0},{"$f":"J1065/詳細版!$U$30","v":0},{"$f":"K1065/詳細版!$U$30","v":0},{"$f":"L1065/詳細版!$U$30","v":0},{"$f":"M1065/詳細版!$U$30","v":0},0,null,12,{"$f":"Q1065/詳細版!$U$30","v":0},{"$f":"R1065/詳細版!$U$30","v":0},{"$f":"S1065/詳細版!$U$30","v":0},{"$f":"T1065/詳細版!$U$30","v":0},{"$f":"U1065/詳細版!$U$30","v":0},{"$f":"V1065/詳細版!$U$30","v":0},{"$f":"W1065/詳細版!$U$30","v":0},{"$f":"X1065/詳細版!$U$30","v":0},{"$f":"Y1065/詳細版!$U$30","v":0},{"$f":"Z1065/詳細版!$U$30","v":0},{"$f":"AA1065/詳細版!$U$30","v":0},{"$f":"AB1065/詳細版!$U$30","v":0},0,null,12,{"$f":"AF1065/詳細版!$U$30","v":0},{"$f":"AG1065/詳細版!$U$30","v":0},{"$f":"AH1065/詳細版!$U$30","v":0},{"$f":"AI1065/詳細版!$U$30","v":0},{"$f":"AJ1065/詳細版!$U$30","v":0},{"$f":"AK1065/詳細版!$U$30","v":0},{"$f":"AL1065/詳細版!$U$30","v":0},{"$f":"AM1065/詳細版!$U$30","v":0},{"$f":"AN1065/詳細版!$U$30","v":0},{"$f":"AO1065/詳細版!$U$30","v":0},{"$f":"AP1065/詳細版!$U$30","v":0},{"$f":"AQ1065/詳細版!$U$30","v":0},0]
[13,{"$f":"B1066/詳細版!$U$30","v":0},{"$f":"C1066/詳細版!$U$30","v":0},{"$f":"D1066/詳細版!$U$30","v":0},{"$f":"E1066/詳細版!$U$30","v":0},{"$f":"F1066/詳細版!$U$30","v":0},{"$f":"G1066/詳細版!$U$30","v":0},{"$f":"H1066/詳細版!$U$30","v":0},{"$f":"I1066/詳細版!$U$30","v":0},{"$f":"J1066/詳細版!$U$30","v":0},{"$f":"K1066/詳細版!$U$30","v":0},{"$f":"L1066/詳細版!$U$30","v":0},{"$f":"M1066/詳細版!$U$30","v":0},0,null,13,{"$f":"Q1066/詳細版!$U$30","v":0},{"$f":"R1066/詳細版!$U$30","v":0},{"$f":"S1066/詳細版!$U$30","v":0},{"$f":"T1066/詳細版!$U$30","v":0},{"$f":"U1066/詳細版!$U$30","v":0},{"$f":"V1066/詳細版!$U$30","v":0},{"$f":"W1066/詳細版!$U$30","v":0},{"$f":"X1066/詳細版!$U$30","v":0},{"$f":"Y1066/詳細版!$U$30","v":0},{"$f":"Z1066/詳細版!$U$30","v":0},{"$f":"AA1066/詳細版!$U$30","v":0},{"$f":"AB1066/詳細版!$U$30","v":0},0,null,13,{"$f":"AF1066/詳細版!$U$30","v":0},{"$f":"AG1066/詳細版!$U$30","v":0},{"$f":"AH1066/詳細版!$U$30","v":0},{"$f":"AI1066/詳細版!$U$30","v":0},{"$f":"AJ1066/詳細版!$U$30","v":0},{"$f":"AK1066/詳細版!$U$30","v":0},{"$f":"AL1066/詳細版!$U$30","v":0},{"$f":"AM1066/詳細版!$U$30","v":0},{"$f":"AN1066/詳細版!$U$30","v":0},{"$f":"AO1066/詳細版!$U$30","v":0},{"$f":"AP1066/詳細版!$U$30","v":0},{"$f":"AQ1066/詳細版!$U$30","v":0},0]
[14,{"$f":"B1067/詳細版!$U$30","v":0},{"$f":"C1067/詳細版!$U$30","v":0},{"$f":"D1067/詳細版!$U$30","v":0},{"$f":"E1067/詳細版!$U$30","v":0},{"$f":"F1067/詳細版!$U$30","v":0},{"$f":"G1067/詳細版!$U$30","v":0},{"$f":"H1067/詳細版!$U$30","v":0},{"$f":"I1067/詳細版!$U$30","v":0},{"$f":"J1067/詳細版!$U$30","v":0},{"$f":"K1067/詳細版!$U$30","v":0},{"$f":"L1067/詳細版!$U$30","v":0},{"$f":"M1067/詳細版!$U$30","v":0},0,null,14,{"$f":"Q1067/詳細版!$U$30","v":0},{"$f":"R1067/詳細版!$U$30","v":0},{"$f":"S1067/詳細版!$U$30","v":0},{"$f":"T1067/詳細版!$U$30","v":0},{"$f":"U1067/詳細版!$U$30","v":0},{"$f":"V1067/詳細版!$U$30","v":0},{"$f":"W1067/詳細版!$U$30","v":0},{"$f":"X1067/詳細版!$U$30","v":0},{"$f":"Y1067/詳細版!$U$30","v":0},{"$f":"Z1067/詳細版!$U$30","v":0},{"$f":"AA1067/詳細版!$U$30","v":0},{"$f":"AB1067/詳細版!$U$30","v":0},0,null,14,{"$f":"AF1067/詳細版!$U$30","v":0},{"$f":"AG1067/詳細版!$U$30","v":0},{"$f":"AH1067/詳細版!$U$30","v":0},{"$f":"AI1067/詳細版!$U$30","v":0},{"$f":"AJ1067/詳細版!$U$30","v":0},{"$f":"AK1067/詳細版!$U$30","v":0},{"$f":"AL1067/詳細版!$U$30","v":0},{"$f":"AM1067/詳細版!$U$30","v":0},{"$f":"AN1067/詳細版!$U$30","v":0},{"$f":"AO1067/詳細版!$U$30","v":0},{"$f":"AP1067/詳細版!$U$30","v":0},{"$f":"AQ1067/詳細版!$U$30","v":0},0]
[16,{"$f":"B1069/詳細版!$U$30","v":0},{"$f":"C1069/詳細版!$U$30","v":0},{"$f":"D1069/詳細版!$U$30","v":0},{"$f":"E1069/詳細版!$U$30","v":0},{"$f":"F1069/詳細版!$U$30","v":0},{"$f":"G1069/詳細版!$U$30","v":0},{"$f":"H1069/詳細版!$U$30","v":0},{"$f":"I1069/詳細版!$U$30","v":0},{"$f":"J1069/詳細版!$U$30","v":0},{"$f":"K1069/詳細版!$U$30","v":0},{"$f":"L1069/詳細版!$U$30","v":0},{"$f":"M1069/詳細版!$U$30","v":0},0,null,16,{"$f":"Q1069/詳細版!$U$30","v":0},{"$f":"R1069/詳細版!$U$30","v":0},{"$f":"S1069/詳細版!$U$30","v":0},{"$f":"T1069/詳細版!$U$30","v":0},{"$f":"U1069/詳細版!$U$30","v":0},{"$f":"V1069/詳細版!$U$30","v":0},{"$f":"W1069/詳細版!$U$30","v":0},{"$f":"X1069/詳細版!$U$30","v":0},{"$f":"Y1069/詳細版!$U$30","v":0},{"$f":"Z1069/詳細版!$U$30","v":0},{"$f":"AA1069/詳細版!$U$30","v":0},{"$f":"AB1069/詳細版!$U$30","v":0},0,null,16,{"$f":"AF1069/詳細版!$U$30","v":0},{"$f":"AG1069/詳細版!$U$30","v":0},{"$f":"AH1069/詳細版!$U$30","v":0},{"$f":"AI1069/詳細版!$U$30","v":0},{"$f":"AJ1069/詳細版!$U$30","v":0},{"$f":"AK1069/詳細版!$U$30","v":0},{"$f":"AL1069/詳細版!$U$30","v":0},{"$f":"AM1069/詳細版!$U$30","v":0},{"$f":"AN1069/詳細版!$U$30","v":0},{"$f":"AO1069/詳細版!$U$30","v":0},{"$f":"AP1069/詳細版!$U$30","v":0},{"$f":"AQ1069/詳細版!$U$30","v":0},0]
[17,{"$f":"B1070/詳細版!$U$30","v":0},{"$f":"C1070/詳細版!$U$30","v":0},{"$f":"D1070/詳細版!$U$30","v":0},{"$f":"E1070/詳細版!$U$30","v":0},{"$f":"F1070/詳細版!$U$30","v":0},{"$f":"G1070/詳細版!$U$30","v":0},{"$f":"H1070/詳細版!$U$30","v":0},{"$f":"I1070/詳細版!$U$30","v":0},{"$f":"J1070/詳細版!$U$30","v":0},{"$f":"K1070/詳細版!$U$30","v":0},{"$f":"L1070/詳細版!$U$30","v":0},{"$f":"M1070/詳細版!$U$30","v":0},0,null,17,{"$f":"Q1070/詳細版!$U$30","v":0},{"$f":"R1070/詳細版!$U$30","v":0},{"$f":"S1070/詳細版!$U$30","v":0},{"$f":"T1070/詳細版!$U$30","v":0},{"$f":"U1070/詳細版!$U$30","v":0},{"$f":"V1070/詳細版!$U$30","v":0},{"$f":"W1070/詳細版!$U$30","v":0},{"$f":"X1070/詳細版!$U$30","v":0},{"$f":"Y1070/詳細版!$U$30","v":0},{"$f":"Z1070/詳細版!$U$30","v":0},{"$f":"AA1070/詳細版!$U$30","v":0},{"$f":"AB1070/詳細版!$U$30","v":0},0,null,17,{"$f":"AF1070/詳細版!$U$30","v":0},{"$f":"AG1070/詳細版!$U$30","v":0},{"$f":"AH1070/詳細版!$U$30","v":0},{"$f":"AI1070/詳細版!$U$30","v":0},{"$f":"AJ1070/詳細版!$U$30","v":0},{"$f":"AK1070/詳細版!$U$30","v":0},{"$f":"AL1070/詳細版!$U$30","v":0},{"$f":"AM1070/詳細版!$U$30","v":0},{"$f":"AN1070/詳細版!$U$30","v":0},{"$f":"AO1070/詳細版!$U$30","v":0},{"$f":"AP1070/詳細版!$U$30","v":0},{"$f":"AQ1070/詳細版!$U$30","v":0},0]
[18,{"$f":"B1071/詳細版!$U$30","v":0},{"$f":"C1071/詳細版!$U$30","v":0},{"$f":"D1071/詳細版!$U$30","v":0},{"$f":"E1071/詳細版!$U$30","v":0},{"$f":"F1071/詳細版!$U$30","v":0},{"$f":"G1071/詳細版!$U$30","v":0},{"$f":"H1071/詳細版!$U$30","v":0},{"$f":"I1071/詳細版!$U$30","v":0},{"$f":"J1071/詳細版!$U$30","v":0},{"$f":"K1071/詳細版!$U$30","v":0},{"$f":"L1071/詳細版!$U$30","v":0},{"$f":"M1071/詳細版!$U$30","v":0},0,null,18,{"$f":"Q1071/詳細版!$U$30","v":0},{"$f":"R1071/詳細版!$U$30","v":0},{"$f":"S1071/詳細版!$U$30","v":0},{"$f":"T1071/詳細版!$U$30","v":0},{"$f":"U1071/詳細版!$U$30","v":0},{"$f":"V1071/詳細版!$U$30","v":0},{"$f":"W1071/詳細版!$U$30","v":0},{"$f":"X1071/詳細版!$U$30","v":0},{"$f":"Y1071/詳細版!$U$30","v":0},{"$f":"Z1071/詳細版!$U$30","v":0},{"$f":"AA1071/詳細版!$U$30","v":0},{"$f":"AB1071/詳細版!$U$30","v":0},0,null,18,{"$f":"AF1071/詳細版!$U$30","v":0},{"$f":"AG1071/詳細版!$U$30","v":0},{"$f":"AH1071/詳細版!$U$30","v":0},{"$f":"AI1071/詳細版!$U$30","v":0},{"$f":"AJ1071/詳細版!$U$30","v":0},{"$f":"AK1071/詳細版!$U$30","v":0},{"$f":"AL1071/詳細版!$U$30","v":0},{"$f":"AM1071/詳細版!$U$30","v":0},{"$f":"AN1071/詳細版!$U$30","v":0},{"$f":"AO1071/詳細版!$U$30","v":0},{"$f":"AP1071/詳細版!$U$30","v":0},{"$f":"AQ1071/詳細版!$U$30","v":0},0]
[19,{"$f":"B1072/詳細版!$U$30","v":0},{"$f":"C1072/詳細版!$U$30","v":0},{"$f":"D1072/詳細版!$U$30","v":0},{"$f":"E1072/詳細版!$U$30","v":0},{"$f":"F1072/詳細版!$U$30","v":0},{"$f":"G1072/詳細版!$U$30","v":0},{"$f":"H1072/詳細版!$U$30","v":0},{"$f":"I1072/詳細版!$U$30","v":0},{"$f":"J1072/詳細版!$U$30","v":0},{"$f":"K1072/詳細版!$U$30","v":0},{"$f":"L1072/詳細版!$U$30","v":0},{"$f":"M1072/詳細版!$U$30","v":0},0,null,19,{"$f":"Q1072/詳細版!$U$30","v":0},{"$f":"R1072/詳細版!$U$30","v":0},{"$f":"S1072/詳細版!$U$30","v":0},{"$f":"T1072/詳細版!$U$30","v":0},{"$f":"U1072/詳細版!$U$30","v":0},{"$f":"V1072/詳細版!$U$30","v":0},{"$f":"W1072/詳細版!$U$30","v":0},{"$f":"X1072/詳細版!$U$30","v":0},{"$f":"Y1072/詳細版!$U$30","v":0},{"$f":"Z1072/詳細版!$U$30","v":0},{"$f":"AA1072/詳細版!$U$30","v":0},{"$f":"AB1072/詳細版!$U$30","v":0},0,null,19,{"$f":"AF1072/詳細版!$U$30","v":0},{"$f":"AG1072/詳細版!$U$30","v":0},{"$f":"AH1072/詳細版!$U$30","v":0},{"$f":"AI1072/詳細版!$U$30","v":0},{"$f":"AJ1072/詳細版!$U$30","v":0},{"$f":"AK1072/詳細版!$U$30","v":0},{"$f":"AL1072/詳細版!$U$30","v":0},{"$f":"AM1072/詳細版!$U$30","v":0},{"$f":"AN1072/詳細版!$U$30","v":0},{"$f":"AO1072/詳細版!$U$30","v":0},{"$f":"AP1072/詳細版!$U$30","v":0},{"$f":"AQ1072/詳細版!$U$30","v":0},0]
[21,{"$f":"B1074/詳細版!$U$30","v":0},{"$f":"C1074/詳細版!$U$30","v":0},{"$f":"D1074/詳細版!$U$30","v":0},{"$f":"E1074/詳細版!$U$30","v":0},{"$f":"F1074/詳細版!$U$30","v":0},{"$f":"G1074/詳細版!$U$30","v":0},{"$f":"H1074/詳細版!$U$30","v":0},{"$f":"I1074/詳細版!$U$30","v":0},{"$f":"J1074/詳細版!$U$30","v":0},{"$f":"K1074/詳細版!$U$30","v":0},{"$f":"L1074/詳細版!$U$30","v":0},{"$f":"M1074/詳細版!$U$30","v":0},0,null,21,{"$f":"Q1074/詳細版!$U$30","v":0},{"$f":"R1074/詳細版!$U$30","v":0},{"$f":"S1074/詳細版!$U$30","v":0},{"$f":"T1074/詳細版!$U$30","v":0},{"$f":"U1074/詳細版!$U$30","v":0},{"$f":"V1074/詳細版!$U$30","v":0},{"$f":"W1074/詳細版!$U$30","v":0},{"$f":"X1074/詳細版!$U$30","v":0},{"$f":"Y1074/詳細版!$U$30","v":0},{"$f":"Z1074/詳細版!$U$30","v":0},{"$f":"AA1074/詳細版!$U$30","v":0},{"$f":"AB1074/詳細版!$U$30","v":0},0,null,21,{"$f":"AF1074/詳細版!$U$30","v":0},{"$f":"AG1074/詳細版!$U$30","v":0},{"$f":"AH1074/詳細版!$U$30","v":0},{"$f":"AI1074/詳細版!$U$30","v":0},{"$f":"AJ1074/詳細版!$U$30","v":0},{"$f":"AK1074/詳細版!$U$30","v":0},{"$f":"AL1074/詳細版!$U$30","v":0},{"$f":"AM1074/詳細版!$U$30","v":0},{"$f":"AN1074/詳細版!$U$30","v":0},{"$f":"AO1074/詳細版!$U$30","v":0},{"$f":"AP1074/詳細版!$U$30","v":0},{"$f":"AQ1074/詳細版!$U$30","v":0},0]
[22,{"$f":"B1075/詳細版!$U$30","v":0},{"$f":"C1075/詳細版!$U$30","v":0},{"$f":"D1075/詳細版!$U$30","v":0},{"$f":"E1075/詳細版!$U$30","v":0},{"$f":"F1075/詳細版!$U$30","v":0},{"$f":"G1075/詳細版!$U$30","v":0},{"$f":"H1075/詳細版!$U$30","v":0},{"$f":"I1075/詳細版!$U$30","v":0},{"$f":"J1075/詳細版!$U$30","v":0},{"$f":"K1075/詳細版!$U$30","v":0},{"$f":"L1075/詳細版!$U$30","v":0},{"$f":"M1075/詳細版!$U$30","v":0},0,null,22,{"$f":"Q1075/詳細版!$U$30","v":0},{"$f":"R1075/詳細版!$U$30","v":0},{"$f":"S1075/詳細版!$U$30","v":0},{"$f":"T1075/詳細版!$U$30","v":0},{"$f":"U1075/詳細版!$U$30","v":0},{"$f":"V1075/詳細版!$U$30","v":0},{"$f":"W1075/詳細版!$U$30","v":0},{"$f":"X1075/詳細版!$U$30","v":0},{"$f":"Y1075/詳細版!$U$30","v":0},{"$f":"Z1075/詳細版!$U$30","v":0},{"$f":"AA1075/詳細版!$U$30","v":0},{"$f":"AB1075/詳細版!$U$30","v":0},0,null,22,{"$f":"AF1075/詳細版!$U$30","v":0},{"$f":"AG1075/詳細版!$U$30","v":0},{"$f":"AH1075/詳細版!$U$30","v":0},{"$f":"AI1075/詳細版!$U$30","v":0},{"$f":"AJ1075/詳細版!$U$30","v":0},{"$f":"AK1075/詳細版!$U$30","v":0},{"$f":"AL1075/詳細版!$U$30","v":0},{"$f":"AM1075/詳細版!$U$30","v":0},{"$f":"AN1075/詳細版!$U$30","v":0},{"$f":"AO1075/詳細版!$U$30","v":0},{"$f":"AP1075/詳細版!$U$30","v":0},{"$f":"AQ1075/詳細版!$U$30","v":0},0]
[23,{"$f":"B1076/詳細版!$U$30","v":0},{"$f":"C1076/詳細版!$U$30","v":0},{"$f":"D1076/詳細版!$U$30","v":0},{"$f":"E1076/詳細版!$U$30","v":0},{"$f":"F1076/詳細版!$U$30","v":0},{"$f":"G1076/詳細版!$U$30","v":0},{"$f":"H1076/詳細版!$U$30","v":0},{"$f":"I1076/詳細版!$U$30","v":0},{"$f":"J1076/詳細版!$U$30","v":0},{"$f":"K1076/詳細版!$U$30","v":0},{"$f":"L1076/詳細版!$U$30","v":0},{"$f":"M1076/詳細版!$U$30","v":0},0,null,23,{"$f":"Q1076/詳細版!$U$30","v":0},{"$f":"R1076/詳細版!$U$30","v":0},{"$f":"S1076/詳細版!$U$30","v":0},{"$f":"T1076/詳細版!$U$30","v":0},{"$f":"U1076/詳細版!$U$30","v":0},{"$f":"V1076/詳細版!$U$30","v":0},{"$f":"W1076/詳細版!$U$30","v":0},{"$f":"X1076/詳細版!$U$30","v":0},{"$f":"Y1076/詳細版!$U$30","v":0},{"$f":"Z1076/詳細版!$U$30","v":0},{"$f":"AA1076/詳細版!$U$30","v":0},{"$f":"AB1076/詳細版!$U$30","v":0},0,null,23,{"$f":"AF1076/詳細版!$U$30","v":0},{"$f":"AG1076/詳細版!$U$30","v":0},{"$f":"AH1076/詳細版!$U$30","v":0},{"$f":"AI1076/詳細版!$U$30","v":0},{"$f":"AJ1076/詳細版!$U$30","v":0},{"$f":"AK1076/詳細版!$U$30","v":0},{"$f":"AL1076/詳細版!$U$30","v":0},{"$f":"AM1076/詳細版!$U$30","v":0},{"$f":"AN1076/詳細版!$U$30","v":0},{"$f":"AO1076/詳細版!$U$30","v":0},{"$f":"AP1076/詳細版!$U$30","v":0},{"$f":"AQ1076/詳細版!$U$30","v":0},0]
["kWh/日",{"$f":"SUM(B1293:B1316)","v":0},{"$f":"SUM(C1293:C1316)","v":0},0,0,0,0,0,0,0,0,0,0,{"$f":"SUM(B1317:M1317)","v":0},null,"kWh/日",{"$f":"SUM(Q1293:Q1316)","v":0},{"$f":"SUM(R1293:R1316)","v":0},0,0,0,0,0,0,0,0,0,0,{"$f":"SUM(Q1317:AB1317)","v":0},null,"kWh/日",{"$f":"SUM(AF1293:AF1316)","v":0},{"$f":"SUM(AG1293:AG1316)","v":0},0,0,0,0,0,0,0,0,0,0,{"$f":"SUM(AF1317:AQ1317)","v":0}]
["MWh/月",{"$f":"B1317*B1318/1000","v":0},{"$f":"C1317*C1318/1000","v":0},0,0,0,0,0,0,0,0,0,0,{"$f":"SUM(B1319:M1319)","v":0},null,"MWh/月",{"$f":"Q1317*Q1318/1000","v":0},{"$f":"R1317*R1318/1000","v":0},0,0,0,0,0,0,0,0,0,0,{"$f":"SUM(Q1319:AB1319)","v":0},null,"MWh/月",{"$f":"AF1317*AF1318/1000","v":0},{"$f":"AG1317*AG1318/1000","v":0},0,0,0,0,0,0,0,0,0,0,{"$f":"SUM(AF1319:AQ1319)","v":0}]
[]
["給湯追焚（ボイラ）燃料消費量",null,null,null,null,null,null,null,null,null,null,null,null,"（新設建物・平日）",null,"給湯追焚（ボイラ）燃料消費量",null,null,null,null,null,null,null,null,null,null,null,null,"（新設建物・土曜）",null,"給湯追焚（ボイラ）燃料消費量",null,null,null,null,null,null,null,null,null,null,null,null,"（新設建物・休日）"]
["kW","1月","2月","3月","4月","5月","6月","7月","8月","9月","10月","11月","12月","計",null,"kW","1月","2月","3月","4月","5月","6月","7月","8月","9月","10月","11月","12月","計",null,"kW","1月","2月","3月","4月","5月","6月","7月","8月","9月","10月","11月","12月","計"]
[1,{"$f":"B1144/詳細版!$U$33","v":0},{"$f":"C1144/詳細版!$U$33","v":0},{"$f":"D1144/詳細版!$U$33","v":0},{"$f":"E1144/詳細版!$U$33","v":0},{"$f":"F1144/詳細版!$U$33","v":0},{"$f":"G1144/詳細版!$U$33","v":0},{"$f":"H1144/詳細版!$U$33","v":0},{"$f":"I1144/詳細版!$U$33","v":0},{"$f":"J1144/詳細版!$U$33","v":0},{"$f":"K1144/詳細版!$U$33","v":0},{"$f":"L1144/詳細版!$U$33","v":0},{"$f":"M1144/詳細版!$U$33","v":0},{"$f":"SUM(B1324:M1324)","v":0},null,1,{"$f":"Q1144/詳細版!$U$33","v":0},{"$f":"R1144/詳細版!$U$33","v":0},{"$f":"S1144/詳細版!$U$33","v":0},{"$f":"T1144/詳細版!$U$33","v":0},{"$f":"U1144/詳細版!$U$33","v":0},{"$f":"V1144/詳細版!$U$33","v":0},{"$f":"W1144/詳細版!$U$33","v":0},{"$f":"X1144/詳細版!$U$33","v":0},{"$f":"Y1144/詳細版!$U$33","v":0},{"$f":"Z1144/詳細版!$U$33","v":0},{"$f":"AA1144/詳細版!$U$33","v":0},{"$f":"AB1144/詳細版!$U$33","v":0},{"$f":"SUM(Q1324:AB1324)","v":0},null,1,{"$f":"AF1144/詳細版!$U$33","v":0},{"$f":"AG1144/詳細版!$U$33","v":0},{"$f":"AH1144/詳細版!$U$33","v":0},{"$f":"AI1144/詳細版!$U$33","v":0},{"$f":"AJ1144/詳細版!$U$33","v":0},{"$f":"AK1144/詳細版!$U$33","v":0},{"$f":"AL1144/詳細版!$U$33","v":0},{"$f":"AM1144/詳細版!$U$33","v":0},{"$f":"AN1144/詳細版!$U$33","v":0},{"$f":"AO1144/詳細版!$U$33","v":0},{"$f":"AP1144/詳細版!$U$33","v":0},{"$f":"AQ1144/詳細版!$U$33","v":0},{"$f":"SUM(AF1324:AQ1324)","v":0}]
[2,{"$f":"B1145/詳細版!$U$33","v":0},{"$f":"C1145/詳細版!$U$33","v":0},{"$f":"D1145/詳細版!$U$33","v":0},{"$f":"E1145/詳細版!$U$33","v":0},{"$f":"F1145/詳細版!$U$33","v":0},{"$f":"G1145/詳細版!$U$33","v":0},{"$f":"H1145/詳細版!$U$33","v":0},{"$f":"I1145/詳細版!$U$33","v":0},{"$f":"J1145/詳細版!$U$33","v":0},{"$f":"K1145/詳細版!$U$33","v":0},{"$f":"L1145/詳細版!$U$33","v":0},{"$f":"M1145/詳細版!$U$33","v":0},0,null,2,{"$f":"Q1145/詳細版!$U$33","v":0},{"$f":"R1145/詳細版!$U$33","v":0},{"$f":"S1145/詳細版!$U$33","v":0},{"$f":"T1145/詳細版!$U$33","v":0},{"$f":"U1145/詳細版!$U$33","v":0},{"$f":"V1145/詳細版!$U$33","v":0},{"$f":"W1145/詳細版!$U$33","v":0},{"$f":"X1145/詳細版!$U$33","v":0},{"$f":"Y1145/詳細版!$U$33","v":0},{"$f":"Z1145/詳細版!$U$33","v":0},{"$f":"AA1145/詳細版!$U$33","v":0},{"$f":"AB1145/詳細版!$U$33","v":0},0,null,2,{"$f":"AF1145/詳細版!$U$33","v":0},{"$f":"AG1145/詳細版!$U$33","v":0},{"$f":"AH1145/詳細版!$U$33","v":0},{"$f":"AI1145/詳細版!$U$33","v":0},{"$f":"AJ1145/詳細版!$U$33","v":0},{"$f":"AK1145/詳細版!$U$33","v":0},{"$f":"AL1145/詳細版!$U$33","v":0},{"$f":"AM1145/詳細版!$U$33","v":0},{"$f":"AN1145/詳細版!$U$33","v":0},{"$f":"AO1145/詳細版!$U$33","v":0},{"$f":"AP1145/詳細版!$U$33","v":0},{"$f":"AQ1145/詳細版!$U$33","v":0},0]
[3,{"$f":"B1146/詳細版!$U$33","v":0},{"$f":"C1146/詳細版!$U$33","v":0},{"$f":"D1146/詳細版!$U$33","v":0},{"$f":"E1146/詳細版!$U$33","v":0},{"$f":"F1146/詳細版!$U$33","v":0},{"$f":"G1146/詳細版!$U$33","v":0},{"$f":"H1146/詳細版!$U$33","v":0},{"$f":"I1146/詳細版!$U$33","v":0},{"$f":"J1146/詳細版!$U$33","v":0},{"$f":"K1146/詳細版!$U$33","v":0},{"$f":"L1146/詳細版!$U$33","v":0},{"$f":"M1146/詳細版!$U$33","v":0},0,null,3,{"$f":"Q1146/詳細版!$U$33","v":0},{"$f":"R1146/詳細版!$U$33","v":0},{"$f":"S1146/詳細版!$U$33","v":0},{"$f":"T1146/詳細版!$U$33","v":0},{"$f":"U1146/詳細版!$U$33","v":0},{"$f":"V1146/詳細版!$U$33","v":0},{"$f":"W1146/詳細版!$U$33","v":0},{"$f":"X1146/詳細版!$U$33","v":0},{"$f":"Y1146/詳細版!$U$33","v":0},{"$f":"Z1146/詳細版!$U$33","v":0},{"$f":"AA1146/詳細版!$U$33","v":0},{"$f":"AB1146/詳細版!$U$33","v":0},0,null,3,{"$f":"AF1146/詳細版!$U$33","v":0},{"$f":"AG1146/詳細版!$U$33","v":0},{"$f":"AH1146/詳細版!$U$33","v":0},{"$f":"AI1146/詳細版!$U$33","v":0},{"$f":"AJ1146/詳細版!$U$33","v":0},{"$f":"AK1146/詳細版!$U$33","v":0},{"$f":"AL1146/詳細版!$U$33","v":0},{"$f":"AM1146/詳細版!$U$33","v":0},{"$f":"AN1146/詳細版!$U$33","v":0},{"$f":"AO1146/詳細版!$U$33","v":0},{"$f":"AP1146/詳細版!$U$33","v":0},{"$f":"AQ1146/詳細版!$U$33","v":0},0]
[4,{"$f":"B1147/詳細版!$U$33","v":0},{"$f":"C1147/詳細版!$U$33","v":0},{"$f":"D1147/詳細版!$U$33","v":0},{"$f":"E1147/詳細版!$U$33","v":0},{"$f":"F1147/詳細版!$U$33","v":0},{"$f":"G1147/詳細版!$U$33","v":0},{"$f":"H1147/詳細版!$U$33","v":0},{"$f":"I1147/詳細版!$U$33","v":0},{"$f":"J1147/詳細版!$U$33","v":0},{"$f":"K1147/詳細版!$U$33","v":0},{"$f":"L1147/詳細版!$U$33","v":0},{"$f":"M1147/詳細版!$U$33","v":0},0,null,4,{"$f":"Q1147/詳細版!$U$33","v":0},{"$f":"R1147/詳細版!$U$33","v":0},{"$f":"S1147/詳細版!$U$33","v":0},{"$f":"T1147/詳細版!$U$33","v":0},{"$f":"U1147/詳細版!$U$33","v":0},{"$f":"V1147/詳細版!$U$33","v":0},{"$f":"W1147/詳細版!$U$33","v":0},{"$f":"X1147/詳細版!$U$33","v":0},{"$f":"Y1147/詳細版!$U$33","v":0},{"$f":"Z1147/詳細版!$U$33","v":0},{"$f":"AA1147/詳細版!$U$33","v":0},{"$f":"AB1147/詳細版!$U$33","v":0},0,null,4,{"$f":"AF1147/詳細版!$U$33","v":0},{"$f":"AG1147/詳細版!$U$33","v":0},{"$f":"AH1147/詳細版!$U$33","v":0},{"$f":"AI1147/詳細版!$U$33","v":0},{"$f":"AJ1147/詳細版!$U$33","v":0},{"$f":"AK1147/詳細版!$U$33","v":0},{"$f":"AL1147/詳細版!$U$33","v":0},{"$f":"AM1147/詳細版!$U$33","v":0},{"$f":"AN1147/詳細版!$U$33","v":0},{"$f":"AO1147/詳細版!$U$33","v":0},{"$f":"AP1147/詳細版!$U$33","v":0},{"$f":"AQ1147/詳細版!$U$33","v":0},0]
[6,{"$f":"B1149/詳細版!$U$33","v":0},{"$f":"C1149/詳細版!$U$33","v":0},{"$f":"D1149/詳細版!$U$33","v":0},{"$f":"E1149/詳細版!$U$33","v":0},{"$f":"F1149/詳細版!$U$33","v":0},{"$f":"G1149/詳細版!$U$33","v":0},{"$f":"H1149/詳細版!$U$33","v":0},{"$f":"I1149/詳細版!$U$33","v":0},{"$f":"J1149/詳細版!$U$33","v":0},{"$f":"K1149/詳細版!$U$33","v":0},{"$f":"L1149/詳細版!$U$33","v":0},{"$f":"M1149/詳細版!$U$33","v":0},0,null,6,{"$f":"Q1149/詳細版!$U$33","v":0},{"$f":"R1149/詳細版!$U$33","v":0},{"$f":"S1149/詳細版!$U$33","v":0},{"$f":"T1149/詳細版!$U$33","v":0},{"$f":"U1149/詳細版!$U$33","v":0},{"$f":"V1149/詳細版!$U$33","v":0},{"$f":"W1149/詳細版!$U$33","v":0},{"$f":"X1149/詳細版!$U$33","v":0},{"$f":"Y1149/詳細版!$U$33","v":0},{"$f":"Z1149/詳細版!$U$33","v":0},{"$f":"AA1149/詳細版!$U$33","v":0},{"$f":"AB1149/詳細版!$U$33","v":0},0,null,6,{"$f":"AF1149/詳細版!$U$33","v":0},{"$f":"AG1149/詳細版!$U$33","v":0},{"$f":"AH1149/詳細版!$U$33","v":0},{"$f":"AI1149/詳細版!$U$33","v":0},{"$f":"AJ1149/詳細版!$U$33","v":0},{"$f":"AK1149/詳細版!$U$33","v":0},{"$f":"AL1149/詳細版!$U$33","v":0},{"$f":"AM1149/詳細版!$U$33","v":0},{"$f":"AN1149/詳細版!$U$33","v":0},{"$f":"AO1149/詳細版!$U$33","v":0},{"$f":"AP1149/詳細版!$U$33","v":0},{"$f":"AQ1149/詳細版!$U$33","v":0},0]
[7,{"$f":"B1150/詳細版!$U$33","v":0},{"$f":"C1150/詳細版!$U$33","v":0},{"$f":"D1150/詳細版!$U$33","v":0},{"$f":"E1150/詳細版!$U$33","v":0},{"$f":"F1150/詳細版!$U$33","v":0},{"$f":"G1150/詳細版!$U$33","v":0},{"$f":"H1150/詳細版!$U$33","v":0},{"$f":"I1150/詳細版!$U$33","v":0},{"$f":"J1150/詳細版!$U$33","v":0},{"$f":"K1150/詳細版!$U$33","v":0},{"$f":"L1150/詳細版!$U$33","v":0},{"$f":"M1150/詳細版!$U$33","v":0},0,null,7,{"$f":"Q1150/詳細版!$U$33","v":0},{"$f":"R1150/詳細版!$U$33","v":0},{"$f":"S1150/詳細版!$U$33","v":0},{"$f":"T1150/詳細版!$U$33","v":0},{"$f":"U1150/詳細版!$U$33","v":0},{"$f":"V1150/詳細版!$U$33","v":0},{"$f":"W1150/詳細版!$U$33","v":0},{"$f":"X1150/詳細版!$U$33","v":0},{"$f":"Y1150/詳細版!$U$33","v":0},{"$f":"Z1150/詳細版!$U$33","v":0},{"$f":"AA1150/詳細版!$U$33","v":0},{"$f":"AB1150/詳細版!$U$33","v":0},0,null,7,{"$f":"AF1150/詳細版!$U$33","v":0},{"$f":"AG1150/詳細版!$U$33","v":0},{"$f":"AH1150/詳細版!$U$33","v":0},{"$f":"AI1150/詳細版!$U$33","v":0},{"$f":"AJ1150/詳細版!$U$33","v":0},{"$f":"AK1150/詳細版!$U$33","v":0},{"$f":"AL1150/詳細版!$U$33","v":0},{"$f":"AM1150/詳細版!$U$33","v":0},{"$f":"AN1150/詳細版!$U$33","v":0},{"$f":"AO1150/詳細版!$U$33","v":0},{"$f":"AP1150/詳細版!$U$33","v":0},{"$f":"AQ1150/詳細版!$U$33","v":0},0]
[8,{"$f":"B1151/詳細版!$U$33","v":0},{"$f":"C1151/詳細版!$U$33","v":0},{"$f":"D1151/詳細版!$U$33","v":0},{"$f":"E1151/詳細版!$U$33","v":0},{"$f":"F1151/詳細版!$U$33","v":0},{"$f":"G1151/詳細版!$U$33","v":0},{"$f":"H1151/詳細版!$U$33","v":0},{"$f":"I1151/詳細版!$U$33","v":0},{"$f":"J1151/詳細版!$U$33","v":0},{"$f":"K1151/詳細版!$U$33","v":0},{"$f":"L1151/詳細版!$U$33","v":0},{"$f":"M1151/詳細版!$U$33","v":0},0,null,8,{"$f":"Q1151/詳細版!$U$33","v":0},{"$f":"R1151/詳細版!$U$33","v":0},{"$f":"S1151/詳細版!$U$33","v":0},{"$f":"T1151/詳細版!$U$33","v":0},{"$f":"U1151/詳細版!$U$33","v":0},{"$f":"V1151/詳細版!$U$33","v":0},{"$f":"W1151/詳細版!$U$33","v":0},{"$f":"X1151/詳細版!$U$33","v":0},{"$f":"Y1151/詳細版!$U$33","v":0},{"$f":"Z1151/詳細版!$U$33","v":0},{"$f":"AA1151/詳細版!$U$33","v":0},{"$f":"AB1151/詳細版!$U$33","v":0},0,null,8,{"$f":"AF1151/詳細版!$U$33","v":0},{"$f":"AG1151/詳細版!$U$33","v":0},{"$f":"AH1151/詳細版!$U$33","v":0},{"$f":"AI1151/詳細版!$U$33","v":0},{"$f":"AJ1151/詳細版!$U$33","v":0},{"$f":"AK1151/詳細版!$U$33","v":0},{"$f":"AL1151/詳細版!$U$33","v":0},{"$f":"AM1151/詳細版!$U$33","v":0},{"$f":"AN1151/詳細版!$U$33","v":0},{"$f":"AO1151/詳細版!$U$33","v":0},{"$f":"AP1151/詳細版!$U$33","v":0},{"$f":"AQ1151/詳細版!$U$33","v":0},0]
[9,{"$f":"B1152/詳細版!$U$33","v":0},{"$f":"C1152/詳細版!$U$33","v":0},{"$f":"D1152/詳細版!$U$33","v":0},{"$f":"E1152/詳細版!$U$33","v":0},{"$f":"F1152/詳細版!$U$33","v":0},{"$f":"G1152/詳細版!$U$33","v":0},{"$f":"H1152/詳細版!$U$33","v":0},{"$f":"I1152/詳細版!$U$33","v":0},{"$f":"J1152/詳細版!$U$33","v":0},{"$f":"K1152/詳細版!$U$33","v":0},{"$f":"L1152/詳細版!$U$33","v":0},{"$f":"M1152/詳細版!$U$33","v":0},0,null,9,{"$f":"Q1152/詳細版!$U$33","v":0},{"$f":"R1152/詳細版!$U$33","v":0},{"$f":"S1152/詳細版!$U$33","v":0},{"$f":"T1152/詳細版!$U$33","v":0},{"$f":"U1152/詳細版!$U$33","v":0},{"$f":"V1152/詳細版!$U$33","v":0},{"$f":"W1152/詳細版!$U$33","v":0},{"$f":"X1152/詳細版!$U$33","v":0},{"$f":"Y1152/詳細版!$U$33","v":0},{"$f":"Z1152/詳細版!$U$33","v":0},{"$f":"AA1152/詳細版!$U$33","v":0},{"$f":"AB1152/詳細版!$U$33","v":0},0,null,9,{"$f":"AF1152/詳細版!$U$33","v":0},{"$f":"AG1152/詳細版!$U$33","v":0},{"$f":"AH1152/詳細版!$U$33","v":0},{"$f":"AI1152/詳細版!$U$33","v":0},{"$f":"AJ1152/詳細版!$U$33","v":0},{"$f":"AK1152/詳細版!$U$33","v":0},{"$f":"AL1152/詳細版!$U$33","v":0},{"$f":"AM1152/詳細版!$U$33","v":0},{"$f":"AN1152/詳細版!$U$33","v":0},{"$f":"AO1152/詳細版!$U$33","v":0},{"$f":"AP1152/詳細版!$U$33","v":0},{"$f":"AQ1152/詳細版!$U$33","v":0},0]
[11,{"$f":"B1154/詳細版!$U$33","v":0},{"$f":"C1154/詳細版!$U$33","v":0},{"$f":"D1154/詳細版!$U$33","v":0},{"$f":"E1154/詳細版!$U$33","v":0},{"$f":"F1154/詳細版!$U$33","v":0},{"$f":"G1154/詳細版!$U$33","v":0},{"$f":"H1154/詳細版!$U$33","v":0},{"$f":"I1154/詳細版!$U$33","v":0},{"$f":"J1154/詳細版!$U$33","v":0},{"$f":"K1154/詳細版!$U$33","v":0},{"$f":"L1154/詳細版!$U$33","v":0},{"$f":"M1154/詳細版!$U$33","v":0},0,null,11,{"$f":"Q1154/詳細版!$U$33","v":0},{"$f":"R1154/詳細版!$U$33","v":0},{"$f":"S1154/詳細版!$U$33","v":0},{"$f":"T1154/詳細版!$U$33","v":0},{"$f":"U1154/詳細版!$U$33","v":0},{"$f":"V1154/詳細版!$U$33","v":0},{"$f":"W1154/詳細版!$U$33","v":0},{"$f":"X1154/詳細版!$U$33","v":0},{"$f":"Y1154/詳細版!$U$33","v":0},{"$f":"Z1154/詳細版!$U$33","v":0},{"$f":"AA1154/詳細版!$U$33","v":0},{"$f":"AB1154/詳細版!$U$33","v":0},0,null,11,{"$f":"AF1154/詳細版!$U$33","v":0},{"$f":"AG1154/詳細版!$U$33","v":0},{"$f":"AH1154/詳細版!$U$33","v":0},{"$f":"AI1154/詳細版!$U$33","v":0},{"$f":"AJ1154/詳細版!$U$33","v":0},{"$f":"AK1154/詳細版!$U$33","v":0},{"$f":"AL1154/詳細版!$U$33","v":0},{"$f":"AM1154/詳細版!$U$33","v":0},{"$f":"AN1154/詳細版!$U$33","v":0},{"$f":"AO1154/詳細版!$U$33","v":0},{"$f":"AP1154/詳細版!$U$33","v":0},{"$f":"AQ1154/詳細版!$U$33","v":0},0]
[12,{"$f":"B1155/詳細版!$U$33","v":0},{"$f":"C1155/詳細版!$U$33","v":0},{"$f":"D1155/詳細版!$U$33","v":0},{"$f":"E1155/詳細版!$U$33","v":0},{"$f":"F1155/詳細版!$U$33","v":0},{"$f":"G1155/詳細版!$U$33","v":0},{"$f":"H1155/詳細版!$U$33","v":0},{"$f":"I1155/詳細版!$U$33","v":0},{"$f":"J1155/詳細版!$U$33","v":0},{"$f":"K1155/詳細版!$U$33","v":0},{"$f":"L1155/詳細版!$U$33","v":0},{"$f":"M1155/詳細版!$U$33","v":0},0,null,12,{"$f":"Q1155/詳細版!$U$33","v":0},{"$f":"R1155/詳細版!$U$33","v":0},{"$f":"S1155/詳細版!$U$33","v":0},{"$f":"T1155/詳細版!$U$33","v":0},{"$f":"U1155/詳細版!$U$33","v":0},{"$f":"V1155/詳細版!$U$33","v":0},{"$f":"W1155/詳細版!$U$33","v":0},{"$f":"X1155/詳細版!$U$33","v":0},{"$f":"Y1155/詳細版!$U$33","v":0},{"$f":"Z1155/詳細版!$U$33","v":0},{"$f":"AA1155/詳細版!$U$33","v":0},{"$f":"AB1155/詳細版!$U$33","v":0},0,null,12,{"$f":"AF1155/詳細版!$U$33","v":0},{"$f":"AG1155/詳細版!$U$33","v":0},{"$f":"AH1155/詳細版!$U$33","v":0},{"$f":"AI1155/詳細版!$U$33","v":0},{"$f":"AJ1155/詳細版!$U$33","v":0},{"$f":"AK1155/詳細版!$U$33","v":0},{"$f":"AL1155/詳細版!$U$33","v":0},{"$f":"AM1155/詳細版!$U$33","v":0},{"$f":"AN1155/詳細版!$U$33","v":0},{"$f":"AO1155/詳細版!$U$33","v":0},{"$f":"AP1155/詳細版!$U$33","v":0},{"$f":"AQ1155/詳細版!$U$33","v":0},0]
[14,{"$f":"B1157/詳細版!$U$33","v":0},{"$f":"C1157/詳細版!$U$33","v":0},{"$f":"D1157/詳細版!$U$33","v":0},{"$f":"E1157/詳細版!$U$33","v":0},{"$f":"F1157/詳細版!$U$33","v":0},{"$f":"G1157/詳細版!$U$33","v":0},{"$f":"H1157/詳細版!$U$33","v":0},{"$f":"I1157/詳細版!$U$33","v":0},{"$f":"J1157/詳細版!$U$33","v":0},{"$f":"K1157/詳細版!$U$33","v":0},{"$f":"L1157/詳細版!$U$33","v":0},{"$f":"M1157/詳細版!$U$33","v":0},0,null,14,{"$f":"Q1157/詳細版!$U$33","v":0},{"$f":"R1157/詳細版!$U$33","v":0},{"$f":"S1157/詳細版!$U$33","v":0},{"$f":"T1157/詳細版!$U$33","v":0},{"$f":"U1157/詳細版!$U$33","v":0},{"$f":"V1157/詳細版!$U$33","v":0},{"$f":"W1157/詳細版!$U$33","v":0},{"$f":"X1157/詳細版!$U$33","v":0},{"$f":"Y1157/詳細版!$U$33","v":0},{"$f":"Z1157/詳細版!$U$33","v":0},{"$f":"AA1157/詳細版!$U$33","v":0},{"$f":"AB1157/詳細版!$U$33","v":0},0,null,14,{"$f":"AF1157/詳細版!$U$33","v":0},{"$f":"AG1157/詳細版!$U$33","v":0},{"$f":"AH1157/詳細版!$U$33","v":0},{"$f":"AI1157/詳細版!$U$33","v":0},{"$f":"AJ1157/詳細版!$U$33","v":0},{"$f":"AK1157/詳細版!$U$33","v":0},{"$f":"AL1157/詳細版!$U$33","v":0},{"$f":"AM1157/詳細版!$U$33","v":0},{"$f":"AN1157/詳細版!$U$33","v":0},{"$f":"AO1157/詳細版!$U$33","v":0},{"$f":"AP1157/詳細版!$U$33","v":0},{"$f":"AQ1157/詳細版!$U$33","v":0},0]
[15,{"$f":"B1158/詳細版!$U$33","v":0},{"$f":"C1158/詳細版!$U$33","v":0},{"$f":"D1158/詳細版!$U$33","v":0},{"$f":"E1158/詳細版!$U$33","v":0},{"$f":"F1158/詳細版!$U$33","v":0},{"$f":"G1158/詳細版!$U$33","v":0},{"$f":"H1158/詳細版!$U$33","v":0},{"$f":"I1158/詳細版!$U$33","v":0},{"$f":"J1158/詳細版!$U$33","v":0},{"$f":"K1158/詳細版!$U$33","v":0},{"$f":"L1158/詳細版!$U$33","v":0},{"$f":"M1158/詳細版!$U$33","v":0},0,null,15,{"$f":"Q1158/詳細版!$U$33","v":0},{"$f":"R1158/詳細版!$U$33","v":0},{"$f":"S1158/詳細版!$U$33","v":0},{"$f":"T1158/詳細版!$U$33","v":0},{"$f":"U1158/詳細版!$U$33","v":0},{"$f":"V1158/詳細版!$U$33","v":0},{"$f":"W1158/詳細版!$U$33","v":0},{"$f":"X1158/詳細版!$U$33","v":0},{"$f":"Y1158/詳細版!$U$33","v":0},{"$f":"Z1158/詳細版!$U$33","v":0},{"$f":"AA1158/詳細版!$U$33","v":0},{"$f":"AB1158/詳細版!$U$33","v":0},0,null,15,{"$f":"AF1158/詳細版!$U$33","v":0},{"$f":"AG1158/詳細版!$U$33","v":0},{"$f":"AH1158/詳細版!$U$33","v":0},{"$f":"AI1158/詳細版!$U$33","v":0},{"$f":"AJ1158/詳細版!$U$33","v":0},{"$f":"AK1158/詳細版!$U$33","v":0},{"$f":"AL1158/詳細版!$U$33","v":0},{"$f":"AM1158/詳細版!$U$33","v":0},{"$f":"AN1158/詳細版!$U$33","v":0},{"$f":"AO1158/詳細版!$U$33","v":0},{"$f":"AP1158/詳細版!$U$33","v":0},{"$f":"AQ1158/詳細版!$U$33","v":0},0]
[16,{"$f":"B1159/詳細版!$U$33","v":0},{"$f":"C1159/詳細版!$U$33","v":0},{"$f":"D1159/詳細版!$U$33","v":0},{"$f":"E1159/詳細版!$U$33","v":0},{"$f":"F1159/詳細版!$U$33","v":0},{"$f":"G1159/詳細版!$U$33","v":0},{"$f":"H1159/詳細版!$U$33","v":0},{"$f":"I1159/詳細版!$U$33","v":0},{"$f":"J1159/詳細版!$U$33","v":0},{"$f":"K1159/詳細版!$U$33","v":0},{"$f":"L1159/詳細版!$U$33","v":0},{"$f":"M1159/詳細版!$U$33","v":0},0,null,16,{"$f":"Q1159/詳細版!$U$33","v":0},{"$f":"R1159/詳細版!$U$33","v":0},{"$f":"S1159/詳細版!$U$33","v":0},{"$f":"T1159/詳細版!$U$33","v":0},{"$f":"U1159/詳細版!$U$33","v":0},{"$f":"V1159/詳細版!$U$33","v":0},{"$f":"W1159/詳細版!$U$33","v":0},{"$f":"X1159/詳細版!$U$33","v":0},{"$f":"Y1159/詳細版!$U$33","v":0},{"$f":"Z1159/詳細版!$U$33","v":0},{"$f":"AA1159/詳細版!$U$33","v":0},{"$f":"AB1159/詳細版!$U$33","v":0},0,null,16,{"$f":"AF1159/詳細版!$U$33","v":0},{"$f":"AG1159/詳細版!$U$33","v":0},{"$f":"AH1159/詳細版!$U$33","v":0},{"$f":"AI1159/詳細版!$U$33","v":0},{"$f":"AJ1159/詳細版!$U$33","v":0},{"$f":"AK1159/詳細版!$U$33","v":0},{"$f":"AL1159/詳細版!$U$33","v":0},{"$f":"AM1159/詳細版!$U$33","v":0},{"$f":"AN1159/詳細版!$U$33","v":0},{"$f":"AO1159/詳細版!$U$33","v":0},{"$f":"AP1159/詳細版!$U$33","v":0},{"$f":"AQ1159/詳細版!$U$33","v":0},0]
[17,{"$f":"B1160/詳細版!$U$33","v":0},{"$f":"C1160/詳細版!$U$33","v":0},{"$f":"D1160/詳細版!$U$33","v":0},{"$f":"E1160/詳細版!$U$33","v":0},{"$f":"F1160/詳細版!$U$33","v":0},{"$f":"G1160/詳細版!$U$33","v":0},{"$f":"H1160/詳細版!$U$33","v":0},{"$f":"I1160/詳細版!$U$33","v":0},{"$f":"J1160/詳細版!$U$33","v":0},{"$f":"K1160/詳細版!$U$33","v":0},{"$f":"L1160/詳細版!$U$33","v":0},{"$f":"M1160/詳細版!$U$33","v":0},0,null,17,{"$f":"Q1160/詳細版!$U$33","v":0},{"$f":"R1160/詳細版!$U$33","v":0},{"$f":"S1160/詳細版!$U$33","v":0},{"$f":"T1160/詳細版!$U$33","v":0},{"$f":"U1160/詳細版!$U$33","v":0},{"$f":"V1160/詳細版!$U$33","v":0},{"$f":"W1160/詳細版!$U$33","v":0},{"$f":"X1160/詳細版!$U$33","v":0},{"$f":"Y1160/詳細版!$U$33","v":0},{"$f":"Z1160/詳細版!$U$33","v":0},{"$f":"AA1160/詳細版!$U$33","v":0},{"$f":"AB1160/詳細版!$U$33","v":0},0,null,17,{"$f":"AF1160/詳細版!$U$33","v":0},{"$f":"AG1160/詳細版!$U$33","v":0},{"$f":"AH1160/詳細版!$U$33","v":0},{"$f":"AI1160/詳細版!$U$33","v":0},{"$f":"AJ1160/詳細版!$U$33","v":0},{"$f":"AK1160/詳細版!$U$33","v":0},{"$f":"AL1160/詳細版!$U$33","v":0},{"$f":"AM1160/詳細版!$U$33","v":0},{"$f":"AN1160/詳細版!$U$33","v":0},{"$f":"AO1160/詳細版!$U$33","v":0},{"$f":"AP1160/詳細版!$U$33","v":0},{"$f":"AQ1160/詳細版!$U$33","v":0},0]
[19,{"$f":"B1162/詳細版!$U$33","v":0},{"$f":"C1162/詳細版!$U$33","v":0},{"$f":"D1162/詳細版!$U$33","v":0},{"$f":"E1162/詳細版!$U$33","v":0},{"$f":"F1162/詳細版!$U$33","v":0},{"$f":"G1162/詳細版!$U$33","v":0},{"$f":"H1162/詳細版!$U$33","v":0},{"$f":"I1162/詳細版!$U$33","v":0},{"$f":"J1162/詳細版!$U$33","v":0},{"$f":"K1162/詳細版!$U$33","v":0},{"$f":"L1162/詳細版!$U$33","v":0},{"$f":"M1162/詳細版!$U$33","v":0},0,null,19,{"$f":"Q1162/詳細版!$U$33","v":0},{"$f":"R1162/詳細版!$U$33","v":0},{"$f":"S1162/詳細版!$U$33","v":0},{"$f":"T1162/詳細版!$U$33","v":0},{"$f":"U1162/詳細版!$U$33","v":0},{"$f":"V1162/詳細版!$U$33","v":0},{"$f":"W1162/詳細版!$U$33","v":0},{"$f":"X1162/詳細版!$U$33","v":0},{"$f":"Y1162/詳細版!$U$33","v":0},{"$f":"Z1162/詳細版!$U$33","v":0},{"$f":"AA1162/詳細版!$U$33","v":0},{"$f":"AB1162/詳細版!$U$33","v":0},0,null,19,{"$f":"AF1162/詳細版!$U$33","v":0},{"$f":"AG1162/詳細版!$U$33","v":0},{"$f":"AH1162/詳細版!$U$33","v":0},{"$f":"AI1162/詳細版!$U$33","v":0},{"$f":"AJ1162/詳細版!$U$33","v":0},{"$f":"AK1162/詳細版!$U$33","v":0},{"$f":"AL1162/詳細版!$U$33","v":0},{"$f":"AM1162/詳細版!$U$33","v":0},{"$f":"AN1162/詳細版!$U$33","v":0},{"$f":"AO1162/詳細版!$U$33","v":0},{"$f":"AP1162/詳細版!$U$33","v":0},{"$f":"AQ1162/詳細版!$U$33","v":0},0]
[20,{"$f":"B1163/詳細版!$U$33","v":0},{"$f":"C1163/詳細版!$U$33","v":0},{"$f":"D1163/詳細版!$U$33","v":0},{"$f":"E1163/詳細版!$U$33","v":0},{"$f":"F1163/詳細版!$U$33","v":0},{"$f":"G1163/詳細版!$U$33","v":0},{"$f":"H1163/詳細版!$U$33","v":0},{"$f":"I1163/詳細版!$U$33","v":0},{"$f":"J1163/詳細版!$U$33","v":0},{"$f":"K1163/詳細版!$U$33","v":0},{"$f":"L1163/詳細版!$U$33","v":0},{"$f":"M1163/詳細版!$U$33","v":0},0,null,20,{"$f":"Q1163/詳細版!$U$33","v":0},{"$f":"R1163/詳細版!$U$33","v":0},{"$f":"S1163/詳細版!$U$33","v":0},{"$f":"T1163/詳細版!$U$33","v":0},{"$f":"U1163/詳細版!$U$33","v":0},{"$f":"V1163/詳細版!$U$33","v":0},{"$f":"W1163/詳細版!$U$33","v":0},{"$f":"X1163/詳細版!$U$33","v":0},{"$f":"Y1163/詳細版!$U$33","v":0},{"$f":"Z1163/詳細版!$U$33","v":0},{"$f":"AA1163/詳細版!$U$33","v":0},{"$f":"AB1163/詳細版!$U$33","v":0},0,null,20,{"$f":"AF1163/詳細版!$U$33","v":0},{"$f":"AG1163/詳細版!$U$33","v":0},{"$f":"AH1163/詳細版!$U$33","v":0},{"$f":"AI1163/詳細版!$U$33","v":0},{"$f":"AJ1163/詳細版!$U$33","v":0},{"$f":"AK1163/詳細版!$U$33","v":0},{"$f":"AL1163/詳細版!$U$33","v":0},{"$f":"AM1163/詳細版!$U$33","v":0},{"$f":"AN1163/詳細版!$U$33","v":0},{"$f":"AO1163/詳細版!$U$33","v":0},{"$f":"AP1163/詳細版!$U$33","v":0},{"$f":"AQ1163/詳細版!$U$33","v":0},0]
[21,{"$f":"B1164/詳細版!$U$33","v":0},{"$f":"C1164/詳細版!$U$33","v":0},{"$f":"D1164/詳細版!$U$33","v":0},{"$f":"E1164/詳細版!$U$33","v":0},{"$f":"F1164/詳細版!$U$33","v":0},{"$f":"G1164/詳細版!$U$33","v":0},{"$f":"H1164/詳細版!$U$33","v":0},{"$f":"I1164/詳細版!$U$33","v":0},{"$f":"J1164/詳細版!$U$33","v":0},{"$f":"K1164/詳細版!$U$33","v":0},{"$f":"L1164/詳細版!$U$33","v":0},{"$f":"M1164/詳細版!$U$33","v":0},0,null,21,{"$f":"Q1164/詳細版!$U$33","v":0},{"$f":"R1164/詳細版!$U$33","v":0},{"$f":"S1164/詳細版!$U$33","v":0},{"$f":"T1164/詳細版!$U$33","v":0},{"$f":"U1164/詳細版!$U$33","v":0},{"$f":"V1164/詳細版!$U$33","v":0},{"$f":"W1164/詳細版!$U$33","v":0},{"$f":"X1164/詳細版!$U$33","v":0},{"$f":"Y1164/詳細版!$U$33","v":0},{"$f":"Z1164/詳細版!$U$33","v":0},{"$f":"AA1164/詳細版!$U$33","v":0},{"$f":"AB1164/詳細版!$U$33","v":0},0,null,21,{"$f":"AF1164/詳細版!$U$33","v":0},{"$f":"AG1164/詳細版!$U$33","v":0},{"$f":"AH1164/詳細版!$U$33","v":0},{"$f":"AI1164/詳細版!$U$33","v":0},{"$f":"AJ1164/詳細版!$U$33","v":0},{"$f":"AK1164/詳細版!$U$33","v":0},{"$f":"AL1164/詳細版!$U$33","v":0},{"$f":"AM1164/詳細版!$U$33","v":0},{"$f":"AN1164/詳細版!$U$33","v":0},{"$f":"AO1164/詳細版!$U$33","v":0},{"$f":"AP1164/詳細版!$U$33","v":0},{"$f":"AQ1164/詳細版!$U$33","v":0},0]
[22,{"$f":"B1165/詳細版!$U$33","v":0},{"$f":"C1165/詳細版!$U$33","v":0},{"$f":"D1165/詳細版!$U$33","v":0},{"$f":"E1165/詳細版!$U$33","v":0},{"$f":"F1165/詳細版!$U$33","v":0},{"$f":"G1165/詳細版!$U$33","v":0},{"$f":"H1165/詳細版!$U$33","v":0},{"$f":"I1165/詳細版!$U$33","v":0},{"$f":"J1165/詳細版!$U$33","v":0},{"$f":"K1165/詳細版!$U$33","v":0},{"$f":"L1165/詳細版!$U$33","v":0},{"$f":"M1165/詳細版!$U$33","v":0},0,null,22,{"$f":"Q1165/詳細版!$U$33","v":0},{"$f":"R1165/詳細版!$U$33","v":0},{"$f":"S1165/詳細版!$U$33","v":0},{"$f":"T1165/詳細版!$U$33","v":0},{"$f":"U1165/詳細版!$U$33","v":0},{"$f":"V1165/詳細版!$U$33","v":0},{"$f":"W1165/詳細版!$U$33","v":0},{"$f":"X1165/詳細版!$U$33","v":0},{"$f":"Y1165/詳細版!$U$33","v":0},{"$f":"Z1165/詳細版!$U$33","v":0},{"$f":"AA1165/詳細版!$U$33","v":0},{"$f":"AB1165/詳細版!$U$33","v":0},0,null,22,{"$f":"AF1165/詳細版!$U$33","v":0},{"$f":"AG1165/詳細版!$U$33","v":0},{"$f":"AH1165/詳細版!$U$33","v":0},{"$f":"AI1165/詳細版!$U$33","v":0},{"$f":"AJ1165/詳細版!$U$33","v":0},{"$f":"AK1165/詳細版!$U$33","v":0},{"$f":"AL1165/詳細版!$U$33","v":0},{"$f":"AM1165/詳細版!$U$33","v":0},{"$f":"AN1165/詳細版!$U$33","v":0},{"$f":"AO1165/詳細版!$U$33","v":0},{"$f":"AP1165/詳細版!$U$33","v":0},{"$f":"AQ1165/詳細版!$U$33","v":0},0]
["kWh/日",{"$f":"SUM(B1323:B1346)","v":0},{"$f":"SUM(C1323:C1346)","v":0},0,0,0,0,0,0,0,0,0,0,{"$f":"SUM(B1347:M1347)","v":0},null,"kWh/日",{"$f":"SUM(Q1323:Q1346)","v":0},{"$f":"SUM(R1323:R1346)","v":0},0,0,0,0,0,0,0,0,0,0,{"$f":"SUM(Q1347:AB1347)","v":0},null,"kWh/日",{"$f":"SUM(AF1323:AF1346)","v":0},{"$f":"SUM(AG1323:AG1346)","v":0},0,0,0,0,0,0,0,0,0,0,{"$f":"SUM(AF1347:AQ1347)","v":0}]
["日",{"$f":"B$28","v":20},{"$f":"C$28","v":20},22,20,20,22,20,23,20,21,20,21,{"$f":"SUM(B1348:M1348)","v":249},null,"日",{"$f":"Q$28","v":4},{"$f":"R$28","v":3},4,4,4,4,5,4,4,4,4,4,{"$f":"SUM(Q1348:AB1348)","v":48},null,"日",{"$f":"AF$28","v":7},{"$f":"AG$28","v":5},5,6,7,4,6,4,6,6,6,6,{"$f":"SUM(AF1348:AQ1348)","v":68}]
["MWh/月",{"$f":"B1347*B1348/1000","v":0},{"$f":"C1347*C1348/1000","v":0},0,0,0,0,0,0,0,0,0,0,{"$f":"SUM(B1349:M1349)","v":0},null,"MWh/月",{"$f":"Q1347*Q1348/1000","v":0},{"$f":"R1347*R1348/1000","v":0},0,0,0,0,0,0,0,0,0,0,{"$f":"SUM(Q1349:AB1349)","v":0},null,"MWh/月",{"$f":"AF1347*AF1348/1000","v":0},{"$f":"AG1347*AG1348/1000","v":0},0,0,0,0,0,0,0,0,0,0,{"$f":"SUM(AF1349:AQ1349)","v":0}]
[]
["kW","1月","2月","3月","4月","5月","6月","7月","8月","9月","10月","11月","12月","計",null,"kW","1月","2月","3月","4月","5月","6月","7月","8月","9月","10月","11月","12月","計",null,"kW","1月","2月","3月","4月","5月","6月","7月","8月","9月","10月","11月","12月","計"]
[0,{"$f":"B3-B153+B273+B1955+B903+B993+B1083+B1173","v":0},{"$f":"C3-C153+C273+C1955+C903+C993+C1083+C1173","v":0},0,0,0,0,0,0,0,0,0,0,{"$f":"SUM(B1353:M1353)","v":0},null,0,{"$f":"Q3-Q153+Q273+Q1955+Q903+Q993+Q1083+Q1173","v":0},{"$f":"R3-R153+R273+R1955+R903+R993+R1083+R1173","v":0},0,0,0,0,0,0,0,0,0,0,{"$f":"SUM(Q1353:AB1353)","v":0},null,0,{"$f":"AF3-AF153+AF273+AF1955+AF903+AF993+AF1083+AF1173","v":0},{"$f":"AG3-AG153+AG273+AG1955+AG903+AG993+AG1083+AG1173","v":0},0,0,0,0,0,0,0,0,0,0,{"$f":"SUM(AF1353:AQ1353)","v":0}]
[1,{"$f":"B4-B154+B274+B1956+B904+B994+B1084+B1174","v":0},0,0,0,0,0,0,0,0,0,0,0,{"$f":"SUM(B1354:M1354)","v":0},null,1,{"$f":"Q4-Q154+Q274+Q1956+Q904+Q994+Q1084+Q1174","v":0},0,0,0,0,0,0,0,0,0,0,0,{"$f":"SUM(Q1354:AB1354)","v":0},null,1,{"$f":"AF4-AF154+AF274+AF1956+AF904+AF994+AF1084+AF1174","v":0},0,0,0,0,0,0,0,0,0,0,0,{"$f":"SUM(AF1354:AQ1354)","v":0}]
[2,{"$f":"B5-B155+B275+B1957+B905+B995+B1085+B1175","v":0},0,0,0,0,0,0,0,0,0,0,0,0,null,2,{"$f":"Q5-Q155+Q275+Q1957+Q905+Q995+Q1085+Q1175","v":0},0,0,0,0,0,0,0,0,0,0,0,0,null,2,{"$f":"AF5-AF155+AF275+AF1957+AF905+AF995+AF1085+AF1175","v":0},0,0,0,0,0,0,0,0,0,0,0,0]
[4,{"$f":"B7-B157+B277+B1959+B907+B997+B1087+B1177","v":0},0,0,0,0,0,0,0,0,0,0,0,0,null,4,{"$f":"Q7-Q157+Q277+Q1959+Q907+Q997+Q1087+Q1177","v":0},0,0,0,0,0,0,0,0,0,0,0,0,null,4,{"$f":"AF7-AF157+AF277+AF1959+AF907+AF997+AF1087+AF1177","v":0},0,0,0,0,0,0,0,0,0,0,0,0]
[5,{"$f":"B8-B158+B278+B1960+B908+B998+B1088+B1178","v":0},0,0,0,0,0,0,0,0,0,0,0,0,null,5,{"$f":"Q8-Q158+Q278+Q1960+Q908+Q998+Q1088+Q1178","v":0},0,0,0,0,0,0,0,0,0,0,0,0,null,5,{"$f":"AF8-AF158+AF278+AF1960+AF908+AF998+AF1088+AF1178","v":0},0,0,0,0,0,0,0,0,0,0,0,0]
[6,{"$f":"B9-B159+B279+B1961+B909+B999+B1089+B1179","v":0},0,0,0,0,0,0,0,0,0,0,0,0,null,6,{"$f":"Q9-Q159+Q279+Q1961+Q909+Q999+Q1089+Q1179","v":0},0,0,0,0,0,0,0,0,0,0,0,0,null,6,{"$f":"AF9-AF159+AF279+AF1961+AF909+AF999+AF1089+AF1179","v":0},0,0,0,0,0,0,0,0,0,0,0,0]
[7,{"$f":"B10-B160+B280+B1962+B910+B1000+B1090+B1180","v":0},0,0,0,0,0,0,0,0,0,0,0,0,null,7,{"$f":"Q10-Q160+Q280+Q1962+Q910+Q1000+Q1090+Q1180","v":0},0,0,0,0,0,0,0,0,0,0,0,0,null,7,{"$f":"AF10-AF160+AF280+AF1962+AF910+AF1000+AF1090+AF1180","v":0},0,0,0,0,0,0,0,0,0,0,0,0]
[9,{"$f":"B12-B162+B282+B1964+B912+B1002+B1092+B1182","v":0},0,0,0,0,0,0,0,0,0,0,0,0,null,9,{"$f":"Q12-Q162+Q282+Q1964+Q912+Q1002+Q1092+Q1182","v":0},0,0,0,0,0,0,0,0,0,0,0,0,null,9,{"$f":"AF12-AF162+AF282+AF1964+AF912+AF1002+AF1092+AF1182","v":0},0,0,0,0,0,0,0,0,0,0,0,0]
[10,{"$f":"B13-B163+B283+B1965+B913+B1003+B1093+B1183","v":0},0,0,0,0,0,0,0,0,0,0,0,0,null,10,{"$f":"Q13-Q163+Q283+Q1965+Q913+Q1003+Q1093+Q1183","v":0},0,0,0,0,0,0,0,0,0,0,0,0,null,10,{"$f":"AF13-AF163+AF283+AF1965+AF913+AF1003+AF1093+AF1183","v":0},0,0,0,0,0,0,0,0,0,0,0,0]
[12,{"$f":"B15-B165+B285+B1967+B915+B1005+B1095+B1185","v":0},0,0,0,0,0,0,0,0,0,0,0,0,null,12,{"$f":"Q15-Q165+Q285+Q1967+Q915+Q1005+Q1095+Q1185","v":0},0,0,0,0,0,0,0,0,0,0,0,0,null,12,{"$f":"AF15-AF165+AF285+AF1967+AF915+AF1005+AF1095+AF1185","v":0},0,0,0,0,0,0,0,0,0,0,0,0]
[13,{"$f":"B16-B166+B286+B1968+B916+B1006+B1096+B1186","v":0},0,0,0,0,0,0,0,0,0,0,0,0,null,13,{"$f":"Q16-Q166+Q286+Q1968+Q916+Q1006+Q1096+Q1186","v":0},0,0,0,0,0,0,0,0,0,0,0,0,null,13,{"$f":"AF16-AF166+AF286+AF1968+AF916+AF1006+AF1096+AF1186","v":0},0,0,0,0,0,0,0,0,0,0,0,0]
[14,{"$f":"B17-B167+B287+B1969+B917+B1007+B1097+B1187","v":0},0,0,0,0,0,0,0,0,0,0,0,0,null,14,{"$f":"Q17-Q167+Q287+Q1969+Q917+Q1007+Q1097+Q1187","v":0},0,0,0,0,0,0,0,0,0,0,0,0,null,14,{"$f":"AF17-AF167+AF287+AF1969+AF917+AF1007+AF1097+AF1187","v":0},0,0,0,0,0,0,0,0,0,0,0,0]
[15,{"$f":"B18-B168+B288+B1970+B918+B1008+B1098+B1188","v":0},0,0,0,0,0,0,0,0,0,0,0,0,null,15,{"$f":"Q18-Q168+Q288+Q1970+Q918+Q1008+Q1098+Q1188","v":0},0,0,0,0,0,0,0,0,0,0,0,0,null,15,{"$f":"AF18-AF168+AF288+AF1970+AF918+AF1008+AF1098+AF1188","v":0},0,0,0,0,0,0,0,0,0,0,0,0]
[17,{"$f":"B20-B170+B290+B1972+B920+B1010+B1100+B1190","v":0},0,0,0,0,0,0,0,0,0,0,0,0,null,17,{"$f":"Q20-Q170+Q290+Q1972+Q920+Q1010+Q1100+Q1190","v":0},0,0,0,0,0,0,0,0,0,0,0,0,null,17,{"$f":"AF20-AF170+AF290+AF1972+AF920+AF1010+AF1100+AF1190","v":0},0,0,0,0,0,0,0,0,0,0,0,0]
[18,{"$f":"B21-B171+B291+B1973+B921+B1011+B1101+B1191","v":0},0,0,0,0,0,0,0,0,0,0,0,0,null,18,{"$f":"Q21-Q171+Q291+Q1973+Q921+Q1011+Q1101+Q1191","v":0},0,0,0,0,0,0,0,0,0,0,0,0,null,18,{"$f":"AF21-AF171+AF291+AF1973+AF921+AF1011+AF1101+AF1191","v":0},0,0,0,0,0,0,0,0,0,0,0,0]
[19,{"$f":"B22-B172+B292+B1974+B922+B1012+B1102+B1192","v":0},0,0,0,0,0,0,0,0,0,0,0,0,null,19,{"$f":"Q22-Q172+Q292+Q1974+Q922+Q1012+Q1102+Q1192","v":0},0,0,0,0,0,0,0,0,0,0,0,0,null,19,{"$f":"AF22-AF172+AF292+AF1974+AF922+AF1012+AF1102+AF1192","v":0},0,0,0,0,0,0,0,0,0,0,0,0]
[20,{"$f":"B23-B173+B293+B1975+B923+B1013+B1103+B1193","v":0},0,0,0,0,0,0,0,0,0,0,0,0,null,20,{"$f":"Q23-Q173+Q293+Q1975+Q923+Q1013+Q1103+Q1193","v":0},0,0,0,0,0,0,0,0,0,0,0,0,null,20,{"$f":"AF23-AF173+AF293+AF1975+AF923+AF1013+AF1103+AF1193","v":0},0,0,0,0,0,0,0,0,0,0,0,0]
[22,{"$f":"B25-B175+B295+B1977+B925+B1015+B1105+B1195","v":0},0,0,0,0,0,0,0,0,0,0,0,0,null,22,{"$f":"Q25-Q175+Q295+Q1977+Q925+Q1015+Q1105+Q1195","v":0},0,0,0,0,0,0,0,0,0,0,0,0,null,22,{"$f":"AF25-AF175+AF295+AF1977+AF925+AF1015+AF1105+AF1195","v":0},0,0,0,0,0,0,0,0,0,0,0,0]
[23,{"$f":"B26-B176+B296+B1978+B926+B1016+B1106+B1196","v":0},0,0,0,0,0,0,0,0,0,0,0,0,null,23,{"$f":"Q26-Q176+Q296+Q1978+Q926+Q1016+Q1106+Q1196","v":0},0,0,0,0,0,0,0,0,0,0,0,0,null,23,{"$f":"AF26-AF176+AF296+AF1978+AF926+AF1016+AF1106+AF1196","v":0},0,0,0,0,0,0,0,0,0,0,0,0]
["kWh/日",{"$f":"SUM(B1353:B1376)","v":0},{"$f":"SUM(C1353:C1376)","v":0},0,0,0,0,0,0,0,0,0,0,{"$f":"SUM(B1377:M1377)","v":0},null,"kWh/日",{"$f":"SUM(Q1353:Q1376)","v":0},{"$f":"SUM(R1353:R1376)","v":0},0,0,0,0,0,0,0,0,0,0,{"$f":"SUM(Q1377:AB1377)","v":0},null,"kWh/日",{"$f":"SUM(AF1353:AF1376)","v":0},{"$f":"SUM(AG1353:AG1376)","v":0},0,0,0,0,0,0,0,0,0,0,{"$f":"SUM(AF1377:AQ1377)","v":0}]
["日",{"$f":"B$28","v":20},{"$f":"C$28","v":20},22,20,20,22,20,23,20,21,20,21,{"$f":"SUM(B1378:M1378)","v":249},null,"日",{"$f":"Q$28","v":4},{"$f":"R$28","v":3},4,4,4,4,5,4,4,4,4,4,{"$f":"SUM(Q1378:AB1378)","v":48},null,"日",{"$f":"AF$28","v":7},{"$f":"AG$28","v":5},5,6,7,4,6,4,6,6,6,6,{"$f":"SUM(AF1378:AQ1378)","v":68}]
[]
["電力料金（AS-TOU）",null,null,null,"契約電力",{"$f":"MAX(MAX(B1353:M1376,Q1353:AB1376,AF1353:AQ1376),MAX(DmTimely!AW782:BH805,DmTimely!BL782:BW805,DmTimely!CA782:CL805)-詳細版!U5)","v":0},"kW (CGS分減算）",null,null,null,null,null,"新設建物（電力・熱融通エリア）","（平日）",null,"電力料金（AS-TOU）",null,null,null,null,null,null,null,null,null,null,null,"新設建物（電力・熱融通エリア）","（土曜）",null,"電力料金（AS-TOU）",null,null,null,null,null,null,null,null,null,null,null,"新設建物（電力・熱融通エリア）","（休日）"]
["kWh","1月","2月","3月","4月","5月","6月","7月","8月","9月","10月","11月","12月","計",null,"kWh","1月","2月","3月","4月","5月","6月","7月","8月","9月","10月","11月","12月","計",null,"kWh","1月","2月","3月","4月","5月","6月","7月","8月","9月","10月","11月","12月","計"]
["重負荷",0,0,0,0,0,0,{"$f":"SUM(H1363:H1369)","v":0},{"$f":"SUM(I1363:I1369)","v":0},{"$f":"SUM(J1363:J1369)","v":0},0,0,0,null,null,"重負荷",0,0,0,0,0,0,{"$f":"SUM(W1363:W1369)","v":0},{"$f":"SUM(X1363:X1369)","v":0},0,0,0,0,null,null,"重負荷",0,0,0,0,0,0,0,0,0,0,0,0]
["夜間",{"$f":"SUM(B1353:B1360,B1375:B1376)","v":0},{"$f":"SUM(C1353:C1360,C1375:C1376)","v":0},0,0,0,{"$f":"SUM(G1353:G1360,G1375:G1376)","v":0},{"$f":"SUM(H1353:H1360,H1375:H1376)","v":0},0,0,0,0,0,null,null,"夜間",{"$f":"SUM(Q1353:Q1360,Q1375:Q1376)","v":0},{"$f":"SUM(R1353:R1360,R1375:R1376)","v":0},0,0,0,0,0,0,0,0,0,0,null,null,"夜間",{"$f":"SUM(AF1353:AF1360,AF1375:AF1376)","v":0},{"$f":"SUM(AG1353:AG1360,AG1375:AG1376)","v":0},0,0,0,0,0,0,0,0,0,0]
["日",{"$f":"DB!$H$3","v":20},{"$f":"DB!$I$3","v":20},{"$f":"DB!$J$3","v":22},{"$f":"DB!$K$3","v":20},{"$f":"DB!$L$3","v":20},{"$f":"DB!$M$3","v":22},{"$f":"DB!$N$3","v":20},{"$f":"DB!$O$3","v":23},{"$f":"DB!$P$3","v":20},{"$f":"DB!$Q$3","v":21},{"$f":"DB!$R$3","v":20},{"$f":"DB!$S$3","v":21},{"$f":"SUM(B1386:M1386)","v":249},null,"日",{"$f":"DB!$H$4","v":4},{"$f":"DB!$I$4","v":3},{"$f":"DB!$J$4","v":4},{"$f":"DB!$K$4","v":4},{"$f":"DB!$L$4","v":4},{"$f":"DB!$M$4","v":4},{"$f":"DB!$N$4","v":5},{"$f":"DB!$O$4","v":4},{"$f":"DB!$P$4","v":4},{"$f":"DB!$Q$4","v":4},{"$f":"DB!$R$4","v":4},{"$f":"DB!$S$4","v":4},{"$f":"SUM(Q1386:AB1386)","v":48},null,"日",{"$f":"DB!$H$5","v":7},{"$f":"DB!$I$5","v":5},{"$f":"DB!$J$5","v":5},{"$f":"DB!$K$5","v":6},{"$f":"DB!$L$5","v":7},{"$f":"DB!$M$5","v":4},{"$f":"DB!$N$5","v":6},{"$f":"DB!$O$5","v":4},{"$f":"DB!$P$5","v":6},{"$f":"DB!$Q$5","v":6},{"$f":"DB!$R$5","v":6},{"$f":"DB!$S$5","v":6},{"$f":"SUM(AF1386:AQ1386)","v":68}]
["MWh/月",null,null,null,null,null,null,null,null,null,null,null,null,null,null,"MWh/月",null,null,null,null,null,null,null,null,null,null,null,null,null,null,"MWh/月"]
["重負荷",{"$f":"B1383*B$1386","v":0},{"$f":"C1383*C$1386","v":0},0,0,0,0,0,0,0,0,0,0,{"$f":"SUM(B1388:M1388)","v":0},null,"重負荷",{"$f":"Q1383*Q$1386","v":0},{"$f":"R1383*R$1386","v":0},0,0,0,0,0,0,0,0,0,0,{"$f":"SUM(Q1388:AB1388)","v":0},null,"重負荷",{"$f":"AF1383*AF$1386","v":0},{"$f":"AG1383*AG$1386","v":0},0,0,0,0,0,0,0,0,0,0,{"$f":"SUM(AF1388:AQ1388)","v":0}]
["夜間",{"$f":"B1385*B$1386","v":0},0,0,0,0,0,0,0,{"$f":"J1385*J$1386","v":0},0,0,0,{"$f":"SUM(B1390:M1390)","v":0},null,"夜間",{"$f":"Q1385*Q$1386","v":0},0,0,0,0,0,0,0,{"$f":"Y1385*Y$1386","v":0},{"$f":"Z1385*Z$1386","v":0},0,0,0,null,"夜間",{"$f":"AF1385*AF$1386","v":0},0,0,0,0,0,0,0,{"$f":"AN1385*AN$1386","v":0},{"$f":"AO1385*AO$1386","v":0},0,0,0]
[]
[]
[]
[]
[]
[]
[]
[null,null,"単価",null,"値","料金"]
["基本",null,{"$f":"詳細版!AD14","v":1733.4},"円/kW･月",{"$f":"F1381","v":0},{"$f":"C1401*E1401*12","v":0}]
[null,"昼間",{"$f":"詳細版!AD16+詳細版!$U$39+詳細版!$U$40","v":16.989999999999998},"円/kWh",{"$f":"SUM(N1389,AC1389,AR1389)","v":0},{"$f":"C1403*E1403","v":0}]
[null,"夜間",{"$f":"詳細版!AD17+詳細版!$U$39+詳細版!$U$40","v":12.71},"円/kWh",{"$f":"SUM(N1390,AC1390,AR1390)","v":0},{"$f":"C1404*E1404","v":0}]
["自家発補給","基本",{"$f":"詳細版!U41","v":1907},"円/kW･月",{"$f":"F1392","v":0},{"$f":"C1405*E1405*1.1+(C1405*E1405*11)*1.1*0.3","v":0}]
["アンシラリー契約",null,54,"円/kW･月",{"$f":"詳細版!U5","v":0},{"$f":"E1406*C1406*12","v":0}]
[]
[]
[]
[]
[]
["電力料金（AS）",null,null,null,"契約電力",{"$f":"F1381","v":0},null,null,null,null,null,null,"新設建物（電力・熱融通エリア）","（平日）",null,"電力料金（AS）",null,null,null,null,null,null,null,null,null,null,null,"新設建物（電力・熱融通エリア）","（土曜）",null,"電力料金（AS）",null,null,null,null,null,null,null,null,null,null,null,"新設建物（電力・熱融通エリア）","（休日）"]
["kWh","1月","2月","3月","4月","5月","6月","7月","8月","9月","10月","11月","12月","計",null,"kWh","1月","2月","3月","4月","5月","6月","7月","8月","9月","10月","11月","12月","計",null,"kWh","1月","2月","3月","4月","5月","6月","7月","8月","9月","10月","11月","12月","計"]
["昼間",{"$f":"SUM(B1361:B1374)","v":0},0,0,0,0,0,0,0,0,0,0,0,null,null,"昼間",{"$f":"SUM(Q1361:Q1374)","v":0},0,0,0,0,0,0,0,0,0,0,0,null,null,"昼間",{"$f":"SUM(AF1361:AF1374)","v":0},0,0,0,0,0,0,0,0,0,0,0]
["日",{"$f":"DB!$H$3","v":20},{"$f":"DB!$I$3","v":20},{"$f":"DB!$J$3","v":22},{"$f":"DB!$K$3","v":20},{"$f":"DB!$L$3","v":20},{"$f":"DB!$M$3","v":22},{"$f":"DB!$N$3","v":20},{"$f":"DB!$O$3","v":23},{"$f":"DB!$P$3","v":20},{"$f":"DB!$Q$3","v":21},{"$f":"DB!$R$3","v":20},{"$f":"DB!$S$3","v":21},{"$f":"SUM(B1418:M1418)","v":249},null,"日",{"$f":"DB!$H$4","v":4},{"$f":"DB!$I$4","v":3},{"$f":"DB!$J$4","v":4},{"$f":"DB!$K$4","v":4},{"$f":"DB!$L$4","v":4},{"$f":"DB!$M$4","v":4},{"$f":"DB!$N$4","v":5},{"$f":"DB!$O$4","v":4},{"$f":"DB!$P$4","v":4},{"$f":"DB!$Q$4","v":4},{"$f":"DB!$R$4","v":4},{"$f":"DB!$S$4","v":4},{"$f":"SUM(Q1418:AB1418)","v":48},null,"日",{"$f":"DB!$H$5","v":7},{"$f":"DB!$I$5","v":5},{"$f":"DB!$J$5","v":5},{"$f":"DB!$K$5","v":6},{"$f":"DB!$L$5","v":7},{"$f":"DB!$M$5","v":4},{"$f":"DB!$N$5","v":6},{"$f":"DB!$O$5","v":4},{"$f":"DB!$P$5","v":6},{"$f":"DB!$Q$5","v":6},{"$f":"DB!$R$5","v":6},{"$f":"DB!$S$5","v":6},{"$f":"SUM(AF1418:AQ1418)","v":68}]
["MWh/月",null,null,null,null,null,null,null,null,null,null,null,null,null,null,"MWh/月",null,null,null,null,null,null,null,null,null,null,null,null,null,null,"MWh/月"]
["夜間",{"$f":"B1417*B$1418","v":0},0,0,0,0,0,0,0,0,0,0,0,0,null,"夜間",{"$f":"Q1417*Q$1418","v":0},0,0,0,0,0,0,0,0,0,0,0,0,null,"夜間",{"$f":"AF1417*AF$1418","v":0},0,0,0,0,0,0,0,0,0,0,0,0]
[]
[]
[]
[]
[]
[]
[]
[null,null,"単価",null,"値","料金"]
["基本",null,{"$f":"詳細版!AD18","v":1733.4},"円/kW･月",{"$f":"F1414","v":0},{"$f":"C1432*E1432*12","v":0}]
["従量","昼間",{"$f":"詳細版!AD19+詳細版!$U$39+詳細版!$U$40","v":16.849999999999998},"円/kWh",{"$f":"SUM(N1420,AC1420,AR1420)","v":0},{"$f":"C1433*E1433","v":0}]
[null,"夜間",{"$f":"詳細版!AD20+詳細版!$U$39+詳細版!$U$40","v":15.8},"円/kWh",{"$f":"SUM(N1421,AC1421,AR1421)","v":0},{"$f":"C1434*E1434","v":0}]
["アンシラリー契約",null,54,"円/kW･月",{"$f":"詳細版!U5","v":0},{"$f":"E1436*C1436*12","v":0}]
[null,null,null,null,"合計",{"$f":"SUM(F1432:F1436)","v":0}]
[]
[]
[]
[]
["都市ガス消費量（新設建物）",null,null,null,null,null,null,null,null,null,null,null,null,"（新設建物・平日）",null,"都市ガス消費量（新設建物）",null,null,null,null,null,null,null,null,null,null,null,null,"（新設建物・土曜）",null,"都市ガス消費量（新設建物）",null,null,null,null,null,null,null,null,null,null,null,null,"（新設建物・休日）"]
["kW","1月","2月","3月","4月","5月","6月","7月","8月","9月","10月","11月","12月","計",null,"kW","1月","2月","3月","4月","5月","6月","7月","8月","9月","10月","11月","12月","計",null,"kW","1月","2月","3月","4月","5月","6月","7月","8月","9月","10月","11月","12月","計"]
[1,{"$f":"SUM(B1324,B1294,B1264,B1234,B334)","v":0},0,0,0,0,0,0,0,0,0,0,0,{"$f":"SUM(B1446:M1446)","v":0},null,1,{"$f":"SUM(Q1324,Q1294,Q1264,Q1234,Q334)","v":0},0,0,0,0,0,0,0,0,0,0,0,{"$f":"SUM(Q1446:AB1446)","v":0},null,1,{"$f":"SUM(AF1324,AF1294,AF1264,AF1234,AF334)","v":0},0,0,0,0,0,0,0,0,0,0,0,{"$f":"SUM(AF1446:AQ1446)","v":0}]
[2,{"$f":"SUM(B1325,B1295,B1265,B1235,B335)","v":0},0,0,0,0,0,0,0,0,0,0,0,0,null,2,{"$f":"SUM(Q1325,Q1295,Q1265,Q1235,Q335)","v":0},0,0,0,0,0,0,0,0,0,0,0,0,null,2,{"$f":"SUM(AF1325,AF1295,AF1265,AF1235,AF335)","v":0},0,0,0,0,0,0,0,0,0,0,0,0]
[4,{"$f":"SUM(B1327,B1297,B1267,B1237,B337)","v":0},0,0,0,0,0,0,0,0,0,0,0,0,null,4,{"$f":"SUM(Q1327,Q1297,Q1267,Q1237,Q337)","v":0},0,0,0,0,0,0,0,0,0,0,0,0,null,4,{"$f":"SUM(AF1327,AF1297,AF1267,AF1237,AF337)","v":0},0,0,0,0,0,0,0,0,0,0,0,0]
[5,{"$f":"SUM(B1328,B1298,B1268,B1238,B338)","v":0},0,0,0,0,0,0,0,0,0,0,0,0,null,5,{"$f":"SUM(Q1328,Q1298,Q1268,Q1238,Q338)","v":0},0,0,0,0,0,0,0,0,0,0,0,0,null,5,{"$f":"SUM(AF1328,AF1298,AF1268,AF1238,AF338)","v":0},0,0,0,0,0,0,0,0,0,0,0,0]
[6,{"$f":"SUM(B1329,B1299,B1269,B1239,B339)","v":0},0,0,0,0,0,0,0,0,0,0,0,0,null,6,{"$f":"SUM(Q1329,Q1299,Q1269,Q1239,Q339)","v":0},0,0,0,0,0,0,0,0,0,0,0,0,null,6,{"$f":"SUM(AF1329,AF1299,AF1269,AF1239,AF339)","v":0},0,0,0,0,0,0,0,0,0,0,0,0]
[7,{"$f":"SUM(B1330,B1300,B1270,B1240,B340)","v":0},0,0,0,0,0,0,0,0,0,0,0,0,null,7,{"$f":"SUM(Q1330,Q1300,Q1270,Q1240,Q340)","v":0},0,0,0,0,0,0,0,0,0,0,0,0,null,7,{"$f":"SUM(AF1330,AF1300,AF1270,AF1240,AF340)","v":0},0,0,0,0,0,0,0,0,0,0,0,0]
[9,{"$f":"SUM(B1332,B1302,B1272,B1242,B342)","v":0},0,0,0,0,0,0,0,0,0,0,0,0,null,9,{"$f":"SUM(Q1332,Q1302,Q1272,Q1242,Q342)","v":0},0,0,0,0,0,0,0,0,0,0,0,0,null,9,{"$f":"SUM(AF1332,AF1302,AF1272,AF1242,AF342)","v":0},0,0,0,0,0,0,0,0,0,0,0,0]
[10,{"$f":"SUM(B1333,B1303,B1273,B1243,B343)","v":0},0,0,0,0,0,0,0,0,0,0,0,0,null,10,{"$f":"SUM(Q1333,Q1303,Q1273,Q1243,Q343)","v":0},0,0,0,0,0,0,0,0,0,0,0,0,null,10,{"$f":"SUM(AF1333,AF1303,AF1273,AF1243,AF343)","v":0},0,0,0,0,0,0,0,0,0,0,0,0]
[11,{"$f":"SUM(B1334,B1304,B1274,B1244,B344)","v":0},0,0,0,0,0,0,0,0,0,0,0,0,null,11,{"$f":"SUM(Q1334,Q1304,Q1274,Q1244,Q344)","v":0},0,0,0,0,0,0,0,0,0,0,0,0,null,11,{"$f":"SUM(AF1334,AF1304,AF1274,AF1244,AF344)","v":0},0,0,0,0,0,0,0,0,0,0,0,0]
[12,{"$f":"SUM(B1335,B1305,B1275,B1245,B345)","v":0},0,0,0,0,0,0,0,0,0,0,0,0,null,12,{"$f":"SUM(Q1335,Q1305,Q1275,Q1245,Q345)","v":0},0,0,0,0,0,0,0,0,0,0,0,0,null,12,{"$f":"SUM(AF1335,AF1305,AF1275,AF1245,AF345)","v":0},0,0,0,0,0,0,0,0,0,0,0,0]
[14,{"$f":"SUM(B1337,B1307,B1277,B1247,B347)","v":0},0,0,0,0,0,0,0,0,0,0,0,0,null,14,{"$f":"SUM(Q1337,Q1307,Q1277,Q1247,Q347)","v":0},0,0,0,0,0,0,0,0,0,0,0,0,null,14,{"$f":"SUM(AF1337,AF1307,AF1277,AF1247,AF347)","v":0},0,0,0,0,0,0,0,0,0,0,0,0]
[15,{"$f":"SUM(B1338,B1308,B1278,B1248,B348)","v":0},0,0,0,0,0,0,0,0,0,0,0,0,null,15,{"$f":"SUM(Q1338,Q1308,Q1278,Q1248,Q348)","v":0},0,0,0,0,0,0,0,0,0,0,0,0,null,15,{"$f":"SUM(AF1338,AF1308,AF1278,AF1248,AF348)","v":0},0,0,0,0,0,0,0,0,0,0,0,0]
[16,{"$f":"SUM(B1339,B1309,B1279,B1249,B349)","v":0},0,0,0,0,0,0,0,0,0,0,0,0,null,16,{"$f":"SUM(Q1339,Q1309,Q1279,Q1249,Q349)","v":0},0,0,0,0,0,0,0,0,0,0,0,0,null,16,{"$f":"SUM(AF1339,AF1309,AF1279,AF1249,AF349)","v":0},0,0,0,0,0,0,0,0,0,0,0,0]
[17,{"$f":"SUM(B1340,B1310,B1280,B1250,B350)","v":0},0,0,0,0,0,0,0,0,0,0,0,0,null,17,{"$f":"SUM(Q1340,Q1310,Q1280,Q1250,Q350)","v":0},0,0,0,0,0,0,0,0,0,0,0,0,null,17,{"$f":"SUM(AF1340,AF1310,AF1280,AF1250,AF350)","v":0},0,0,0,0,0,0,0,0,0,0,0,0]
[19,{"$f":"SUM(B1342,B1312,B1282,B1252,B352)","v":0},0,0,0,0,0,0,0,0,0,0,0,0,null,19,{"$f":"SUM(Q1342,Q1312,Q1282,Q1252,Q352)","v":0},0,0,0,0,0,0,0,0,0,0,0,0,null,19,{"$f":"SUM(AF1342,AF1312,AF1282,AF1252,AF352)","v":0},0,0,0,0,0,0,0,0,0,0,0,0]
[20,{"$f":"SUM(B1343,B1313,B1283,B1253,B353)","v":0},0,0,0,0,0,0,0,0,0,0,0,0,null,20,{"$f":"SUM(Q1343,Q1313,Q1283,Q1253,Q353)","v":0},0,0,0,0,0,0,0,0,0,0,0,0,null,20,{"$f":"SUM(AF1343,AF1313,AF1283,AF1253,AF353)","v":0},0,0,0,0,0,0,0,0,0,0,0,0]
[21,{"$f":"SUM(B1344,B1314,B1284,B1254,B354)","v":0},0,0,0,0,0,0,0,0,0,0,0,0,null,21,{"$f":"SUM(Q1344,Q1314,Q1284,Q1254,Q354)","v":0},0,0,0,0,0,0,0,0,0,0,0,0,null,21,{"$f":"SUM(AF1344,AF1314,AF1284,AF1254,AF354)","v":0},0,0,0,0,0,0,0,0,0,0,0,0]
[22,{"$f":"SUM(B1345,B1315,B1285,B1255,B355)","v":0},0,0,0,0,0,0,0,0,0,0,0,0,null,22,{"$f":"SUM(Q1345,Q1315,Q1285,Q1255,Q355)","v":0},0,0,0,0,0,0,0,0,0,0,0,0,null,22,{"$f":"SUM(AF1345,AF1315,AF1285,AF1255,AF355)","v":0},0,0,0,0,0,0,0,0,0,0,0,0]
["kWh/日",{"$f":"SUM(B1445:B1468)","v":0},{"$f":"SUM(C1445:C1468)","v":0},0,0,0,0,0,0,0,0,0,0,{"$f":"SUM(B1469:M1469)","v":0},null,"kWh/日",{"$f":"SUM(Q1445:Q1468)","v":0},{"$f":"SUM(R1445:R1468)","v":0},0,0,0,0,0,0,0,0,0,0,{"$f":"SUM(Q1469:AB1469)","v":0},null,"kWh/日",{"$f":"SUM(AF1445:AF1468)","v":0},{"$f":"SUM(AG1445:AG1468)","v":0},0,0,0,0,0,0,0,0,0,0,{"$f":"SUM(AF1469:AQ1469)","v":0}]
["日",{"$f":"B$28","v":20},{"$f":"C$28","v":20},22,20,20,22,20,23,20,21,20,21,{"$f":"SUM(B1470:M1470)","v":249},null,"日",{"$f":"Q$28","v":4},{"$f":"R$28","v":3},4,4,4,4,5,4,4,4,4,4,{"$f":"SUM(Q1470:AB1470)","v":48},null,"日",{"$f":"AF$28","v":7},{"$f":"AG$28","v":5},5,6,7,4,6,4,6,6,6,6,{"$f":"SUM(AF1470:AQ1470)","v":68}]
["MWh/月",{"$f":"B1469*B1470/1000","v":0},{"$f":"C1469*C1470/1000","v":0},0,0,0,0,0,0,0,0,0,0,{"$f":"SUM(B1471:M1471)","v":0},null,"MWh/月",{"$f":"Q1469*Q1470/1000","v":0},{"$f":"R1469*R1470/1000","v":0},0,0,0,0,0,0,0,0,0,0,{"$f":"SUM(Q1471:AB1471)","v":0},null,"MWh/月",{"$f":"AF1469*AF1470/1000","v":0},{"$f":"AG1469*AG1470/1000","v":0},0,0,0,0,0,0,0,0,0,0,{"$f":"SUM(AF1471:AQ1471)","v":0}]
[]
["kW","1月","2月","3月","4月","5月","6月","7月","8月","9月","10月","11月","12月","計",null,"kW","1月","2月","3月","4月","5月","6月","7月","8月","9月","10月","11月","12月","計",null,"kW","1月","2月","3月","4月","5月","6月","7月","8月","9月","10月","11月","12月","計"]
[0,{"$f":"B363-B423-B453-B513-B573","v":0},0,0,0,0,0,0,0,0,0,0,0,{"$f":"SUM(B1475:M1475)","v":0},null,0,{"$f":"Q363-Q423-Q453-Q513-Q573","v":0},0,0,0,0,0,0,0,0,0,0,0,{"$f":"SUM(Q1475:AB1475)","v":0},null,0,{"$f":"AF363-AF423-AF453-AF513-AF573","v":0},0,0,0,0,0,0,0,0,0,0,0,{"$f":"SUM(AF1475:AQ1475)","v":0}]
[2,{"$f":"B365-B425-B455-B515-B575","v":0},0,0,0,0,0,0,0,0,0,0,0,0,null,2,{"$f":"Q365-Q425-Q455-Q515-Q575","v":0},0,0,0,0,0,0,0,0,0,0,0,0,null,2,{"$f":"AF365-AF425-AF455-AF515-AF575","v":0},0,0,0,0,0,0,0,0,0,0,0,0]
[3,{"$f":"B366-B426-B456-B516-B576","v":0},0,0,0,0,0,0,0,0,0,0,0,0,null,3,{"$f":"Q366-Q426-Q456-Q516-Q576","v":0},0,0,0,0,0,0,0,0,0,0,0,0,null,3,{"$f":"AF366-AF426-AF456-AF516-AF576","v":0},0,0,0,0,0,0,0,0,0,0,0,0]
[4,{"$f":"B367-B427-B457-B517-B577","v":0},0,0,0,0,0,0,0,0,0,0,0,0,null,4,{"$f":"Q367-Q427-Q457-Q517-Q577","v":0},0,0,0,0,0,0,0,0,0,0,0,0,null,4,{"$f":"AF367-AF427-AF457-AF517-AF577","v":0},0,0,0,0,0,0,0,0,0,0,0,0]
[5,{"$f":"B368-B428-B458-B518-B578","v":0},0,0,0,0,0,0,0,0,0,0,0,0,null,5,{"$f":"Q368-Q428-Q458-Q518-Q578","v":0},0,0,0,0,0,0,0,0,0,0,0,0,null,5,{"$f":"AF368-AF428-AF458-AF518-AF578","v":0},0,0,0,0,0,0,0,0,0,0,0,0]
[7,{"$f":"B370-B430-B460-B520-B580","v":0},0,0,0,0,0,0,0,0,0,0,0,0,null,7,{"$f":"Q370-Q430-Q460-Q520-Q580","v":0},0,0,0,0,0,0,0,0,0,0,0,0,null,7,{"$f":"AF370-AF430-AF460-AF520-AF580","v":0},0,0,0,0,0,0,0,0,0,0,0,0]
[8,{"$f":"B371-B431-B461-B521-B581","v":0},0,0,0,0,0,0,0,0,0,0,0,0,null,8,{"$f":"Q371-Q431-Q461-Q521-Q581","v":0},0,0,0,0,0,0,0,0,0,0,0,0,null,8,{"$f":"AF371-AF431-AF461-AF521-AF581","v":0},0,0,0,0,0,0,0,0,0,0,0,0]
[9,{"$f":"B372-B432-B462-B522-B582","v":0},0,0,0,0,0,0,0,0,0,0,0,0,null,9,{"$f":"Q372-Q432-Q462-Q522-Q582","v":0},0,0,0,0,0,0,0,0,0,0,0,0,null,9,{"$f":"AF372-AF432-AF462-AF522-AF582","v":0},0,0,0,0,0,0,0,0,0,0,0,0]
[10,{"$f":"B373-B433-B463-B523-B583","v":0},0,0,0,0,0,0,0,0,0,0,0,0,null,10,{"$f":"Q373-Q433-Q463-Q523-Q583","v":0},0,0,0,0,0,0,0,0,0,0,0,0,null,10,{"$f":"AF373-AF433-AF463-AF523-AF583","v":0},0,0,0,0,0,0,0,0,0,0,0,0]
[12,{"$f":"B375-B435-B465-B525-B585","v":0},0,0,0,0,0,0,0,0,0,0,0,0,null,12,{"$f":"Q375-Q435-Q465-Q525-Q585","v":0},0,0,0,0,0,0,0,0,0,0,0,0,null,12,{"$f":"AF375-AF435-AF465-AF525-AF585","v":0},0,0,0,0,0,0,0,0,0,0,0,0]
[13,{"$f":"B376-B436-B466-B526-B586","v":0},0,0,0,0,0,0,0,0,0,0,0,0,null,13,{"$f":"Q376-Q436-Q466-Q526-Q586","v":0},0,0,0,0,0,0,0,0,0,0,0,0,null,13,{"$f":"AF376-AF436-AF466-AF526-AF586","v":0},0,0,0,0,0,0,0,0,0,0,0,0]
[14,{"$f":"B377-B437-B467-B527-B587","v":0},0,0,0,0,0,0,0,0,0,0,0,0,null,14,{"$f":"Q377-Q437-Q467-Q527-Q587","v":0},0,0,0,0,0,0,0,0,0,0,0,0,null,14,{"$f":"AF377-AF437-AF467-AF527-AF587","v":0},0,0,0,0,0,0,0,0,0,0,0,0]
[15,{"$f":"B378-B438-B468-B528-B588","v":0},0,0,0,0,0,0,0,0,0,0,0,0,null,15,{"$f":"Q378-Q438-Q468-Q528-Q588","v":0},0,0,0,0,0,0,0,0,0,0,0,0,null,15,{"$f":"AF378-AF438-AF468-AF528-AF588","v":0},0,0,0,0,0,0,0,0,0,0,0,0]
[17,{"$f":"B380-B440-B470-B530-B590","v":0},0,0,0,0,0,0,0,0,0,0,0,0,null,17,{"$f":"Q380-Q440-Q470-Q530-Q590","v":0},0,0,0,0,0,0,0,0,0,0,0,0,null,17,{"$f":"AF380-AF440-AF470-AF530-AF590","v":0},0,0,0,0,0,0,0,0,0,0,0,0]
[18,{"$f":"B381-B441-B471-B531-B591","v":0},0,0,0,0,0,0,0,0,0,0,0,0,null,18,{"$f":"Q381-Q441-Q471-Q531-Q591","v":0},0,0,0,0,0,0,0,0,0,0,0,0,null,18,{"$f":"AF381-AF441-AF471-AF531-AF591","v":0},0,0,0,0,0,0,0,0,0,0,0,0]
[19,{"$f":"B382-B442-B472-B532-B592","v":0},0,0,0,0,0,0,0,0,0,0,0,0,null,19,{"$f":"Q382-Q442-Q472-Q532-Q592","v":0},0,0,0,0,0,0,0,0,0,0,0,0,null,19,{"$f":"AF382-AF442-AF472-AF532-AF592","v":0},0,0,0,0,0,0,0,0,0,0,0,0]
[20,{"$f":"B383-B443-B473-B533-B593","v":0},0,0,0,0,0,0,0,0,0,0,0,0,null,20,{"$f":"Q383-Q443-Q473-Q533-Q593","v":0},0,0,0,0,0,0,0,0,0,0,0,0,null,20,{"$f":"AF383-AF443-AF473-AF533-AF593","v":0},0,0,0,0,0,0,0,0,0,0,0,0]
[22,{"$f":"B385-B445-B475-B535-B595","v":0},0,0,0,0,0,0,0,0,0,0,0,0,null,22,{"$f":"Q385-Q445-Q475-Q535-Q595","v":0},0,0,0,0,0,0,0,0,0,0,0,0,null,22,{"$f":"AF385-AF445-AF475-AF535-AF595","v":0},0,0,0,0,0,0,0,0,0,0,0,0]
[23,{"$f":"B386-B446-B476-B536-B596","v":0},0,0,0,0,0,0,0,0,0,0,0,0,null,23,{"$f":"Q386-Q446-Q476-Q536-Q596","v":0},0,0,0,0,0,0,0,0,0,0,0,0,null,23,{"$f":"AF386-AF446-AF476-AF536-AF596","v":0},0,0,0,0,0,0,0,0,0,0,0,0]
["kWh/日",{"$f":"SUM(B1475:B1498)","v":0},{"$f":"SUM(C1475:C1498)","v":0},0,0,0,0,0,0,0,0,0,0,{"$f":"SUM(B1499:M1499)","v":0},null,"kWh/日",{"$f":"SUM(Q1475:Q1498)","v":0},{"$f":"SUM(R1475:R1498)","v":0},0,0,0,0,0,0,0,0,0,0,{"$f":"SUM(Q1499:AB1499)","v":0},null,"kWh/日",{"$f":"SUM(AF1475:AF1498)","v":0},{"$f":"SUM(AG1475:AG1498)","v":0},0,0,0,0,0,0,0,0,0,0,{"$f":"SUM(AF1499:AQ1499)","v":0}]
["日",{"$f":"B$28","v":20},{"$f":"C$28","v":20},22,20,20,22,20,23,20,21,20,21,{"$f":"SUM(B1500:M1500)","v":249},null,"日",{"$f":"Q$28","v":4},{"$f":"R$28","v":3},4,4,4,4,5,4,4,4,4,4,{"$f":"SUM(Q1500:AB1500)","v":48},null,"日",{"$f":"AF$28","v":7},{"$f":"AG$28","v":5},5,6,7,4,6,4,6,6,6,6,{"$f":"SUM(AF1500:AQ1500)","v":68}]
[]
["電力負荷（既設建物）",null,null,null,null,null,null,null,null,null,null,null,null,"（既設建物・平日）",null,"電力負荷（既設建物）",null,null,null,null,null,null,null,null,null,null,null,null,"（既設建物・土曜）",null,"電力負荷（既設建物）",null,null,null,null,null,null,null,null,null,null,null,null,"（既設建物・休日）"]
["kW","1月","2月","3月","4月","5月","6月","7月","8月","9月","10月","11月","12月","計",null,"kW","1月","2月","3月","4月","5月","6月","7月","8月","9月","10月","11月","12月","計",null,"kW","1月","2月","3月","4月","5月","6月","7月","8月","9月","10月","11月","12月","計"]
[0,{"$f":"DmTimely!CR782","v":0},{"$f":"DmTimely!CS782","v":0},{"$f":"DmTimely!CT782","v":0},{"$f":"DmTimely!CU782","v":0},{"$f":"DmTimely!CV782","v":0},{"$f":"DmTimely!CW782","v":0},{"$f":"DmTimely!CX782","v":0},{"$f":"DmTimely!CY782","v":0},{"$f":"DmTimely!CZ782","v":0},{"$f":"DmTimely!DA782","v":0},{"$f":"DmTimely!DB782","v":0},{"$f":"DmTimely!DC782","v":0},{"$f":"SUM(B1505:M1505)","v":0},null,0,{"$f":"DmTimely!DG782","v":0},{"$f":"DmTimely!DH782","v":0},{"$f":"DmTimely!DI782","v":0},{"$f":"DmTimely!DJ782","v":0},{"$f":"DmTimely!DK782","v":0},{"$f":"DmTimely!DL782","v":0},{"$f":"DmTimely!DM782","v":0},{"$f":"DmTimely!DN782","v":0},{"$f":"DmTimely!DO782","v":0},{"$f":"DmTimely!DP782","v":0},{"$f":"DmTimely!DQ782","v":0},{"$f":"DmTimely!DR782","v":0},{"$f":"SUM(Q1505:AB1505)","v":0},null,0,{"$f":"DmTimely!DV782","v":0},{"$f":"DmTimely!DW782","v":0},{"$f":"DmTimely!DX782","v":0},{"$f":"DmTimely!DY782","v":0},{"$f":"DmTimely!DZ782","v":0},{"$f":"DmTimely!EA782","v":0},{"$f":"DmTimely!EB782","v":0},{"$f":"DmTimely!EC782","v":0},{"$f":"DmTimely!ED782","v":0},{"$f":"DmTimely!EE782","v":0},{"$f":"DmTimely!EF782","v":0},{"$f":"DmTimely!EG782","v":0},{"$f":"SUM(AF1505:AQ1505)","v":0}]
[2,{"$f":"DmTimely!CR784","v":0},{"$f":"DmTimely!CS784","v":0},{"$f":"DmTimely!CT784","v":0},{"$f":"DmTimely!CU784","v":0},{"$f":"DmTimely!CV784","v":0},{"$f":"DmTimely!CW784","v":0},{"$f":"DmTimely!CX784","v":0},{"$f":"DmTimely!CY784","v":0},{"$f":"DmTimely!CZ784","v":0},{"$f":"DmTimely!DA784","v":0},{"$f":"DmTimely!DB784","v":0},{"$f":"DmTimely!DC784","v":0},0,null,2,{"$f":"DmTimely!DG784","v":0},{"$f":"DmTimely!DH784","v":0},{"$f":"DmTimely!DI784","v":0},{"$f":"DmTimely!DJ784","v":0},{"$f":"DmTimely!DK784","v":0},{"$f":"DmTimely!DL784","v":0},{"$f":"DmTimely!DM784","v":0},{"$f":"DmTimely!DN784","v":0},{"$f":"DmTimely!DO784","v":0},{"$f":"DmTimely!DP784","v":0},{"$f":"DmTimely!DQ784","v":0},{"$f":"DmTimely!DR784","v":0},0,null,2,{"$f":"DmTimely!DV784","v":0},{"$f":"DmTimely!DW784","v":0},{"$f":"DmTimely!DX784","v":0},{"$f":"DmTimely!DY784","v":0},{"$f":"DmTimely!DZ784","v":0},{"$f":"DmTimely!EA784","v":0},{"$f":"DmTimely!EB784","v":0},{"$f":"DmTimely!EC784","v":0},{"$f":"DmTimely!ED784","v":0},{"$f":"DmTimely!EE784","v":0},{"$f":"DmTimely!EF784","v":0},{"$f":"DmTimely!EG784","v":0},0]
[3,{"$f":"DmTimely!CR785","v":0},{"$f":"DmTimely!CS785","v":0},{"$f":"DmTimely!CT785","v":0},{"$f":"DmTimely!CU785","v":0},{"$f":"DmTimely!CV785","v":0},{"$f":"DmTimely!CW785","v":0},{"$f":"DmTimely!CX785","v":0},{"$f":"DmTimely!CY785","v":0},{"$f":"DmTimely!CZ785","v":0},{"$f":"DmTimely!DA785","v":0},{"$f":"DmTimely!DB785","v":0},{"$f":"DmTimely!DC785","v":0},0,null,3,{"$f":"DmTimely!DG785","v":0},{"$f":"DmTimely!DH785","v":0},{"$f":"DmTimely!DI785","v":0},{"$f":"DmTimely!DJ785","v":0},{"$f":"DmTimely!DK785","v":0},{"$f":"DmTimely!DL785","v":0},{"$f":"DmTimely!DM785","v":0},{"$f":"DmTimely!DN785","v":0},{"$f":"DmTimely!DO785","v":0},{"$f":"DmTimely!DP785","v":0},{"$f":"DmTimely!DQ785","v":0},{"$f":"DmTimely!DR785","v":0},0,null,3,{"$f":"DmTimely!DV785","v":0},{"$f":"DmTimely!DW785","v":0},{"$f":"DmTimely!DX785","v":0},{"$f":"DmTimely!DY785","v":0},{"$f":"DmTimely!DZ785","v":0},{"$f":"DmTimely!EA785","v":0},{"$f":"DmTimely!EB785","v":0},{"$f":"DmTimely!EC785","v":0},{"$f":"DmTimely!ED785","v":0},{"$f":"DmTimely!EE785","v":0},{"$f":"DmTimely!EF785","v":0},{"$f":"DmTimely!EG785","v":0},0]
[5,{"$f":"DmTimely!CR787","v":0},{"$f":"DmTimely!CS787","v":0},{"$f":"DmTimely!CT787","v":0},{"$f":"DmTimely!CU787","v":0},{"$f":"DmTimely!CV787","v":0},{"$f":"DmTimely!CW787","v":0},{"$f":"DmTimely!CX787","v":0},{"$f":"DmTimely!CY787","v":0},{"$f":"DmTimely!CZ787","v":0},{"$f":"DmTimely!DA787","v":0},{"$f":"DmTimely!DB787","v":0},{"$f":"DmTimely!DC787","v":0},0,null,5,{"$f":"DmTimely!DG787","v":0},{"$f":"DmTimely!DH787","v":0},{"$f":"DmTimely!DI787","v":0},{"$f":"DmTimely!DJ787","v":0},{"$f":"DmTimely!DK787","v":0},{"$f":"DmTimely!DL787","v":0},{"$f":"DmTimely!DM787","v":0},{"$f":"DmTimely!DN787","v":0},{"$f":"DmTimely!DO787","v":0},{"$f":"DmTimely!DP787","v":0},{"$f":"DmTimely!DQ787","v":0},{"$f":"DmTimely!DR787","v":0},0,null,5,{"$f":"DmTimely!DV787","v":0},{"$f":"DmTimely!DW787","v":0},{"$f":"DmTimely!DX787","v":0},{"$f":"DmTimely!DY787","v":0},{"$f":"DmTimely!DZ787","v":0},{"$f":"DmTimely!EA787","v":0},{"$f":"DmTimely!EB787","v":0},{"$f":"DmTimely!EC787","v":0},{"$f":"DmTimely!ED787","v":0},{"$f":"DmTimely!EE787","v":0},{"$f":"DmTimely!EF787","v":0},{"$f":"DmTimely!EG787","v":0},0]
[6,{"$f":"DmTimely!CR788","v":0},{"$f":"DmTimely!CS788","v":0},{"$f":"DmTimely!CT788","v":0},{"$f":"DmTimely!CU788","v":0},{"$f":"DmTimely!CV788","v":0},{"$f":"DmTimely!CW788","v":0},{"$f":"DmTimely!CX788","v":0},{"$f":"DmTimely!CY788","v":0},{"$f":"DmTimely!CZ788","v":0},{"$f":"DmTimely!DA788","v":0},{"$f":"DmTimely!DB788","v":0},{"$f":"DmTimely!DC788","v":0},0,null,6,{"$f":"DmTimely!DG788","v":0},{"$f":"DmTimely!DH788","v":0},{"$f":"DmTimely!DI788","v":0},{"$f":"DmTimely!DJ788","v":0},{"$f":"DmTimely!DK788","v":0},{"$f":"DmTimely!DL788","v":0},{"$f":"DmTimely!DM788","v":0},{"$f":"DmTimely!DN788","v":0},{"$f":"DmTimely!DO788","v":0},{"$f":"DmTimely!DP788","v":0},{"$f":"DmTimely!DQ788","v":0},{"$f":"DmTimely!DR788","v":0},0,null,6,{"$f":"DmTimely!DV788","v":0},{"$f":"DmTimely!DW788","v":0},{"$f":"DmTimely!DX788","v":0},{"$f":"DmTimely!DY788","v":0},{"$f":"DmTimely!DZ788","v":0},{"$f":"DmTimely!EA788","v":0},{"$f":"DmTimely!EB788","v":0},{"$f":"DmTimely!EC788","v":0},{"$f":"DmTimely!ED788","v":0},{"$f":"DmTimely!EE788","v":0},{"$f":"DmTimely!EF788","v":0},{"$f":"DmTimely!EG788","v":0},0]
[7,{"$f":"DmTimely!CR789","v":0},{"$f":"DmTimely!CS789","v":0},{"$f":"DmTimely!CT789","v":0},{"$f":"DmTimely!CU789","v":0},{"$f":"DmTimely!CV789","v":0},{"$f":"DmTimely!CW789","v":0},{"$f":"DmTimely!CX789","v":0},{"$f":"DmTimely!CY789","v":0},{"$f":"DmTimely!CZ789","v":0},{"$f":"DmTimely!DA789","v":0},{"$f":"DmTimely!DB789","v":0},{"$f":"DmTimely!DC789","v":0},0,null,7,{"$f":"DmTimely!DG789","v":0},{"$f":"DmTimely!DH789","v":0},{"$f":"DmTimely!DI789","v":0},{"$f":"DmTimely!DJ789","v":0},{"$f":"DmTimely!DK789","v":0},{"$f":"DmTimely!DL789","v":0},{"$f":"DmTimely!DM789","v":0},{"$f":"DmTimely!DN789","v":0},{"$f":"DmTimely!DO789","v":0},{"$f":"DmTimely!DP789","v":0},{"$f":"DmTimely!DQ789","v":0},{"$f":"DmTimely!DR789","v":0},0,null,7,{"$f":"DmTimely!DV789","v":0},{"$f":"DmTimely!DW789","v":0},{"$f":"DmTimely!DX789","v":0},{"$f":"DmTimely!DY789","v":0},{"$f":"DmTimely!DZ789","v":0},{"$f":"DmTimely!EA789","v":0},{"$f":"DmTimely!EB789","v":0},{"$f":"DmTimely!EC789","v":0},{"$f":"DmTimely!ED789","v":0},{"$f":"DmTimely!EE789","v":0},{"$f":"DmTimely!EF789","v":0},{"$f":"DmTimely!EG789","v":0},0]
[8,{"$f":"DmTimely!CR790","v":0},{"$f":"DmTimely!CS790","v":0},{"$f":"DmTimely!CT790","v":0},{"$f":"DmTimely!CU790","v":0},{"$f":"DmTimely!CV790","v":0},{"$f":"DmTimely!CW790","v":0},{"$f":"DmTimely!CX790","v":0},{"$f":"DmTimely!CY790","v":0},{"$f":"DmTimely!CZ790","v":0},{"$f":"DmTimely!DA790","v":0},{"$f":"DmTimely!DB790","v":0},{"$f":"DmTimely!DC790","v":0},0,null,8,{"$f":"DmTimely!DG790","v":0},{"$f":"DmTimely!DH790","v":0},{"$f":"DmTimely!DI790","v":0},{"$f":"DmTimely!DJ790","v":0},{"$f":"DmTimely!DK790","v":0},{"$f":"DmTimely!DL790","v":0},{"$f":"DmTimely!DM790","v":0},{"$f":"DmTimely!DN790","v":0},{"$f":"DmTimely!DO790","v":0},{"$f":"DmTimely!DP790","v":0},{"$f":"DmTimely!DQ790","v":0},{"$f":"DmTimely!DR790","v":0},0,null,8,{"$f":"DmTimely!DV790","v":0},{"$f":"DmTimely!DW790","v":0},{"$f":"DmTimely!DX790","v":0},{"$f":"DmTimely!DY790","v":0},{"$f":"DmTimely!DZ790","v":0},{"$f":"DmTimely!EA790","v":0},{"$f":"DmTimely!EB790","v":0},{"$f":"DmTimely!EC790","v":0},{"$f":"DmTimely!ED790","v":0},{"$f":"DmTimely!EE790","v":0},{"$f":"DmTimely!EF790","v":0},{"$f":"DmTimely!EG790","v":0},0]
[10,{"$f":"DmTimely!CR792","v":0},{"$f":"DmTimely!CS792","v":0},{"$f":"DmTimely!CT792","v":0},{"$f":"DmTimely!CU792","v":0},{"$f":"DmTimely!CV792","v":0},{"$f":"DmTimely!CW792","v":0},{"$f":"DmTimely!CX792","v":0},{"$f":"DmTimely!CY792","v":0},{"$f":"DmTimely!CZ792","v":0},{"$f":"DmTimely!DA792","v":0},{"$f":"DmTimely!DB792","v":0},{"$f":"DmTimely!DC792","v":0},0,null,10,{"$f":"DmTimely!DG792","v":0},{"$f":"DmTimely!DH792","v":0},{"$f":"DmTimely!DI792","v":0},{"$f":"DmTimely!DJ792","v":0},{"$f":"DmTimely!DK792","v":0},{"$f":"DmTimely!DL792","v":0},{"$f":"DmTimely!DM792","v":0},{"$f":"DmTimely!DN792","v":0},{"$f":"DmTimely!DO792","v":0},{"$f":"DmTimely!DP792","v":0},{"$f":"DmTimely!DQ792","v":0},{"$f":"DmTimely!DR792","v":0},0,null,10,{"$f":"DmTimely!DV792","v":0},{"$f":"DmTimely!DW792","v":0},{"$f":"DmTimely!DX792","v":0},{"$f":"DmTimely!DY792","v":0},{"$f":"DmTimely!DZ792","v":0},{"$f":"DmTimely!EA792","v":0},{"$f":"DmTimely!EB792","v":0},{"$f":"DmTimely!EC792","v":0},{"$f":"DmTimely!ED792","v":0},{"$f":"DmTimely!EE792","v":0},{"$f":"DmTimely!EF792","v":0},{"$f":"DmTimely!EG792","v":0},0]
[11,{"$f":"DmTimely!CR793","v":0},{"$f":"DmTimely!CS793","v":0},{"$f":"DmTimely!CT793","v":0},{"$f":"DmTimely!CU793","v":0},{"$f":"DmTimely!CV793","v":0},{"$f":"DmTimely!CW793","v":0},{"$f":"DmTimely!CX793","v":0},{"$f":"DmTimely!CY793","v":0},{"$f":"DmTimely!CZ793","v":0},{"$f":"DmTimely!DA793","v":0},{"$f":"DmTimely!DB793","v":0},{"$f":"DmTimely!DC793","v":0},0,null,11,{"$f":"DmTimely!DG793","v":0},{"$f":"DmTimely!DH793","v":0},{"$f":"DmTimely!DI793","v":0},{"$f":"DmTimely!DJ793","v":0},{"$f":"DmTimely!DK793","v":0},{"$f":"DmTimely!DL793","v":0},{"$f":"DmTimely!DM793","v":0},{"$f":"DmTimely!DN793","v":0},{"$f":"DmTimely!DO793","v":0},{"$f":"DmTimely!DP793","v":0},{"$f":"DmTimely!DQ793","v":0},{"$f":"DmTimely!DR793","v":0},0,null,11,{"$f":"DmTimely!DV793","v":0},{"$f":"DmTimely!DW793","v":0},{"$f":"DmTimely!DX793","v":0},{"$f":"DmTimely!DY793","v":0},{"$f":"DmTimely!DZ793","v":0},{"$f":"DmTimely!EA793","v":0},{"$f":"DmTimely!EB793","v":0},{"$f":"DmTimely!EC793","v":0},{"$f":"DmTimely!ED793","v":0},{"$f":"DmTimely!EE793","v":0},{"$f":"DmTimely!EF793","v":0},{"$f":"DmTimely!EG793","v":0},0]
[12,{"$f":"DmTimely!CR794","v":0},{"$f":"DmTimely!CS794","v":0},{"$f":"DmTimely!CT794","v":0},{"$f":"DmTimely!CU794","v":0},{"$f":"DmTimely!CV794","v":0},{"$f":"DmTimely!CW794","v":0},{"$f":"DmTimely!CX794","v":0},{"$f":"DmTimely!CY794","v":0},{"$f":"DmTimely!CZ794","v":0},{"$f":"DmTimely!DA794","v":0},{"$f":"DmTimely!DB794","v":0},{"$f":"DmTimely!DC794","v":0},0,null,12,{"$f":"DmTimely!DG794","v":0},{"$f":"DmTimely!DH794","v":0},{"$f":"DmTimely!DI794","v":0},{"$f":"DmTimely!DJ794","v":0},{"$f":"DmTimely!DK794","v":0},{"$f":"DmTimely!DL794","v":0},{"$f":"DmTimely!DM794","v":0},{"$f":"DmTimely!DN794","v":0},{"$f":"DmTimely!DO794","v":0},{"$f":"DmTimely!DP794","v":0},{"$f":"DmTimely!DQ794","v":0},{"$f":"DmTimely!DR794","v":0},0,null,12,{"$f":"DmTimely!DV794","v":0},{"$f":"DmTimely!DW794","v":0},{"$f":"DmTimely!DX794","v":0},{"$f":"DmTimely!DY794","v":0},{"$f":"DmTimely!DZ794","v":0},{"$f":"DmTimely!EA794","v":0},{"$f":"DmTimely!EB794","v":0},{"$f":"DmTimely!EC794","v":0},{"$f":"DmTimely!ED794","v":0},{"$f":"DmTimely!EE794","v":0},{"$f":"DmTimely!EF794","v":0},{"$f":"DmTimely!EG794","v":0},0]
[13,{"$f":"DmTimely!CR795","v":0},{"$f":"DmTimely!CS795","v":0},{"$f":"DmTimely!CT795","v":0},{"$f":"DmTimely!CU795","v":0},{"$f":"DmTimely!CV795","v":0},{"$f":"DmTimely!CW795","v":0},{"$f":"DmTimely!CX795","v":0},{"$f":"DmTimely!CY795","v":0},{"$f":"DmTimely!CZ795","v":0},{"$f":"DmTimely!DA795","v":0},{"$f":"DmTimely!DB795","v":0},{"$f":"DmTimely!DC795","v":0},0,null,13,{"$f":"DmTimely!DG795","v":0},{"$f":"DmTimely!DH795","v":0},{"$f":"DmTimely!DI795","v":0},{"$f":"DmTimely!DJ795","v":0},{"$f":"DmTimely!DK795","v":0},{"$f":"DmTimely!DL795","v":0},{"$f":"DmTimely!DM795","v":0},{"$f":"DmTimely!DN795","v":0},{"$f":"DmTimely!DO795","v":0},{"$f":"DmTimely!DP795","v":0},{"$f":"DmTimely!DQ795","v":0},{"$f":"DmTimely!DR795","v":0},0,null,13,{"$f":"DmTimely!DV795","v":0},{"$f":"DmTimely!DW795","v":0},{"$f":"DmTimely!DX795","v":0},{"$f":"DmTimely!DY795","v":0},{"$f":"DmTimely!DZ795","v":0},{"$f":"DmTimely!EA795","v":0},{"$f":"DmTimely!EB795","v":0},{"$f":"DmTimely!EC795","v":0},{"$f":"DmTimely!ED795","v":0},{"$f":"DmTimely!EE795","v":0},{"$f":"DmTimely!EF795","v":0},{"$f":"DmTimely!EG795","v":0},0]
[15,{"$f":"DmTimely!CR797","v":0},{"$f":"DmTimely!CS797","v":0},{"$f":"DmTimely!CT797","v":0},{"$f":"DmTimely!CU797","v":0},{"$f":"DmTimely!CV797","v":0},{"$f":"DmTimely!CW797","v":0},{"$f":"DmTimely!CX797","v":0},{"$f":"DmTimely!CY797","v":0},{"$f":"DmTimely!CZ797","v":0},{"$f":"DmTimely!DA797","v":0},{"$f":"DmTimely!DB797","v":0},{"$f":"DmTimely!DC797","v":0},0,null,15,{"$f":"DmTimely!DG797","v":0},{"$f":"DmTimely!DH797","v":0},{"$f":"DmTimely!DI797","v":0},{"$f":"DmTimely!DJ797","v":0},{"$f":"DmTimely!DK797","v":0},{"$f":"DmTimely!DL797","v":0},{"$f":"DmTimely!DM797","v":0},{"$f":"DmTimely!DN797","v":0},{"$f":"DmTimely!DO797","v":0},{"$f":"DmTimely!DP797","v":0},{"$f":"DmTimely!DQ797","v":0},{"$f":"DmTimely!DR797","v":0},0,null,15,{"$f":"DmTimely!DV797","v":0},{"$f":"DmTimely!DW797","v":0},{"$f":"DmTimely!DX797","v":0},{"$f":"DmTimely!DY797","v":0},{"$f":"DmTimely!DZ797","v":0},{"$f":"DmTimely!EA797","v":0},{"$f":"DmTimely!EB797","v":0},{"$f":"DmTimely!EC797","v":0},{"$f":"DmTimely!ED797","v":0},{"$f":"DmTimely!EE797","v":0},{"$f":"DmTimely!EF797","v":0},{"$f":"DmTimely!EG797","v":0},0]
[16,{"$f":"DmTimely!CR798","v":0},{"$f":"DmTimely!CS798","v":0},{"$f":"DmTimely!CT798","v":0},{"$f":"DmTimely!CU798","v":0},{"$f":"DmTimely!CV798","v":0},{"$f":"DmTimely!CW798","v":0},{"$f":"DmTimely!CX798","v":0},{"$f":"DmTimely!CY798","v":0},{"$f":"DmTimely!CZ798","v":0},{"$f":"DmTimely!DA798","v":0},{"$f":"DmTimely!DB798","v":0},{"$f":"DmTimely!DC798","v":0},0,null,16,{"$f":"DmTimely!DG798","v":0},{"$f":"DmTimely!DH798","v":0},{"$f":"DmTimely!DI798","v":0},{"$f":"DmTimely!DJ798","v":0},{"$f":"DmTimely!DK798","v":0},{"$f":"DmTimely!DL798","v":0},{"$f":"DmTimely!DM798","v":0},{"$f":"DmTimely!DN798","v":0},{"$f":"DmTimely!DO798","v":0},{"$f":"DmTimely!DP798","v":0},{"$f":"DmTimely!DQ798","v":0},{"$f":"DmTimely!DR798","v":0},0,null,16,{"$f":"DmTimely!DV798","v":0},{"$f":"DmTimely!DW798","v":0},{"$f":"DmTimely!DX798","v":0},{"$f":"DmTimely!DY798","v":0},{"$f":"DmTimely!DZ798","v":0},{"$f":"DmTimely!EA798","v":0},{"$f":"DmTimely!EB798","v":0},{"$f":"DmTimely!EC798","v":0},{"$f":"DmTimely!ED798","v":0},{"$f":"DmTimely!EE798","v":0},{"$f":"DmTimely!EF798","v":0},{"$f":"DmTimely!EG798","v":0},0]
[17,{"$f":"DmTimely!CR799","v":0},{"$f":"DmTimely!CS799","v":0},{"$f":"DmTimely!CT799","v":0},{"$f":"DmTimely!CU799","v":0},{"$f":"DmTimely!CV799","v":0},{"$f":"DmTimely!CW799","v":0},{"$f":"DmTimely!CX799","v":0},{"$f":"DmTimely!CY799","v":0},{"$f":"DmTimely!CZ799","v":0},{"$f":"DmTimely!DA799","v":0},{"$f":"DmTimely!DB799","v":0},{"$f":"DmTimely!DC799","v":0},0,null,17,{"$f":"DmTimely!DG799","v":0},{"$f":"DmTimely!DH799","v":0},{"$f":"DmTimely!DI799","v":0},{"$f":"DmTimely!DJ799","v":0},{"$f":"DmTimely!DK799","v":0},{"$f":"DmTimely!DL799","v":0},{"$f":"DmTimely!DM799","v":0},{"$f":"DmTimely!DN799","v":0},{"$f":"DmTimely!DO799","v":0},{"$f":"DmTimely!DP799","v":0},{"$f":"DmTimely!DQ799","v":0},{"$f":"DmTimely!DR799","v":0},0,null,17,{"$f":"DmTimely!DV799","v":0},{"$f":"DmTimely!DW799","v":0},{"$f":"DmTimely!DX799","v":0},{"$f":"DmTimely!DY799","v":0},{"$f":"DmTimely!DZ799","v":0},{"$f":"DmTimely!EA799","v":0},{"$f":"DmTimely!EB799","v":0},{"$f":"DmTimely!EC799","v":0},{"$f":"DmTimely!ED799","v":0},{"$f":"DmTimely!EE799","v":0},{"$f":"DmTimely!EF799","v":0},{"$f":"DmTimely!EG799","v":0},0]
[18,{"$f":"DmTimely!CR800","v":0},{"$f":"DmTimely!CS800","v":0},{"$f":"DmTimely!CT800","v":0},{"$f":"DmTimely!CU800","v":0},{"$f":"DmTimely!CV800","v":0},{"$f":"DmTimely!CW800","v":0},{"$f":"DmTimely!CX800","v":0},{"$f":"DmTimely!CY800","v":0},{"$f":"DmTimely!CZ800","v":0},{"$f":"DmTimely!DA800","v":0},{"$f":"DmTimely!DB800","v":0},{"$f":"DmTimely!DC800","v":0},0,null,18,{"$f":"DmTimely!DG800","v":0},{"$f":"DmTimely!DH800","v":0},{"$f":"DmTimely!DI800","v":0},{"$f":"DmTimely!DJ800","v":0},{"$f":"DmTimely!DK800","v":0},{"$f":"DmTimely!DL800","v":0},{"$f":"DmTimely!DM800","v":0},{"$f":"DmTimely!DN800","v":0},{"$f":"DmTimely!DO800","v":0},{"$f":"DmTimely!DP800","v":0},{"$f":"DmTimely!DQ800","v":0},{"$f":"DmTimely!DR800","v":0},0,null,18,{"$f":"DmTimely!DV800","v":0},{"$f":"DmTimely!DW800","v":0},{"$f":"DmTimely!DX800","v":0},{"$f":"DmTimely!DY800","v":0},{"$f":"DmTimely!DZ800","v":0},{"$f":"DmTimely!EA800","v":0},{"$f":"DmTimely!EB800","v":0},{"$f":"DmTimely!EC800","v":0},{"$f":"DmTimely!ED800","v":0},{"$f":"DmTimely!EE800","v":0},{"$f":"DmTimely!EF800","v":0},{"$f":"DmTimely!EG800","v":0},0]
[20,{"$f":"DmTimely!CR802","v":0},{"$f":"DmTimely!CS802","v":0},{"$f":"DmTimely!CT802","v":0},{"$f":"DmTimely!CU802","v":0},{"$f":"DmTimely!CV802","v":0},{"$f":"DmTimely!CW802","v":0},{"$f":"DmTimely!CX802","v":0},{"$f":"DmTimely!CY802","v":0},{"$f":"DmTimely!CZ802","v":0},{"$f":"DmTimely!DA802","v":0},{"$f":"DmTimely!DB802","v":0},{"$f":"DmTimely!DC802","v":0},0,null,20,{"$f":"DmTimely!DG802","v":0},{"$f":"DmTimely!DH802","v":0},{"$f":"DmTimely!DI802","v":0},{"$f":"DmTimely!DJ802","v":0},{"$f":"DmTimely!DK802","v":0},{"$f":"DmTimely!DL802","v":0},{"$f":"DmTimely!DM802","v":0},{"$f":"DmTimely!DN802","v":0},{"$f":"DmTimely!DO802","v":0},{"$f":"DmTimely!DP802","v":0},{"$f":"DmTimely!DQ802","v":0},{"$f":"DmTimely!DR802","v":0},0,null,20,{"$f":"DmTimely!DV802","v":0},{"$f":"DmTimely!DW802","v":0},{"$f":"DmTimely!DX802","v":0},{"$f":"DmTimely!DY802","v":0},{"$f":"DmTimely!DZ802","v":0},{"$f":"DmTimely!EA802","v":0},{"$f":"DmTimely!EB802","v":0},{"$f":"DmTimely!EC802","v":0},{"$f":"DmTimely!ED802","v":0},{"$f":"DmTimely!EE802","v":0},{"$f":"DmTimely!EF802","v":0},{"$f":"DmTimely!EG802","v":0},0]
[21,{"$f":"DmTimely!CR803","v":0},{"$f":"DmTimely!CS803","v":0},{"$f":"DmTimely!CT803","v":0},{"$f":"DmTimely!CU803","v":0},{"$f":"DmTimely!CV803","v":0},{"$f":"DmTimely!CW803","v":0},{"$f":"DmTimely!CX803","v":0},{"$f":"DmTimely!CY803","v":0},{"$f":"DmTimely!CZ803","v":0},{"$f":"DmTimely!DA803","v":0},{"$f":"DmTimely!DB803","v":0},{"$f":"DmTimely!DC803","v":0},0,null,21,{"$f":"DmTimely!DG803","v":0},{"$f":"DmTimely!DH803","v":0},{"$f":"DmTimely!DI803","v":0},{"$f":"DmTimely!DJ803","v":0},{"$f":"DmTimely!DK803","v":0},{"$f":"DmTimely!DL803","v":0},{"$f":"DmTimely!DM803","v":0},{"$f":"DmTimely!DN803","v":0},{"$f":"DmTimely!DO803","v":0},{"$f":"DmTimely!DP803","v":0},{"$f":"DmTimely!DQ803","v":0},{"$f":"DmTimely!DR803","v":0},0,null,21,{"$f":"DmTimely!DV803","v":0},{"$f":"DmTimely!DW803","v":0},{"$f":"DmTimely!DX803","v":0},{"$f":"DmTimely!DY803","v":0},{"$f":"DmTimely!DZ803","v":0},{"$f":"DmTimely!EA803","v":0},{"$f":"DmTimely!EB803","v":0},{"$f":"DmTimely!EC803","v":0},{"$f":"DmTimely!ED803","v":0},{"$f":"DmTimely!EE803","v":0},{"$f":"DmTimely!EF803","v":0},{"$f":"DmTimely!EG803","v":0},0]
[22,{"$f":"DmTimely!CR804","v":0},{"$f":"DmTimely!CS804","v":0},{"$f":"DmTimely!CT804","v":0},{"$f":"DmTimely!CU804","v":0},{"$f":"DmTimely!CV804","v":0},{"$f":"DmTimely!CW804","v":0},{"$f":"DmTimely!CX804","v":0},{"$f":"DmTimely!CY804","v":0},{"$f":"DmTimely!CZ804","v":0},{"$f":"DmTimely!DA804","v":0},{"$f":"DmTimely!DB804","v":0},{"$f":"DmTimely!DC804","v":0},0,null,22,{"$f":"DmTimely!DG804","v":0},{"$f":"DmTimely!DH804","v":0},{"$f":"DmTimely!DI804","v":0},{"$f":"DmTimely!DJ804","v":0},{"$f":"DmTimely!DK804","v":0},{"$f":"DmTimely!DL804","v":0},{"$f":"DmTimely!DM804","v":0},{"$f":"DmTimely!DN804","v":0},{"$f":"DmTimely!DO804","v":0},{"$f":"DmTimely!DP804","v":0},{"$f":"DmTimely!DQ804","v":0},{"$f":"DmTimely!DR804","v":0},0,null,22,{"$f":"DmTimely!DV804","v":0},{"$f":"DmTimely!DW804","v":0},{"$f":"DmTimely!DX804","v":0},{"$f":"DmTimely!DY804","v":0},{"$f":"DmTimely!DZ804","v":0},{"$f":"DmTimely!EA804","v":0},{"$f":"DmTimely!EB804","v":0},{"$f":"DmTimely!EC804","v":0},{"$f":"DmTimely!ED804","v":0},{"$f":"DmTimely!EE804","v":0},{"$f":"DmTimely!EF804","v":0},{"$f":"DmTimely!EG804","v":0},0]
[23,{"$f":"DmTimely!CR805","v":0},{"$f":"DmTimely!CS805","v":0},{"$f":"DmTimely!CT805","v":0},{"$f":"DmTimely!CU805","v":0},{"$f":"DmTimely!CV805","v":0},{"$f":"DmTimely!CW805","v":0},{"$f":"DmTimely!CX805","v":0},{"$f":"DmTimely!CY805","v":0},{"$f":"DmTimely!CZ805","v":0},{"$f":"DmTimely!DA805","v":0},{"$f":"DmTimely!DB805","v":0},{"$f":"DmTimely!DC805","v":0},0,null,23,{"$f":"DmTimely!DG805","v":0},{"$f":"DmTimely!DH805","v":0},{"$f":"DmTimely!DI805","v":0},{"$f":"DmTimely!DJ805","v":0},{"$f":"DmTimely!DK805","v":0},{"$f":"DmTimely!DL805","v":0},{"$f":"DmTimely!DM805","v":0},{"$f":"DmTimely!DN805","v":0},{"$f":"DmTimely!DO805","v":0},{"$f":"DmTimely!DP805","v":0},{"$f":"DmTimely!DQ805","v":0},{"$f":"DmTimely!DR805","v":0},0,null,23,{"$f":"DmTimely!DV805","v":0},{"$f":"DmTimely!DW805","v":0},{"$f":"DmTimely!DX805","v":0},{"$f":"DmTimely!DY805","v":0},{"$f":"DmTimely!DZ805","v":0},{"$f":"DmTimely!EA805","v":0},{"$f":"DmTimely!EB805","v":0},{"$f":"DmTimely!EC805","v":0},{"$f":"DmTimely!ED805","v":0},{"$f":"DmTimely!EE805","v":0},{"$f":"DmTimely!EF805","v":0},{"$f":"DmTimely!EG805","v":0},0]
["日",{"$f":"DB!$H$3","v":20},{"$f":"DB!$I$3","v":20},{"$f":"DB!$J$3","v":22},{"$f":"DB!$K$3","v":20},{"$f":"DB!$L$3","v":20},{"$f":"DB!$M$3","v":22},{"$f":"DB!$N$3","v":20},{"$f":"DB!$O$3","v":23},{"$f":"DB!$P$3","v":20},{"$f":"DB!$Q$3","v":21},{"$f":"DB!$R$3","v":20},{"$f":"DB!$S$3","v":21},{"$f":"SUM(B1530:M1530)","v":249},null,"日",{"$f":"DB!$H$4","v":4},{"$f":"DB!$I$4","v":3},{"$f":"DB!$J$4","v":4},{"$f":"DB!$K$4","v":4},{"$f":"DB!$L$4","v":4},{"$f":"DB!$M$4","v":4},{"$f":"DB!$N$4","v":5},{"$f":"DB!$O$4","v":4},{"$f":"DB!$P$4","v":4},{"$f":"DB!$Q$4","v":4},{"$f":"DB!$R$4","v":4},{"$f":"DB!$S$4","v":4},{"$f":"SUM(Q1530:AB1530)","v":48},null,"日",{"$f":"DB!$H$5","v":7},{"$f":"DB!$I$5","v":5},{"$f":"DB!$J$5","v":5},{"$f":"DB!$K$5","v":6},{"$f":"DB!$L$5","v":7},{"$f":"DB!$M$5","v":4},{"$f":"DB!$N$5","v":6},{"$f":"DB!$O$5","v":4},{"$f":"DB!$P$5","v":6},{"$f":"DB!$Q$5","v":6},{"$f":"DB!$R$5","v":6},{"$f":"DB!$S$5","v":6},{"$f":"SUM(AF1530:AQ1530)","v":68}]
["MWh/月",{"$f":"B1529*B1530/1000","v":0},{"$f":"C1529*C1530/1000","v":0},0,0,0,0,0,0,0,0,0,0,{"$f":"SUM(B1531:M1531)","v":0},null,"MWh/月",{"$f":"Q1529*Q1530/1000","v":0},{"$f":"R1529*R1530/1000","v":0},0,0,0,0,0,0,0,0,0,0,{"$f":"SUM(Q1531:AB1531)","v":0},null,"MWh/月",{"$f":"AF1529*AF1530/1000","v":0},{"$f":"AG1529*AG1530/1000","v":0},0,0,0,0,0,0,0,0,0,0,{"$f":"SUM(AF1531:AQ1531)","v":0}]
[]
["冷房負荷（既設建物）",null,"※MJ→kWh変換済み",null,null,null,null,null,null,null,null,null,null,"（既設建物・平日）",null,"冷房負荷（既設建物）",null,"※MJ→kWh変換済み",null,null,null,null,null,null,null,null,null,null,"（既設建物・土曜）",null,"冷房負荷（既設建物）",null,"※MJ→kWh変換済み",null,null,null,null,null,null,null,null,null,null,"（既設建物・休日）"]
[0,{"$f":"DmTimely!CR812/3.6","v":0},{"$f":"DmTimely!CS812/3.6","v":0},{"$f":"DmTimely!CT812/3.6","v":0},{"$f":"DmTimely!CU812/3.6","v":0},{"$f":"DmTimely!CV812/3.6","v":0},{"$f":"DmTimely!CW812/3.6","v":0},{"$f":"DmTimely!CX812/3.6","v":0},{"$f":"DmTimely!CY812/3.6","v":0},{"$f":"DmTimely!CZ812/3.6","v":0},{"$f":"DmTimely!DA812/3.6","v":0},{"$f":"DmTimely!DB812/3.6","v":0},{"$f":"DmTimely!DC812/3.6","v":0},{"$f":"SUM(B1535:M1535)","v":0},null,0,{"$f":"DmTimely!DG812/3.6","v":0},{"$f":"DmTimely!DH812/3.6","v":0},{"$f":"DmTimely!DI812/3.6","v":0},{"$f":"DmTimely!DJ812/3.6","v":0},{"$f":"DmTimely!DK812/3.6","v":0},{"$f":"DmTimely!DL812/3.6","v":0},{"$f":"DmTimely!DM812/3.6","v":0},{"$f":"DmTimely!DN812/3.6","v":0},{"$f":"DmTimely!DO812/3.6","v":0},{"$f":"DmTimely!DP812/3.6","v":0},{"$f":"DmTimely!DQ812/3.6","v":0},{"$f":"DmTimely!DR812/3.6","v":0},{"$f":"SUM(Q1535:AB1535)","v":0},null,0,{"$f":"DmTimely!DV812/3.6","v":0},{"$f":"DmTimely!DW812/3.6","v":0},{"$f":"DmTimely!DX812/3.6","v":0},{"$f":"DmTimely!DY812/3.6","v":0},{"$f":"DmTimely!DZ812/3.6","v":0},{"$f":"DmTimely!EA812/3.6","v":0},{"$f":"DmTimely!EB812/3.6","v":0},{"$f":"DmTimely!EC812/3.6","v":0},{"$f":"DmTimely!ED812/3.6","v":0},{"$f":"DmTimely!EE812/3.6","v":0},{"$f":"DmTimely!EF812/3.6","v":0},{"$f":"DmTimely!EG812/3.6","v":0},{"$f":"SUM(AF1535:AQ1535)","v":0}]
[1,{"$f":"DmTimely!CR813/3.6","v":0},{"$f":"DmTimely!CS813/3.6","v":0},{"$f":"DmTimely!CT813/3.6","v":0},{"$f":"DmTimely!CU813/3.6","v":0},{"$f":"DmTimely!CV813/3.6","v":0},{"$f":"DmTimely!CW813/3.6","v":0},{"$f":"DmTimely!CX813/3.6","v":0},{"$f":"DmTimely!CY813/3.6","v":0},{"$f":"DmTimely!CZ813/3.6","v":0},{"$f":"DmTimely!DA813/3.6","v":0},{"$f":"DmTimely!DB813/3.6","v":0},{"$f":"DmTimely!DC813/3.6","v":0},{"$f":"SUM(B1536:M1536)","v":0},null,1,{"$f":"DmTimely!DG813/3.6","v":0},{"$f":"DmTimely!DH813/3.6","v":0},{"$f":"DmTimely!DI813/3.6","v":0},{"$f":"DmTimely!DJ813/3.6","v":0},{"$f":"DmTimely!DK813/3.6","v":0},{"$f":"DmTimely!DL813/3.6","v":0},{"$f":"DmTimely!DM813/3.6","v":0},{"$f":"DmTimely!DN813/3.6","v":0},{"$f":"DmTimely!DO813/3.6","v":0},{"$f":"DmTimely!DP813/3.6","v":0},{"$f":"DmTimely!DQ813/3.6","v":0},{"$f":"DmTimely!DR813/3.6","v":0},{"$f":"SUM(Q1536:AB1536)","v":0},null,1,{"$f":"DmTimely!DV813/3.6","v":0},{"$f":"DmTimely!DW813/3.6","v":0},{"$f":"DmTimely!DX813/3.6","v":0},{"$f":"DmTimely!DY813/3.6","v":0},{"$f":"DmTimely!DZ813/3.6","v":0},{"$f":"DmTimely!EA813/3.6","v":0},{"$f":"DmTimely!EB813/3.6","v":0},{"$f":"DmTimely!EC813/3.6","v":0},{"$f":"DmTimely!ED813/3.6","v":0},{"$f":"DmTimely!EE813/3.6","v":0},{"$f":"DmTimely!EF813/3.6","v":0},{"$f":"DmTimely!EG813/3.6","v":0},{"$f":"SUM(AF1536:AQ1536)","v":0}]
[3,{"$f":"DmTimely!CR815/3.6","v":0},{"$f":"DmTimely!CS815/3.6","v":0},{"$f":"DmTimely!CT815/3.6","v":0},{"$f":"DmTimely!CU815/3.6","v":0},{"$f":"DmTimely!CV815/3.6","v":0},{"$f":"DmTimely!CW815/3.6","v":0},{"$f":"DmTimely!CX815/3.6","v":0},{"$f":"DmTimely!CY815/3.6","v":0},{"$f":"DmTimely!CZ815/3.6","v":0},{"$f":"DmTimely!DA815/3.6","v":0},{"$f":"DmTimely!DB815/3.6","v":0},{"$f":"DmTimely!DC815/3.6","v":0},0,null,3,{"$f":"DmTimely!DG815/3.6","v":0},{"$f":"DmTimely!DH815/3.6","v":0},{"$f":"DmTimely!DI815/3.6","v":0},{"$f":"DmTimely!DJ815/3.6","v":0},{"$f":"DmTimely!DK815/3.6","v":0},{"$f":"DmTimely!DL815/3.6","v":0},{"$f":"DmTimely!DM815/3.6","v":0},{"$f":"DmTimely!DN815/3.6","v":0},{"$f":"DmTimely!DO815/3.6","v":0},{"$f":"DmTimely!DP815/3.6","v":0},{"$f":"DmTimely!DQ815/3.6","v":0},{"$f":"DmTimely!DR815/3.6","v":0},0,null,3,{"$f":"DmTimely!DV815/3.6","v":0},{"$f":"DmTimely!DW815/3.6","v":0},{"$f":"DmTimely!DX815/3.6","v":0},{"$f":"DmTimely!DY815/3.6","v":0},{"$f":"DmTimely!DZ815/3.6","v":0},{"$f":"DmTimely!EA815/3.6","v":0},{"$f":"DmTimely!EB815/3.6","v":0},{"$f":"DmTimely!EC815/3.6","v":0},{"$f":"DmTimely!ED815/3.6","v":0},{"$f":"DmTimely!EE815/3.6","v":0},{"$f":"DmTimely!EF815/3.6","v":0},{"$f":"DmTimely!EG815/3.6","v":0},0]
[4,{"$f":"DmTimely!CR816/3.6","v":0},{"$f":"DmTimely!CS816/3.6","v":0},{"$f":"DmTimely!CT816/3.6","v":0},{"$f":"DmTimely!CU816/3.6","v":0},{"$f":"DmTimely!CV816/3.6","v":0},{"$f":"DmTimely!CW816/3.6","v":0},{"$f":"DmTimely!CX816/3.6","v":0},{"$f":"DmTimely!CY816/3.6","v":0},{"$f":"DmTimely!CZ816/3.6","v":0},{"$f":"DmTimely!DA816/3.6","v":0},{"$f":"DmTimely!DB816/3.6","v":0},{"$f":"DmTimely!DC816/3.6","v":0},0,null,4,{"$f":"DmTimely!DG816/3.6","v":0},{"$f":"DmTimely!DH816/3.6","v":0},{"$f":"DmTimely!DI816/3.6","v":0},{"$f":"DmTimely!DJ816/3.6","v":0},{"$f":"DmTimely!DK816/3.6","v":0},{"$f":"DmTimely!DL816/3.6","v":0},{"$f":"DmTimely!DM816/3.6","v":0},{"$f":"DmTimely!DN816/3.6","v":0},{"$f":"DmTimely!DO816/3.6","v":0},{"$f":"DmTimely!DP816/3.6","v":0},{"$f":"DmTimely!DQ816/3.6","v":0},{"$f":"DmTimely!DR816/3.6","v":0},0,null,4,{"$f":"DmTimely!DV816/3.6","v":0},{"$f":"DmTimely!DW816/3.6","v":0},{"$f":"DmTimely!DX816/3.6","v":0},{"$f":"DmTimely!DY816/3.6","v":0},{"$f":"DmTimely!DZ816/3.6","v":0},{"$f":"DmTimely!EA816/3.6","v":0},{"$f":"DmTimely!EB816/3.6","v":0},{"$f":"DmTimely!EC816/3.6","v":0},{"$f":"DmTimely!ED816/3.6","v":0},{"$f":"DmTimely!EE816/3.6","v":0},{"$f":"DmTimely!EF816/3.6","v":0},{"$f":"DmTimely!EG816/3.6","v":0},0]
[5,{"$f":"DmTimely!CR817/3.6","v":0},{"$f":"DmTimely!CS817/3.6","v":0},{"$f":"DmTimely!CT817/3.6","v":0},{"$f":"DmTimely!CU817/3.6","v":0},{"$f":"DmTimely!CV817/3.6","v":0},{"$f":"DmTimely!CW817/3.6","v":0},{"$f":"DmTimely!CX817/3.6","v":0},{"$f":"DmTimely!CY817/3.6","v":0},{"$f":"DmTimely!CZ817/3.6","v":0},{"$f":"DmTimely!DA817/3.6","v":0},{"$f":"DmTimely!DB817/3.6","v":0},{"$f":"DmTimely!DC817/3.6","v":0},0,null,5,{"$f":"DmTimely!DG817/3.6","v":0},{"$f":"DmTimely!DH817/3.6","v":0},{"$f":"DmTimely!DI817/3.6","v":0},{"$f":"DmTimely!DJ817/3.6","v":0},{"$f":"DmTimely!DK817/3.6","v":0},{"$f":"DmTimely!DL817/3.6","v":0},{"$f":"DmTimely!DM817/3.6","v":0},{"$f":"DmTimely!DN817/3.6","v":0},{"$f":"DmTimely!DO817/3.6","v":0},{"$f":"DmTimely!DP817/3.6","v":0},{"$f":"DmTimely!DQ817/3.6","v":0},{"$f":"DmTimely!DR817/3.6","v":0},0,null,5,{"$f":"DmTimely!DV817/3.6","v":0},{"$f":"DmTimely!DW817/3.6","v":0},{"$f":"DmTimely!DX817/3.6","v":0},{"$f":"DmTimely!DY817/3.6","v":0},{"$f":"DmTimely!DZ817/3.6","v":0},{"$f":"DmTimely!EA817/3.6","v":0},{"$f":"DmTimely!EB817/3.6","v":0},{"$f":"DmTimely!EC817/3.6","v":0},{"$f":"DmTimely!ED817/3.6","v":0},{"$f":"DmTimely!EE817/3.6","v":0},{"$f":"DmTimely!EF817/3.6","v":0},{"$f":"DmTimely!EG817/3.6","v":0},0]
[6,{"$f":"DmTimely!CR818/3.6","v":0},{"$f":"DmTimely!CS818/3.6","v":0},{"$f":"DmTimely!CT818/3.6","v":0},{"$f":"DmTimely!CU818/3.6","v":0},{"$f":"DmTimely!CV818/3.6","v":0},{"$f":"DmTimely!CW818/3.6","v":0},{"$f":"DmTimely!CX818/3.6","v":0},{"$f":"DmTimely!CY818/3.6","v":0},{"$f":"DmTimely!CZ818/3.6","v":0},{"$f":"DmTimely!DA818/3.6","v":0},{"$f":"DmTimely!DB818/3.6","v":0},{"$f":"DmTimely!DC818/3.6","v":0},0,null,6,{"$f":"DmTimely!DG818/3.6","v":0},{"$f":"DmTimely!DH818/3.6","v":0},{"$f":"DmTimely!DI818/3.6","v":0},{"$f":"DmTimely!DJ818/3.6","v":0},{"$f":"DmTimely!DK818/3.6","v":0},{"$f":"DmTimely!DL818/3.6","v":0},{"$f":"DmTimely!DM818/3.6","v":0},{"$f":"DmTimely!DN818/3.6","v":0},{"$f":"DmTimely!DO818/3.6","v":0},{"$f":"DmTimely!DP818/3.6","v":0},{"$f":"DmTimely!DQ818/3.6","v":0},{"$f":"DmTimely!DR818/3.6","v":0},0,null,6,{"$f":"DmTimely!DV818/3.6","v":0},{"$f":"DmTimely!DW818/3.6","v":0},{"$f":"DmTimely!DX818/3.6","v":0},{"$f":"DmTimely!DY818/3.6","v":0},{"$f":"DmTimely!DZ818/3.6","v":0},{"$f":"DmTimely!EA818/3.6","v":0},{"$f":"DmTimely!EB818/3.6","v":0},{"$f":"DmTimely!EC818/3.6","v":0},{"$f":"DmTimely!ED818/3.6","v":0},{"$f":"DmTimely!EE818/3.6","v":0},{"$f":"DmTimely!EF818/3.6","v":0},{"$f":"DmTimely!EG818/3.6","v":0},0]
[8,{"$f":"DmTimely!CR820/3.6","v":0},{"$f":"DmTimely!CS820/3.6","v":0},{"$f":"DmTimely!CT820/3.6","v":0},{"$f":"DmTimely!CU820/3.6","v":0},{"$f":"DmTimely!CV820/3.6","v":0},{"$f":"DmTimely!CW820/3.6","v":0},{"$f":"DmTimely!CX820/3.6","v":0},{"$f":"DmTimely!CY820/3.6","v":0},{"$f":"DmTimely!CZ820/3.6","v":0},{"$f":"DmTimely!DA820/3.6","v":0},{"$f":"DmTimely!DB820/3.6","v":0},{"$f":"DmTimely!DC820/3.6","v":0},0,null,8,{"$f":"DmTimely!DG820/3.6","v":0},{"$f":"DmTimely!DH820/3.6","v":0},{"$f":"DmTimely!DI820/3.6","v":0},{"$f":"DmTimely!DJ820/3.6","v":0},{"$f":"DmTimely!DK820/3.6","v":0},{"$f":"DmTimely!DL820/3.6","v":0},{"$f":"DmTimely!DM820/3.6","v":0},{"$f":"DmTimely!DN820/3.6","v":0},{"$f":"DmTimely!DO820/3.6","v":0},{"$f":"DmTimely!DP820/3.6","v":0},{"$f":"DmTimely!DQ820/3.6","v":0},{"$f":"DmTimely!DR820/3.6","v":0},0,null,8,{"$f":"DmTimely!DV820/3.6","v":0},{"$f":"DmTimely!DW820/3.6","v":0},{"$f":"DmTimely!DX820/3.6","v":0},{"$f":"DmTimely!DY820/3.6","v":0},{"$f":"DmTimely!DZ820/3.6","v":0},{"$f":"DmTimely!EA820/3.6","v":0},{"$f":"DmTimely!EB820/3.6","v":0},{"$f":"DmTimely!EC820/3.6","v":0},{"$f":"DmTimely!ED820/3.6","v":0},{"$f":"DmTimely!EE820/3.6","v":0},{"$f":"DmTimely!EF820/3.6","v":0},{"$f":"DmTimely!EG820/3.6","v":0},0]
[9,{"$f":"DmTimely!CR821/3.6","v":0},{"$f":"DmTimely!CS821/3.6","v":0},{"$f":"DmTimely!CT821/3.6","v":0},{"$f":"DmTimely!CU821/3.6","v":0},{"$f":"DmTimely!CV821/3.6","v":0},{"$f":"DmTimely!CW821/3.6","v":0},{"$f":"DmTimely!CX821/3.6","v":0},{"$f":"DmTimely!CY821/3.6","v":0},{"$f":"DmTimely!CZ821/3.6","v":0},{"$f":"DmTimely!DA821/3.6","v":0},{"$f":"DmTimely!DB821/3.6","v":0},{"$f":"DmTimely!DC821/3.6","v":0},0,null,9,{"$f":"DmTimely!DG821/3.6","v":0},{"$f":"DmTimely!DH821/3.6","v":0},{"$f":"DmTimely!DI821/3.6","v":0},{"$f":"DmTimely!DJ821/3.6","v":0},{"$f":"DmTimely!DK821/3.6","v":0},{"$f":"DmTimely!DL821/3.6","v":0},{"$f":"DmTimely!DM821/3.6","v":0},{"$f":"DmTimely!DN821/3.6","v":0},{"$f":"DmTimely!DO821/3.6","v":0},{"$f":"DmTimely!DP821/3.6","v":0},{"$f":"DmTimely!DQ821/3.6","v":0},{"$f":"DmTimely!DR821/3.6","v":0},0,null,9,{"$f":"DmTimely!DV821/3.6","v":0},{"$f":"DmTimely!DW821/3.6","v":0},{"$f":"DmTimely!DX821/3.6","v":0},{"$f":"DmTimely!DY821/3.6","v":0},{"$f":"DmTimely!DZ821/3.6","v":0},{"$f":"DmTimely!EA821/3.6","v":0},{"$f":"DmTimely!EB821/3.6","v":0},{"$f":"DmTimely!EC821/3.6","v":0},{"$f":"DmTimely!ED821/3.6","v":0},{"$f":"DmTimely!EE821/3.6","v":0},{"$f":"DmTimely!EF821/3.6","v":0},{"$f":"DmTimely!EG821/3.6","v":0},0]
[10,{"$f":"DmTimely!CR822/3.6","v":0},{"$f":"DmTimely!CS822/3.6","v":0},{"$f":"DmTimely!CT822/3.6","v":0},{"$f":"DmTimely!CU822/3.6","v":0},{"$f":"DmTimely!CV822/3.6","v":0},{"$f":"DmTimely!CW822/3.6","v":0},{"$f":"DmTimely!CX822/3.6","v":0},{"$f":"DmTimely!CY822/3.6","v":0},{"$f":"DmTimely!CZ822/3.6","v":0},{"$f":"DmTimely!DA822/3.6","v":0},{"$f":"DmTimely!DB822/3.6","v":0},{"$f":"DmTimely!DC822/3.6","v":0},0,null,10,{"$f":"DmTimely!DG822/3.6","v":0},{"$f":"DmTimely!DH822/3.6","v":0},{"$f":"DmTimely!DI822/3.6","v":0},{"$f":"DmTimely!DJ822/3.6","v":0},{"$f":"DmTimely!DK822/3.6","v":0},{"$f":"DmTimely!DL822/3.6","v":0},{"$f":"DmTimely!DM822/3.6","v":0},{"$f":"DmTimely!DN822/3.6","v":0},{"$f":"DmTimely!DO822/3.6","v":0},{"$f":"DmTimely!DP822/3.6","v":0},{"$f":"DmTimely!DQ822/3.6","v":0},{"$f":"DmTimely!DR822/3.6","v":0},0,null,10,{"$f":"DmTimely!DV822/3.6","v":0},{"$f":"DmTimely!DW822/3.6","v":0},{"$f":"DmTimely!DX822/3.6","v":0},{"$f":"DmTimely!DY822/3.6","v":0},{"$f":"DmTimely!DZ822/3.6","v":0},{"$f":"DmTimely!EA822/3.6","v":0},{"$f":"DmTimely!EB822/3.6","v":0},{"$f":"DmTimely!EC822/3.6","v":0},{"$f":"DmTimely!ED822/3.6","v":0},{"$f":"DmTimely!EE822/3.6","v":0},{"$f":"DmTimely!EF822/3.6","v":0},{"$f":"DmTimely!EG822/3.6","v":0},0]
[11,{"$f":"DmTimely!CR823/3.6","v":0},{"$f":"DmTimely!CS823/3.6","v":0},{"$f":"DmTimely!CT823/3.6","v":0},{"$f":"DmTimely!CU823/3.6","v":0},{"$f":"DmTimely!CV823/3.6","v":0},{"$f":"DmTimely!CW823/3.6","v":0},{"$f":"DmTimely!CX823/3.6","v":0},{"$f":"DmTimely!CY823/3.6","v":0},{"$f":"DmTimely!CZ823/3.6","v":0},{"$f":"DmTimely!DA823/3.6","v":0},{"$f":"DmTimely!DB823/3.6","v":0},{"$f":"DmTimely!DC823/3.6","v":0},0,null,11,{"$f":"DmTimely!DG823/3.6","v":0},{"$f":"DmTimely!DH823/3.6","v":0},{"$f":"DmTimely!DI823/3.6","v":0},{"$f":"DmTimely!DJ823/3.6","v":0},{"$f":"DmTimely!DK823/3.6","v":0},{"$f":"DmTimely!DL823/3.6","v":0},{"$f":"DmTimely!DM823/3.6","v":0},{"$f":"DmTimely!DN823/3.6","v":0},{"$f":"DmTimely!DO823/3.6","v":0},{"$f":"DmTimely!DP823/3.6","v":0},{"$f":"DmTimely!DQ823/3.6","v":0},{"$f":"DmTimely!DR823/3.6","v":0},0,null,11,{"$f":"DmTimely!DV823/3.6","v":0},{"$f":"DmTimely!DW823/3.6","v":0},{"$f":"DmTimely!DX823/3.6","v":0},{"$f":"DmTimely!DY823/3.6","v":0},{"$f":"DmTimely!DZ823/3.6","v":0},{"$f":"DmTimely!EA823/3.6","v":0},{"$f":"DmTimely!EB823/3.6","v":0},{"$f":"DmTimely!EC823/3.6","v":0},{"$f":"DmTimely!ED823/3.6","v":0},{"$f":"DmTimely!EE823/3.6","v":0},{"$f":"DmTimely!EF823/3.6","v":0},{"$f":"DmTimely!EG823/3.6","v":0},0]
[13,{"$f":"DmTimely!CR825/3.6","v":0},{"$f":"DmTimely!CS825/3.6","v":0},{"$f":"DmTimely!CT825/3.6","v":0},{"$f":"DmTimely!CU825/3.6","v":0},{"$f":"DmTimely!CV825/3.6","v":0},{"$f":"DmTimely!CW825/3.6","v":0},{"$f":"DmTimely!CX825/3.6","v":0},{"$f":"DmTimely!CY825/3.6","v":0},{"$f":"DmTimely!CZ825/3.6","v":0},{"$f":"DmTimely!DA825/3.6","v":0},{"$f":"DmTimely!DB825/3.6","v":0},{"$f":"DmTimely!DC825/3.6","v":0},0,null,13,{"$f":"DmTimely!DG825/3.6","v":0},{"$f":"DmTimely!DH825/3.6","v":0},{"$f":"DmTimely!DI825/3.6","v":0},{"$f":"DmTimely!DJ825/3.6","v":0},{"$f":"DmTimely!DK825/3.6","v":0},{"$f":"DmTimely!DL825/3.6","v":0},{"$f":"DmTimely!DM825/3.6","v":0},{"$f":"DmTimely!DN825/3.6","v":0},{"$f":"DmTimely!DO825/3.6","v":0},{"$f":"DmTimely!DP825/3.6","v":0},{"$f":"DmTimely!DQ825/3.6","v":0},{"$f":"DmTimely!DR825/3.6","v":0},0,null,13,{"$f":"DmTimely!DV825/3.6","v":0},{"$f":"DmTimely!DW825/3.6","v":0},{"$f":"DmTimely!DX825/3.6","v":0},{"$f":"DmTimely!DY825/3.6","v":0},{"$f":"DmTimely!DZ825/3.6","v":0},{"$f":"DmTimely!EA825/3.6","v":0},{"$f":"DmTimely!EB825/3.6","v":0},{"$f":"DmTimely!EC825/3.6","v":0},{"$f":"DmTimely!ED825/3.6","v":0},{"$f":"DmTimely!EE825/3.6","v":0},{"$f":"DmTimely!EF825/3.6","v":0},{"$f":"DmTimely!EG825/3.6","v":0},0]
[14,{"$f":"DmTimely!CR826/3.6","v":0},{"$f":"DmTimely!CS826/3.6","v":0},{"$f":"DmTimely!CT826/3.6","v":0},{"$f":"DmTimely!CU826/3.6","v":0},{"$f":"DmTimely!CV826/3.6","v":0},{"$f":"DmTimely!CW826/3.6","v":0},{"$f":"DmTimely!CX826/3.6","v":0},{"$f":"DmTimely!CY826/3.6","v":0},{"$f":"DmTimely!CZ826/3.6","v":0},{"$f":"DmTimely!DA826/3.6","v":0},{"$f":"DmTimely!DB826/3.6","v":0},{"$f":"DmTimely!DC826/3.6","v":0},0,null,14,{"$f":"DmTimely!DG826/3.6","v":0},{"$f":"DmTimely!DH826/3.6","v":0},{"$f":"DmTimely!DI826/3.6","v":0},{"$f":"DmTimely!DJ826/3.6","v":0},{"$f":"DmTimely!DK826/3.6","v":0},{"$f":"DmTimely!DL826/3.6","v":0},{"$f":"DmTimely!DM826/3.6","v":0},{"$f":"DmTimely!DN826/3.6","v":0},{"$f":"DmTimely!DO826/3.6","v":0},{"$f":"DmTimely!DP826/3.6","v":0},{"$f":"DmTimely!DQ826/3.6","v":0},{"$f":"DmTimely!DR826/3.6","v":0},0,null,14,{"$f":"DmTimely!DV826/3.6","v":0},{"$f":"DmTimely!DW826/3.6","v":0},{"$f":"DmTimely!DX826/3.6","v":0},{"$f":"DmTimely!DY826/3.6","v":0},{"$f":"DmTimely!DZ826/3.6","v":0},{"$f":"DmTimely!EA826/3.6","v":0},{"$f":"DmTimely!EB826/3.6","v":0},{"$f":"DmTimely!EC826/3.6","v":0},{"$f":"DmTimely!ED826/3.6","v":0},{"$f":"DmTimely!EE826/3.6","v":0},{"$f":"DmTimely!EF826/3.6","v":0},{"$f":"DmTimely!EG826/3.6","v":0},0]
[15,{"$f":"DmTimely!CR827/3.6","v":0},{"$f":"DmTimely!CS827/3.6","v":0},{"$f":"DmTimely!CT827/3.6","v":0},{"$f":"DmTimely!CU827/3.6","v":0},{"$f":"DmTimely!CV827/3.6","v":0},{"$f":"DmTimely!CW827/3.6","v":0},{"$f":"DmTimely!CX827/3.6","v":0},{"$f":"DmTimely!CY827/3.6","v":0},{"$f":"DmTimely!CZ827/3.6","v":0},{"$f":"DmTimely!DA827/3.6","v":0},{"$f":"DmTimely!DB827/3.6","v":0},{"$f":"DmTimely!DC827/3.6","v":0},0,null,15,{"$f":"DmTimely!DG827/3.6","v":0},{"$f":"DmTimely!DH827/3.6","v":0},{"$f":"DmTimely!DI827/3.6","v":0},{"$f":"DmTimely!DJ827/3.6","v":0},{"$f":"DmTimely!DK827/3.6","v":0},{"$f":"DmTimely!DL827/3.6","v":0},{"$f":"DmTimely!DM827/3.6","v":0},{"$f":"DmTimely!DN827/3.6","v":0},{"$f":"DmTimely!DO827/3.6","v":0},{"$f":"DmTimely!DP827/3.6","v":0},{"$f":"DmTimely!DQ827/3.6","v":0},{"$f":"DmTimely!DR827/3.6","v":0},0,null,15,{"$f":"DmTimely!DV827/3.6","v":0},{"$f":"DmTimely!DW827/3.6","v":0},{"$f":"DmTimely!DX827/3.6","v":0},{"$f":"DmTimely!DY827/3.6","v":0},{"$f":"DmTimely!DZ827/3.6","v":0},{"$f":"DmTimely!EA827/3.6","v":0},{"$f":"DmTimely!EB827/3.6","v":0},{"$f":"DmTimely!EC827/3.6","v":0},{"$f":"DmTimely!ED827/3.6","v":0},{"$f":"DmTimely!EE827/3.6","v":0},{"$f":"DmTimely!EF827/3.6","v":0},{"$f":"DmTimely!EG827/3.6","v":0},0]
[16,{"$f":"DmTimely!CR828/3.6","v":0},{"$f":"DmTimely!CS828/3.6","v":0},{"$f":"DmTimely!CT828/3.6","v":0},{"$f":"DmTimely!CU828/3.6","v":0},{"$f":"DmTimely!CV828/3.6","v":0},{"$f":"DmTimely!CW828/3.6","v":0},{"$f":"DmTimely!CX828/3.6","v":0},{"$f":"DmTimely!CY828/3.6","v":0},{"$f":"DmTimely!CZ828/3.6","v":0},{"$f":"DmTimely!DA828/3.6","v":0},{"$f":"DmTimely!DB828/3.6","v":0},{"$f":"DmTimely!DC828/3.6","v":0},0,null,16,{"$f":"DmTimely!DG828/3.6","v":0},{"$f":"DmTimely!DH828/3.6","v":0},{"$f":"DmTimely!DI828/3.6","v":0},{"$f":"DmTimely!DJ828/3.6","v":0},{"$f":"DmTimely!DK828/3.6","v":0},{"$f":"DmTimely!DL828/3.6","v":0},{"$f":"DmTimely!DM828/3.6","v":0},{"$f":"DmTimely!DN828/3.6","v":0},{"$f":"DmTimely!DO828/3.6","v":0},{"$f":"DmTimely!DP828/3.6","v":0},{"$f":"DmTimely!DQ828/3.6","v":0},{"$f":"DmTimely!DR828/3.6","v":0},0,null,16,{"$f":"DmTimely!DV828/3.6","v":0},{"$f":"DmTimely!DW828/3.6","v":0},{"$f":"DmTimely!DX828/3.6","v":0},{"$f":"DmTimely!DY828/3.6","v":0},{"$f":"DmTimely!DZ828/3.6","v":0},{"$f":"DmTimely!EA828/3.6","v":0},{"$f":"DmTimely!EB828/3.6","v":0},{"$f":"DmTimely!EC828/3.6","v":0},{"$f":"DmTimely!ED828/3.6","v":0},{"$f":"DmTimely!EE828/3.6","v":0},{"$f":"DmTimely!EF828/3.6","v":0},{"$f":"DmTimely!EG828/3.6","v":0},0]
[18,{"$f":"DmTimely!CR830/3.6","v":0},{"$f":"DmTimely!CS830/3.6","v":0},{"$f":"DmTimely!CT830/3.6","v":0},{"$f":"DmTimely!CU830/3.6","v":0},{"$f":"DmTimely!CV830/3.6","v":0},{"$f":"DmTimely!CW830/3.6","v":0},{"$f":"DmTimely!CX830/3.6","v":0},{"$f":"DmTimely!CY830/3.6","v":0},{"$f":"DmTimely!CZ830/3.6","v":0},{"$f":"DmTimely!DA830/3.6","v":0},{"$f":"DmTimely!DB830/3.6","v":0},{"$f":"DmTimely!DC830/3.6","v":0},0,null,18,{"$f":"DmTimely!DG830/3.6","v":0},{"$f":"DmTimely!DH830/3.6","v":0},{"$f":"DmTimely!DI830/3.6","v":0},{"$f":"DmTimely!DJ830/3.6","v":0},{"$f":"DmTimely!DK830/3.6","v":0},{"$f":"DmTimely!DL830/3.6","v":0},{"$f":"DmTimely!DM830/3.6","v":0},{"$f":"DmTimely!DN830/3.6","v":0},{"$f":"DmTimely!DO830/3.6","v":0},{"$f":"DmTimely!DP830/3.6","v":0},{"$f":"DmTimely!DQ830/3.6","v":0},{"$f":"DmTimely!DR830/3.6","v":0},0,null,18,{"$f":"DmTimely!DV830/3.6","v":0},{"$f":"DmTimely!DW830/3.6","v":0},{"$f":"DmTimely!DX830/3.6","v":0},{"$f":"DmTimely!DY830/3.6","v":0},{"$f":"DmTimely!DZ830/3.6","v":0},{"$f":"DmTimely!EA830/3.6","v":0},{"$f":"DmTimely!EB830/3.6","v":0},{"$f":"DmTimely!EC830/3.6","v":0},{"$f":"DmTimely!ED830/3.6","v":0},{"$f":"DmTimely!EE830/3.6","v":0},{"$f":"DmTimely!EF830/3.6","v":0},{"$f":"DmTimely!EG830/3.6","v":0},0]
[19,{"$f":"DmTimely!CR831/3.6","v":0},{"$f":"DmTimely!CS831/3.6","v":0},{"$f":"DmTimely!CT831/3.6","v":0},{"$f":"DmTimely!CU831/3.6","v":0},{"$f":"DmTimely!CV831/3.6","v":0},{"$f":"DmTimely!CW831/3.6","v":0},{"$f":"DmTimely!CX831/3.6","v":0},{"$f":"DmTimely!CY831/3.6","v":0},{"$f":"DmTimely!CZ831/3.6","v":0},{"$f":"DmTimely!DA831/3.6","v":0},{"$f":"DmTimely!DB831/3.6","v":0},{"$f":"DmTimely!DC831/3.6","v":0},0,null,19,{"$f":"DmTimely!DG831/3.6","v":0},{"$f":"DmTimely!DH831/3.6","v":0},{"$f":"DmTimely!DI831/3.6","v":0},{"$f":"DmTimely!DJ831/3.6","v":0},{"$f":"DmTimely!DK831/3.6","v":0},{"$f":"DmTimely!DL831/3.6","v":0},{"$f":"DmTimely!DM831/3.6","v":0},{"$f":"DmTimely!DN831/3.6","v":0},{"$f":"DmTimely!DO831/3.6","v":0},{"$f":"DmTimely!DP831/3.6","v":0},{"$f":"DmTimely!DQ831/3.6","v":0},{"$f":"DmTimely!DR831/3.6","v":0},0,null,19,{"$f":"DmTimely!DV831/3.6","v":0},{"$f":"DmTimely!DW831/3.6","v":0},{"$f":"DmTimely!DX831/3.6","v":0},{"$f":"DmTimely!DY831/3.6","v":0},{"$f":"DmTimely!DZ831/3.6","v":0},{"$f":"DmTimely!EA831/3.6","v":0},{"$f":"DmTimely!EB831/3.6","v":0},{"$f":"DmTimely!EC831/3.6","v":0},{"$f":"DmTimely!ED831/3.6","v":0},{"$f":"DmTimely!EE831/3.6","v":0},{"$f":"DmTimely!EF831/3.6","v":0},{"$f":"DmTimely!EG831/3.6","v":0},0]
[20,{"$f":"DmTimely!CR832/3.6","v":0},{"$f":"DmTimely!CS832/3.6","v":0},{"$f":"DmTimely!CT832/3.6","v":0},{"$f":"DmTimely!CU832/3.6","v":0},{"$f":"DmTimely!CV832/3.6","v":0},{"$f":"DmTimely!CW832/3.6","v":0},{"$f":"DmTimely!CX832/3.6","v":0},{"$f":"DmTimely!CY832/3.6","v":0},{"$f":"DmTimely!CZ832/3.6","v":0},{"$f":"DmTimely!DA832/3.6","v":0},{"$f":"DmTimely!DB832/3.6","v":0},{"$f":"DmTimely!DC832/3.6","v":0},0,null,20,{"$f":"DmTimely!DG832/3.6","v":0},{"$f":"DmTimely!DH832/3.6","v":0},{"$f":"DmTimely!DI832/3.6","v":0},{"$f":"DmTimely!DJ832/3.6","v":0},{"$f":"DmTimely!DK832/3.6","v":0},{"$f":"DmTimely!DL832/3.6","v":0},{"$f":"DmTimely!DM832/3.6","v":0},{"$f":"DmTimely!DN832/3.6","v":0},{"$f":"DmTimely!DO832/3.6","v":0},{"$f":"DmTimely!DP832/3.6","v":0},{"$f":"DmTimely!DQ832/3.6","v":0},{"$f":"DmTimely!DR832/3.6","v":0},0,null,20,{"$f":"DmTimely!DV832/3.6","v":0},{"$f":"DmTimely!DW832/3.6","v":0},{"$f":"DmTimely!DX832/3.6","v":0},{"$f":"DmTimely!DY832/3.6","v":0},{"$f":"DmTimely!DZ832/3.6","v":0},{"$f":"DmTimely!EA832/3.6","v":0},{"$f":"DmTimely!EB832/3.6","v":0},{"$f":"DmTimely!EC832/3.6","v":0},{"$f":"DmTimely!ED832/3.6","v":0},{"$f":"DmTimely!EE832/3.6","v":0},{"$f":"DmTimely!EF832/3.6","v":0},{"$f":"DmTimely!EG832/3.6","v":0},0]
[21,{"$f":"DmTimely!CR833/3.6","v":0},{"$f":"DmTimely!CS833/3.6","v":0},{"$f":"DmTimely!CT833/3.6","v":0},{"$f":"DmTimely!CU833/3.6","v":0},{"$f":"DmTimely!CV833/3.6","v":0},{"$f":"DmTimely!CW833/3.6","v":0},{"$f":"DmTimely!CX833/3.6","v":0},{"$f":"DmTimely!CY833/3.6","v":0},{"$f":"DmTimely!CZ833/3.6","v":0},{"$f":"DmTimely!DA833/3.6","v":0},{"$f":"DmTimely!DB833/3.6","v":0},{"$f":"DmTimely!DC833/3.6","v":0},0,null,21,{"$f":"DmTimely!DG833/3.6","v":0},{"$f":"DmTimely!DH833/3.6","v":0},{"$f":"DmTimely!DI833/3.6","v":0},{"$f":"DmTimely!DJ833/3.6","v":0},{"$f":"DmTimely!DK833/3.6","v":0},{"$f":"DmTimely!DL833/3.6","v":0},{"$f":"DmTimely!DM833/3.6","v":0},{"$f":"DmTimely!DN833/3.6","v":0},{"$f":"DmTimely!DO833/3.6","v":0},{"$f":"DmTimely!DP833/3.6","v":0},{"$f":"DmTimely!DQ833/3.6","v":0},{"$f":"DmTimely!DR833/3.6","v":0},0,null,21,{"$f":"DmTimely!DV833/3.6","v":0},{"$f":"DmTimely!DW833/3.6","v":0},{"$f":"DmTimely!DX833/3.6","v":0},{"$f":"DmTimely!DY833/3.6","v":0},{"$f":"DmTimely!DZ833/3.6","v":0},{"$f":"DmTimely!EA833/3.6","v":0},{"$f":"DmTimely!EB833/3.6","v":0},{"$f":"DmTimely!EC833/3.6","v":0},{"$f":"DmTimely!ED833/3.6","v":0},{"$f":"DmTimely!EE833/3.6","v":0},{"$f":"DmTimely!EF833/3.6","v":0},{"$f":"DmTimely!EG833/3.6","v":0},0]
[23,{"$f":"DmTimely!CR835/3.6","v":0},{"$f":"DmTimely!CS835/3.6","v":0},{"$f":"DmTimely!CT835/3.6","v":0},{"$f":"DmTimely!CU835/3.6","v":0},{"$f":"DmTimely!CV835/3.6","v":0},{"$f":"DmTimely!CW835/3.6","v":0},{"$f":"DmTimely!CX835/3.6","v":0},{"$f":"DmTimely!CY835/3.6","v":0},{"$f":"DmTimely!CZ835/3.6","v":0},{"$f":"DmTimely!DA835/3.6","v":0},{"$f":"DmTimely!DB835/3.6","v":0},{"$f":"DmTimely!DC835/3.6","v":0},0,null,23,{"$f":"DmTimely!DG835/3.6","v":0},{"$f":"DmTimely!DH835/3.6","v":0},{"$f":"DmTimely!DI835/3.6","v":0},{"$f":"DmTimely!DJ835/3.6","v":0},{"$f":"DmTimely!DK835/3.6","v":0},{"$f":"DmTimely!DL835/3.6","v":0},{"$f":"DmTimely!DM835/3.6","v":0},{"$f":"DmTimely!DN835/3.6","v":0},{"$f":"DmTimely!DO835/3.6","v":0},{"$f":"DmTimely!DP835/3.6","v":0},{"$f":"DmTimely!DQ835/3.6","v":0},{"$f":"DmTimely!DR835/3.6","v":0},0,null,23,{"$f":"DmTimely!DV835/3.6","v":0},{"$f":"DmTimely!DW835/3.6","v":0},{"$f":"DmTimely!DX835/3.6","v":0},{"$f":"DmTimely!DY835/3.6","v":0},{"$f":"DmTimely!DZ835/3.6","v":0},{"$f":"DmTimely!EA835/3.6","v":0},{"$f":"DmTimely!EB835/3.6","v":0},{"$f":"DmTimely!EC835/3.6","v":0},{"$f":"DmTimely!ED835/3.6","v":0},{"$f":"DmTimely!EE835/3.6","v":0},{"$f":"DmTimely!EF835/3.6","v":0},{"$f":"DmTimely!EG835/3.6","v":0},0]
["kWh/日",{"$f":"SUM(B1535:B1558)","v":0},{"$f":"SUM(C1535:C1558)","v":0},0,0,0,0,0,0,0,0,0,0,{"$f":"SUM(B1559:M1559)","v":0},null,"kWh/日",{"$f":"SUM(Q1535:Q1558)","v":0},{"$f":"SUM(R1535:R1558)","v":0},0,0,0,0,0,0,0,0,0,0,{"$f":"SUM(Q1559:AB1559)","v":0},null,"kWh/日",{"$f":"SUM(AF1535:AF1558)","v":0},{"$f":"SUM(AG1535:AG1558)","v":0},0,0,0,0,0,0,0,0,0,0,{"$f":"SUM(AF1559:AQ1559)","v":0}]
["日",{"$f":"B$28","v":20},{"$f":"C$28","v":20},22,20,20,22,20,23,20,21,20,21,{"$f":"SUM(B1560:M1560)","v":249},null,"日",{"$f":"Q$28","v":4},{"$f":"R$28","v":3},4,4,4,4,5,4,4,4,4,4,{"$f":"SUM(Q1560:AB1560)","v":48},null,"日",{"$f":"AF$28","v":7},{"$f":"AG$28","v":5},5,6,7,4,6,4,6,6,6,6,{"$f":"SUM(AF1560:AQ1560)","v":68}]
["MWh/月",{"$f":"B1559*B1560/1000","v":0},{"$f":"C1559*C1560/1000","v":0},0,0,0,0,0,0,0,0,0,0,{"$f":"SUM(B1561:M1561)","v":0},null,"MWh/月",{"$f":"Q1559*Q1560/1000","v":0},{"$f":"R1559*R1560/1000","v":0},0,0,0,0,0,0,0,0,0,0,{"$f":"SUM(Q1561:AB1561)","v":0},null,"MWh/月",{"$f":"AF1559*AF1560/1000","v":0},{"$f":"AG1559*AG1560/1000","v":0},0,0,0,0,0,0,0,0,0,0,{"$f":"SUM(AF1561:AQ1561)","v":0}]
["暖房負荷（既設建物）",null,"※MJ→kWh変換済み",null,null,null,null,null,null,null,null,null,null,"（既設建物・平日）",null,"暖房負荷（既設建物）",null,"※MJ→kWh変換済み",null,null,null,null,null,null,null,null,null,null,"（既設建物・土曜）",null,"暖房負荷（既設建物）",null,"※MJ→kWh変換済み",null,null,null,null,null,null,null,null,null,null,"（既設建物・休日）"]
["kW","1月","2月","3月","4月","5月","6月","7月","8月","9月","10月","11月","12月","計",null,"kW","1月","2月","3月","4月","5月","6月","7月","8月","9月","10月","11月","12月","計",null,"kW","1月","2月","3月","4月","5月","6月","7月","8月","9月","10月","11月","12月","計"]
[1,{"$f":"DmTimely!CR843/3.6","v":0},{"$f":"DmTimely!CS843/3.6","v":0},{"$f":"DmTimely!CT843/3.6","v":0},{"$f":"DmTimely!CU843/3.6","v":0},{"$f":"DmTimely!CV843/3.6","v":0},{"$f":"DmTimely!CW843/3.6","v":0},{"$f":"DmTimely!CX843/3.6","v":0},{"$f":"DmTimely!CY843/3.6","v":0},{"$f":"DmTimely!CZ843/3.6","v":0},{"$f":"DmTimely!DA843/3.6","v":0},{"$f":"DmTimely!DB843/3.6","v":0},{"$f":"DmTimely!DC843/3.6","v":0},{"$f":"SUM(B1566:M1566)","v":0},null,1,{"$f":"DmTimely!DG843/3.6","v":0},{"$f":"DmTimely!DH843/3.6","v":0},{"$f":"DmTimely!DI843/3.6","v":0},{"$f":"DmTimely!DJ843/3.6","v":0},{"$f":"DmTimely!DK843/3.6","v":0},{"$f":"DmTimely!DL843/3.6","v":0},{"$f":"DmTimely!DM843/3.6","v":0},{"$f":"DmTimely!DN843/3.6","v":0},{"$f":"DmTimely!DO843/3.6","v":0},{"$f":"DmTimely!DP843/3.6","v":0},{"$f":"DmTimely!DQ843/3.6","v":0},{"$f":"DmTimely!DR843/3.6","v":0},{"$f":"SUM(Q1566:AB1566)","v":0},null,1,{"$f":"DmTimely!DV843/3.6","v":0},{"$f":"DmTimely!DW843/3.6","v":0},{"$f":"DmTimely!DX843/3.6","v":0},{"$f":"DmTimely!DY843/3.6","v":0},{"$f":"DmTimely!DZ843/3.6","v":0},{"$f":"DmTimely!EA843/3.6","v":0},{"$f":"DmTimely!EB843/3.6","v":0},{"$f":"DmTimely!EC843/3.6","v":0},{"$f":"DmTimely!ED843/3.6","v":0},{"$f":"DmTimely!EE843/3.6","v":0},{"$f":"DmTimely!EF843/3.6","v":0},{"$f":"DmTimely!EG843/3.6","v":0},{"$f":"SUM(AF1566:AQ1566)","v":0}]
[2,{"$f":"DmTimely!CR844/3.6","v":0},{"$f":"DmTimely!CS844/3.6","v":0},{"$f":"DmTimely!CT844/3.6","v":0},{"$f":"DmTimely!CU844/3.6","v":0},{"$f":"DmTimely!CV844/3.6","v":0},{"$f":"DmTimely!CW844/3.6","v":0},{"$f":"DmTimely!CX844/3.6","v":0},{"$f":"DmTimely!CY844/3.6","v":0},{"$f":"DmTimely!CZ844/3.6","v":0},{"$f":"DmTimely!DA844/3.6","v":0},{"$f":"DmTimely!DB844/3.6","v":0},{"$f":"DmTimely!DC844/3.6","v":0},0,null,2,{"$f":"DmTimely!DG844/3.6","v":0},{"$f":"DmTimely!DH844/3.6","v":0},{"$f":"DmTimely!DI844/3.6","v":0},{"$f":"DmTimely!DJ844/3.6","v":0},{"$f":"DmTimely!DK844/3.6","v":0},{"$f":"DmTimely!DL844/3.6","v":0},{"$f":"DmTimely!DM844/3.6","v":0},{"$f":"DmTimely!DN844/3.6","v":0},{"$f":"DmTimely!DO844/3.6","v":0},{"$f":"DmTimely!DP844/3.6","v":0},{"$f":"DmTimely!DQ844/3.6","v":0},{"$f":"DmTimely!DR844/3.6","v":0},0,null,2,{"$f":"DmTimely!DV844/3.6","v":0},{"$f":"DmTimely!DW844/3.6","v":0},{"$f":"DmTimely!DX844/3.6","v":0},{"$f":"DmTimely!DY844/3.6","v":0},{"$f":"DmTimely!DZ844/3.6","v":0},{"$f":"DmTimely!EA844/3.6","v":0},{"$f":"DmTimely!EB844/3.6","v":0},{"$f":"DmTimely!EC844/3.6","v":0},{"$f":"DmTimely!ED844/3.6","v":0},{"$f":"DmTimely!EE844/3.6","v":0},{"$f":"DmTimely!EF844/3.6","v":0},{"$f":"DmTimely!EG844/3.6","v":0},0]
[3,{"$f":"DmTimely!CR845/3.6","v":0},{"$f":"DmTimely!CS845/3.6","v":0},{"$f":"DmTimely!CT845/3.6","v":0},{"$f":"DmTimely!CU845/3.6","v":0},{"$f":"DmTimely!CV845/3.6","v":0},{"$f":"DmTimely!CW845/3.6","v":0},{"$f":"DmTimely!CX845/3.6","v":0},{"$f":"DmTimely!CY845/3.6","v":0},{"$f":"DmTimely!CZ845/3.6","v":0},{"$f":"DmTimely!DA845/3.6","v":0},{"$f":"DmTimely!DB845/3.6","v":0},{"$f":"DmTimely!DC845/3.6","v":0},0,null,3,{"$f":"DmTimely!DG845/3.6","v":0},{"$f":"DmTimely!DH845/3.6","v":0},{"$f":"DmTimely!DI845/3.6","v":0},{"$f":"DmTimely!DJ845/3.6","v":0},{"$f":"DmTimely!DK845/3.6","v":0},{"$f":"DmTimely!DL845/3.6","v":0},{"$f":"DmTimely!DM845/3.6","v":0},{"$f":"DmTimely!DN845/3.6","v":0},{"$f":"DmTimely!DO845/3.6","v":0},{"$f":"DmTimely!DP845/3.6","v":0},{"$f":"DmTimely!DQ845/3.6","v":0},{"$f":"DmTimely!DR845/3.6","v":0},0,null,3,{"$f":"DmTimely!DV845/3.6","v":0},{"$f":"DmTimely!DW845/3.6","v":0},{"$f":"DmTimely!DX845/3.6","v":0},{"$f":"DmTimely!DY845/3.6","v":0},{"$f":"DmTimely!DZ845/3.6","v":0},{"$f":"DmTimely!EA845/3.6","v":0},{"$f":"DmTimely!EB845/3.6","v":0},{"$f":"DmTimely!EC845/3.6","v":0},{"$f":"DmTimely!ED845/3.6","v":0},{"$f":"DmTimely!EE845/3.6","v":0},{"$f":"DmTimely!EF845/3.6","v":0},{"$f":"DmTimely!EG845/3.6","v":0},0]
[4,{"$f":"DmTimely!CR846/3.6","v":0},{"$f":"DmTimely!CS846/3.6","v":0},{"$f":"DmTimely!CT846/3.6","v":0},{"$f":"DmTimely!CU846/3.6","v":0},{"$f":"DmTimely!CV846/3.6","v":0},{"$f":"DmTimely!CW846/3.6","v":0},{"$f":"DmTimely!CX846/3.6","v":0},{"$f":"DmTimely!CY846/3.6","v":0},{"$f":"DmTimely!CZ846/3.6","v":0},{"$f":"DmTimely!DA846/3.6","v":0},{"$f":"DmTimely!DB846/3.6","v":0},{"$f":"DmTimely!DC846/3.6","v":0},0,null,4,{"$f":"DmTimely!DG846/3.6","v":0},{"$f":"DmTimely!DH846/3.6","v":0},{"$f":"DmTimely!DI846/3.6","v":0},{"$f":"DmTimely!DJ846/3.6","v":0},{"$f":"DmTimely!DK846/3.6","v":0},{"$f":"DmTimely!DL846/3.6","v":0},{"$f":"DmTimely!DM846/3.6","v":0},{"$f":"DmTimely!DN846/3.6","v":0},{"$f":"DmTimely!DO846/3.6","v":0},{"$f":"DmTimely!DP846/3.6","v":0},{"$f":"DmTimely!DQ846/3.6","v":0},{"$f":"DmTimely!DR846/3.6","v":0},0,null,4,{"$f":"DmTimely!DV846/3.6","v":0},{"$f":"DmTimely!DW846/3.6","v":0},{"$f":"DmTimely!DX846/3.6","v":0},{"$f":"DmTimely!DY846/3.6","v":0},{"$f":"DmTimely!DZ846/3.6","v":0},{"$f":"DmTimely!EA846/3.6","v":0},{"$f":"DmTimely!EB846/3.6","v":0},{"$f":"DmTimely!EC846/3.6","v":0},{"$f":"DmTimely!ED846/3.6","v":0},{"$f":"DmTimely!EE846/3.6","v":0},{"$f":"DmTimely!EF846/3.6","v":0},{"$f":"DmTimely!EG846/3.6","v":0},0]
[6,{"$f":"DmTimely!CR848/3.6","v":0},{"$f":"DmTimely!CS848/3.6","v":0},{"$f":"DmTimely!CT848/3.6","v":0},{"$f":"DmTimely!CU848/3.6","v":0},{"$f":"DmTimely!CV848/3.6","v":0},{"$f":"DmTimely!CW848/3.6","v":0},{"$f":"DmTimely!CX848/3.6","v":0},{"$f":"DmTimely!CY848/3.6","v":0},{"$f":"DmTimely!CZ848/3.6","v":0},{"$f":"DmTimely!DA848/3.6","v":0},{"$f":"DmTimely!DB848/3.6","v":0},{"$f":"DmTimely!DC848/3.6","v":0},0,null,6,{"$f":"DmTimely!DG848/3.6","v":0},{"$f":"DmTimely!DH848/3.6","v":0},{"$f":"DmTimely!DI848/3.6","v":0},{"$f":"DmTimely!DJ848/3.6","v":0},{"$f":"DmTimely!DK848/3.6","v":0},{"$f":"DmTimely!DL848/3.6","v":0},{"$f":"DmTimely!DM848/3.6","v":0},{"$f":"DmTimely!DN848/3.6","v":0},{"$f":"DmTimely!DO848/3.6","v":0},{"$f":"DmTimely!DP848/3.6","v":0},{"$f":"DmTimely!DQ848/3.6","v":0},{"$f":"DmTimely!DR848/3.6","v":0},0,null,6,{"$f":"DmTimely!DV848/3.6","v":0},{"$f":"DmTimely!DW848/3.6","v":0},{"$f":"DmTimely!DX848/3.6","v":0},{"$f":"DmTimely!DY848/3.6","v":0},{"$f":"DmTimely!DZ848/3.6","v":0},{"$f":"DmTimely!EA848/3.6","v":0},{"$f":"DmTimely!EB848/3.6","v":0},{"$f":"DmTimely!EC848/3.6","v":0},{"$f":"DmTimely!ED848/3.6","v":0},{"$f":"DmTimely!EE848/3.6","v":0},{"$f":"DmTimely!EF848/3.6","v":0},{"$f":"DmTimely!EG848/3.6","v":0},0]
[7,{"$f":"DmTimely!CR849/3.6","v":0},{"$f":"DmTimely!CS849/3.6","v":0},{"$f":"DmTimely!CT849/3.6","v":0},{"$f":"DmTimely!CU849/3.6","v":0},{"$f":"DmTimely!CV849/3.6","v":0},{"$f":"DmTimely!CW849/3.6","v":0},{"$f":"DmTimely!CX849/3.6","v":0},{"$f":"DmTimely!CY849/3.6","v":0},{"$f":"DmTimely!CZ849/3.6","v":0},{"$f":"DmTimely!DA849/3.6","v":0},{"$f":"DmTimely!DB849/3.6","v":0},{"$f":"DmTimely!DC849/3.6","v":0},0,null,7,{"$f":"DmTimely!DG849/3.6","v":0},{"$f":"DmTimely!DH849/3.6","v":0},{"$f":"DmTimely!DI849/3.6","v":0},{"$f":"DmTimely!DJ849/3.6","v":0},{"$f":"DmTimely!DK849/3.6","v":0},{"$f":"DmTimely!DL849/3.6","v":0},{"$f":"DmTimely!DM849/3.6","v":0},{"$f":"DmTimely!DN849/3.6","v":0},{"$f":"DmTimely!DO849/3.6","v":0},{"$f":"DmTimely!DP849/3.6","v":0},{"$f":"DmTimely!DQ849/3.6","v":0},{"$f":"DmTimely!DR849/3.6","v":0},0,null,7,{"$f":"DmTimely!DV849/3.6","v":0},{"$f":"DmTimely!DW849/3.6","v":0},{"$f":"DmTimely!DX849/3.6","v":0},{"$f":"DmTimely!DY849/3.6","v":0},{"$f":"DmTimely!DZ849/3.6","v":0},{"$f":"DmTimely!EA849/3.6","v":0},{"$f":"DmTimely!EB849/3.6","v":0},{"$f":"DmTimely!EC849/3.6","v":0},{"$f":"DmTimely!ED849/3.6","v":0},{"$f":"DmTimely!EE849/3.6","v":0},{"$f":"DmTimely!EF849/3.6","v":0},{"$f":"DmTimely!EG849/3.6","v":0},0]
[8,{"$f":"DmTimely!CR850/3.6","v":0},{"$f":"DmTimely!CS850/3.6","v":0},{"$f":"DmTimely!CT850/3.6","v":0},{"$f":"DmTimely!CU850/3.6","v":0},{"$f":"DmTimely!CV850/3.6","v":0},{"$f":"DmTimely!CW850/3.6","v":0},{"$f":"DmTimely!CX850/3.6","v":0},{"$f":"DmTimely!CY850/3.6","v":0},{"$f":"DmTimely!CZ850/3.6","v":0},{"$f":"DmTimely!DA850/3.6","v":0},{"$f":"DmTimely!DB850/3.6","v":0},{"$f":"DmTimely!DC850/3.6","v":0},0,null,8,{"$f":"DmTimely!DG850/3.6","v":0},{"$f":"DmTimely!DH850/3.6","v":0},{"$f":"DmTimely!DI850/3.6","v":0},{"$f":"DmTimely!DJ850/3.6","v":0},{"$f":"DmTimely!DK850/3.6","v":0},{"$f":"DmTimely!DL850/3.6","v":0},{"$f":"DmTimely!DM850/3.6","v":0},{"$f":"DmTimely!DN850/3.6","v":0},{"$f":"DmTimely!DO850/3.6","v":0},{"$f":"DmTimely!DP850/3.6","v":0},{"$f":"DmTimely!DQ850/3.6","v":0},{"$f":"DmTimely!DR850/3.6","v":0},0,null,8,{"$f":"DmTimely!DV850/3.6","v":0},{"$f":"DmTimely!DW850/3.6","v":0},{"$f":"DmTimely!DX850/3.6","v":0},{"$f":"DmTimely!DY850/3.6","v":0},{"$f":"DmTimely!DZ850/3.6","v":0},{"$f":"DmTimely!EA850/3.6","v":0},{"$f":"DmTimely!EB850/3.6","v":0},{"$f":"DmTimely!EC850/3.6","v":0},{"$f":"DmTimely!ED850/3.6","v":0},{"$f":"DmTimely!EE850/3.6","v":0},{"$f":"DmTimely!EF850/3.6","v":0},{"$f":"DmTimely!EG850/3.6","v":0},0]
[9,{"$f":"DmTimely!CR851/3.6","v":0},{"$f":"DmTimely!CS851/3.6","v":0},{"$f":"DmTimely!CT851/3.6","v":0},{"$f":"DmTimely!CU851/3.6","v":0},{"$f":"DmTimely!CV851/3.6","v":0},{"$f":"DmTimely!CW851/3.6","v":0},{"$f":"DmTimely!CX851/3.6","v":0},{"$f":"DmTimely!CY851/3.6","v":0},{"$f":"DmTimely!CZ851/3.6","v":0},{"$f":"DmTimely!DA851/3.6","v":0},{"$f":"DmTimely!DB851/3.6","v":0},{"$f":"DmTimely!DC851/3.6","v":0},0,null,9,{"$f":"DmTimely!DG851/3.6","v":0},{"$f":"DmTimely!DH851/3.6","v":0},{"$f":"DmTimely!DI851/3.6","v":0},{"$f":"DmTimely!DJ851/3.6","v":0},{"$f":"DmTimely!DK851/3.6","v":0},{"$f":"DmTimely!DL851/3.6","v":0},{"$f":"DmTimely!DM851/3.6","v":0},{"$f":"DmTimely!DN851/3.6","v":0},{"$f":"DmTimely!DO851/3.6","v":0},{"$f":"DmTimely!DP851/3.6","v":0},{"$f":"DmTimely!DQ851/3.6","v":0},{"$f":"DmTimely!DR851/3.6","v":0},0,null,9,{"$f":"DmTimely!DV851/3.6","v":0},{"$f":"DmTimely!DW851/3.6","v":0},{"$f":"DmTimely!DX851/3.6","v":0},{"$f":"DmTimely!DY851/3.6","v":0},{"$f":"DmTimely!DZ851/3.6","v":0},{"$f":"DmTimely!EA851/3.6","v":0},{"$f":"DmTimely!EB851/3.6","v":0},{"$f":"DmTimely!EC851/3.6","v":0},{"$f":"DmTimely!ED851/3.6","v":0},{"$f":"DmTimely!EE851/3.6","v":0},{"$f":"DmTimely!EF851/3.6","v":0},{"$f":"DmTimely!EG851/3.6","v":0},0]
[11,{"$f":"DmTimely!CR853/3.6","v":0},{"$f":"DmTimely!CS853/3.6","v":0},{"$f":"DmTimely!CT853/3.6","v":0},{"$f":"DmTimely!CU853/3.6","v":0},{"$f":"DmTimely!CV853/3.6","v":0},{"$f":"DmTimely!CW853/3.6","v":0},{"$f":"DmTimely!CX853/3.6","v":0},{"$f":"DmTimely!CY853/3.6","v":0},{"$f":"DmTimely!CZ853/3.6","v":0},{"$f":"DmTimely!DA853/3.6","v":0},{"$f":"DmTimely!DB853/3.6","v":0},{"$f":"DmTimely!DC853/3.6","v":0},0,null,11,{"$f":"DmTimely!DG853/3.6","v":0},{"$f":"DmTimely!DH853/3.6","v":0},{"$f":"DmTimely!DI853/3.6","v":0},{"$f":"DmTimely!DJ853/3.6","v":0},{"$f":"DmTimely!DK853/3.6","v":0},{"$f":"DmTimely!DL853/3.6","v":0},{"$f":"DmTimely!DM853/3.6","v":0},{"$f":"DmTimely!DN853/3.6","v":0},{"$f":"DmTimely!DO853/3.6","v":0},{"$f":"DmTimely!DP853/3.6","v":0},{"$f":"DmTimely!DQ853/3.6","v":0},{"$f":"DmTimely!DR853/3.6","v":0},0,null,11,{"$f":"DmTimely!DV853/3.6","v":0},{"$f":"DmTimely!DW853/3.6","v":0},{"$f":"DmTimely!DX853/3.6","v":0},{"$f":"DmTimely!DY853/3.6","v":0},{"$f":"DmTimely!DZ853/3.6","v":0},{"$f":"DmTimely!EA853/3.6","v":0},{"$f":"DmTimely!EB853/3.6","v":0},{"$f":"DmTimely!EC853/3.6","v":0},{"$f":"DmTimely!ED853/3.6","v":0},{"$f":"DmTimely!EE853/3.6","v":0},{"$f":"DmTimely!EF853/3.6","v":0},{"$f":"DmTimely!EG853/3.6","v":0},0]
[12,{"$f":"DmTimely!CR854/3.6","v":0},{"$f":"DmTimely!CS854/3.6","v":0},{"$f":"DmTimely!CT854/3.6","v":0},{"$f":"DmTimely!CU854/3.6","v":0},{"$f":"DmTimely!CV854/3.6","v":0},{"$f":"DmTimely!CW854/3.6","v":0},{"$f":"DmTimely!CX854/3.6","v":0},{"$f":"DmTimely!CY854/3.6","v":0},{"$f":"DmTimely!CZ854/3.6","v":0},{"$f":"DmTimely!DA854/3.6","v":0},{"$f":"DmTimely!DB854/3.6","v":0},{"$f":"DmTimely!DC854/3.6","v":0},0,null,12,{"$f":"DmTimely!DG854/3.6","v":0},{"$f":"DmTimely!DH854/3.6","v":0},{"$f":"DmTimely!DI854/3.6","v":0},{"$f":"DmTimely!DJ854/3.6","v":0},{"$f":"DmTimely!DK854/3.6","v":0},{"$f":"DmTimely!DL854/3.6","v":0},{"$f":"DmTimely!DM854/3.6","v":0},{"$f":"DmTimely!DN854/3.6","v":0},{"$f":"DmTimely!DO854/3.6","v":0},{"$f":"DmTimely!DP854/3.6","v":0},{"$f":"DmTimely!DQ854/3.6","v":0},{"$f":"DmTimely!DR854/3.6","v":0},0,null,12,{"$f":"DmTimely!DV854/3.6","v":0},{"$f":"DmTimely!DW854/3.6","v":0},{"$f":"DmTimely!DX854/3.6","v":0},{"$f":"DmTimely!DY854/3.6","v":0},{"$f":"DmTimely!DZ854/3.6","v":0},{"$f":"DmTimely!EA854/3.6","v":0},{"$f":"DmTimely!EB854/3.6","v":0},{"$f":"DmTimely!EC854/3.6","v":0},{"$f":"DmTimely!ED854/3.6","v":0},{"$f":"DmTimely!EE854/3.6","v":0},{"$f":"DmTimely!EF854/3.6","v":0},{"$f":"DmTimely!EG854/3.6","v":0},0]
[13,{"$f":"DmTimely!CR855/3.6","v":0},{"$f":"DmTimely!CS855/3.6","v":0},{"$f":"DmTimely!CT855/3.6","v":0},{"$f":"DmTimely!CU855/3.6","v":0},{"$f":"DmTimely!CV855/3.6","v":0},{"$f":"DmTimely!CW855/3.6","v":0},{"$f":"DmTimely!CX855/3.6","v":0},{"$f":"DmTimely!CY855/3.6","v":0},{"$f":"DmTimely!CZ855/3.6","v":0},{"$f":"DmTimely!DA855/3.6","v":0},{"$f":"DmTimely!DB855/3.6","v":0},{"$f":"DmTimely!DC855/3.6","v":0},0,null,13,{"$f":"DmTimely!DG855/3.6","v":0},{"$f":"DmTimely!DH855/3.6","v":0},{"$f":"DmTimely!DI855/3.6","v":0},{"$f":"DmTimely!DJ855/3.6","v":0},{"$f":"DmTimely!DK855/3.6","v":0},{"$f":"DmTimely!DL855/3.6","v":0},{"$f":"DmTimely!DM855/3.6","v":0},{"$f":"DmTimely!DN855/3.6","v":0},{"$f":"DmTimely!DO855/3.6","v":0},{"$f":"DmTimely!DP855/3.6","v":0},{"$f":"DmTimely!DQ855/3.6","v":0},{"$f":"DmTimely!DR855/3.6","v":0},0,null,13,{"$f":"DmTimely!DV855/3.6","v":0},{"$f":"DmTimely!DW855/3.6","v":0},{"$f":"DmTimely!DX855/3.6","v":0},{"$f":"DmTimely!DY855/3.6","v":0},{"$f":"DmTimely!DZ855/3.6","v":0},{"$f":"DmTimely!EA855/3.6","v":0},{"$f":"DmTimely!EB855/3.6","v":0},{"$f":"DmTimely!EC855/3.6","v":0},{"$f":"DmTimely!ED855/3.6","v":0},{"$f":"DmTimely!EE855/3.6","v":0},{"$f":"DmTimely!EF855/3.6","v":0},{"$f":"DmTimely!EG855/3.6","v":0},0]
[14,{"$f":"DmTimely!CR856/3.6","v":0},{"$f":"DmTimely!CS856/3.6","v":0},{"$f":"DmTimely!CT856/3.6","v":0},{"$f":"DmTimely!CU856/3.6","v":0},{"$f":"DmTimely!CV856/3.6","v":0},{"$f":"DmTimely!CW856/3.6","v":0},{"$f":"DmTimely!CX856/3.6","v":0},{"$f":"DmTimely!CY856/3.6","v":0},{"$f":"DmTimely!CZ856/3.6","v":0},{"$f":"DmTimely!DA856/3.6","v":0},{"$f":"DmTimely!DB856/3.6","v":0},{"$f":"DmTimely!DC856/3.6","v":0},0,null,14,{"$f":"DmTimely!DG856/3.6","v":0},{"$f":"DmTimely!DH856/3.6","v":0},{"$f":"DmTimely!DI856/3.6","v":0},{"$f":"DmTimely!DJ856/3.6","v":0},{"$f":"DmTimely!DK856/3.6","v":0},{"$f":"DmTimely!DL856/3.6","v":0},{"$f":"DmTimely!DM856/3.6","v":0},{"$f":"DmTimely!DN856/3.6","v":0},{"$f":"DmTimely!DO856/3.6","v":0},{"$f":"DmTimely!DP856/3.6","v":0},{"$f":"DmTimely!DQ856/3.6","v":0},{"$f":"DmTimely!DR856/3.6","v":0},0,null,14,{"$f":"DmTimely!DV856/3.6","v":0},{"$f":"DmTimely!DW856/3.6","v":0},{"$f":"DmTimely!DX856/3.6","v":0},{"$f":"DmTimely!DY856/3.6","v":0},{"$f":"DmTimely!DZ856/3.6","v":0},{"$f":"DmTimely!EA856/3.6","v":0},{"$f":"DmTimely!EB856/3.6","v":0},{"$f":"DmTimely!EC856/3.6","v":0},{"$f":"DmTimely!ED856/3.6","v":0},{"$f":"DmTimely!EE856/3.6","v":0},{"$f":"DmTimely!EF856/3.6","v":0},{"$f":"DmTimely!EG856/3.6","v":0},0]
[16,{"$f":"DmTimely!CR858/3.6","v":0},{"$f":"DmTimely!CS858/3.6","v":0},{"$f":"DmTimely!CT858/3.6","v":0},{"$f":"DmTimely!CU858/3.6","v":0},{"$f":"DmTimely!CV858/3.6","v":0},{"$f":"DmTimely!CW858/3.6","v":0},{"$f":"DmTimely!CX858/3.6","v":0},{"$f":"DmTimely!CY858/3.6","v":0},{"$f":"DmTimely!CZ858/3.6","v":0},{"$f":"DmTimely!DA858/3.6","v":0},{"$f":"DmTimely!DB858/3.6","v":0},{"$f":"DmTimely!DC858/3.6","v":0},0,null,16,{"$f":"DmTimely!DG858/3.6","v":0},{"$f":"DmTimely!DH858/3.6","v":0},{"$f":"DmTimely!DI858/3.6","v":0},{"$f":"DmTimely!DJ858/3.6","v":0},{"$f":"DmTimely!DK858/3.6","v":0},{"$f":"DmTimely!DL858/3.6","v":0},{"$f":"DmTimely!DM858/3.6","v":0},{"$f":"DmTimely!DN858/3.6","v":0},{"$f":"DmTimely!DO858/3.6","v":0},{"$f":"DmTimely!DP858/3.6","v":0},{"$f":"DmTimely!DQ858/3.6","v":0},{"$f":"DmTimely!DR858/3.6","v":0},0,null,16,{"$f":"DmTimely!DV858/3.6","v":0},{"$f":"DmTimely!DW858/3.6","v":0},{"$f":"DmTimely!DX858/3.6","v":0},{"$f":"DmTimely!DY858/3.6","v":0},{"$f":"DmTimely!DZ858/3.6","v":0},{"$f":"DmTimely!EA858/3.6","v":0},{"$f":"DmTimely!EB858/3.6","v":0},{"$f":"DmTimely!EC858/3.6","v":0},{"$f":"DmTimely!ED858/3.6","v":0},{"$f":"DmTimely!EE858/3.6","v":0},{"$f":"DmTimely!EF858/3.6","v":0},{"$f":"DmTimely!EG858/3.6","v":0},0]
[17,{"$f":"DmTimely!CR859/3.6","v":0},{"$f":"DmTimely!CS859/3.6","v":0},{"$f":"DmTimely!CT859/3.6","v":0},{"$f":"DmTimely!CU859/3.6","v":0},{"$f":"DmTimely!CV859/3.6","v":0},{"$f":"DmTimely!CW859/3.6","v":0},{"$f":"DmTimely!CX859/3.6","v":0},{"$f":"DmTimely!CY859/3.6","v":0},{"$f":"DmTimely!CZ859/3.6","v":0},{"$f":"DmTimely!DA859/3.6","v":0},{"$f":"DmTimely!DB859/3.6","v":0},{"$f":"DmTimely!DC859/3.6","v":0},0,null,17,{"$f":"DmTimely!DG859/3.6","v":0},{"$f":"DmTimely!DH859/3.6","v":0},{"$f":"DmTimely!DI859/3.6","v":0},{"$f":"DmTimely!DJ859/3.6","v":0},{"$f":"DmTimely!DK859/3.6","v":0},{"$f":"DmTimely!DL859/3.6","v":0},{"$f":"DmTimely!DM859/3.6","v":0},{"$f":"DmTimely!DN859/3.6","v":0},{"$f":"DmTimely!DO859/3.6","v":0},{"$f":"DmTimely!DP859/3.6","v":0},{"$f":"DmTimely!DQ859/3.6","v":0},{"$f":"DmTimely!DR859/3.6","v":0},0,null,17,{"$f":"DmTimely!DV859/3.6","v":0},{"$f":"DmTimely!DW859/3.6","v":0},{"$f":"DmTimely!DX859/3.6","v":0},{"$f":"DmTimely!DY859/3.6","v":0},{"$f":"DmTimely!DZ859/3.6","v":0},{"$f":"DmTimely!EA859/3.6","v":0},{"$f":"DmTimely!EB859/3.6","v":0},{"$f":"DmTimely!EC859/3.6","v":0},{"$f":"DmTimely!ED859/3.6","v":0},{"$f":"DmTimely!EE859/3.6","v":0},{"$f":"DmTimely!EF859/3.6","v":0},{"$f":"DmTimely!EG859/3.6","v":0},0]
[18,{"$f":"DmTimely!CR860/3.6","v":0},{"$f":"DmTimely!CS860/3.6","v":0},{"$f":"DmTimely!CT860/3.6","v":0},{"$f":"DmTimely!CU860/3.6","v":0},{"$f":"DmTimely!CV860/3.6","v":0},{"$f":"DmTimely!CW860/3.6","v":0},{"$f":"DmTimely!CX860/3.6","v":0},{"$f":"DmTimely!CY860/3.6","v":0},{"$f":"DmTimely!CZ860/3.6","v":0},{"$f":"DmTimely!DA860/3.6","v":0},{"$f":"DmTimely!DB860/3.6","v":0},{"$f":"DmTimely!DC860/3.6","v":0},0,null,18,{"$f":"DmTimely!DG860/3.6","v":0},{"$f":"DmTimely!DH860/3.6","v":0},{"$f":"DmTimely!DI860/3.6","v":0},{"$f":"DmTimely!DJ860/3.6","v":0},{"$f":"DmTimely!DK860/3.6","v":0},{"$f":"DmTimely!DL860/3.6","v":0},{"$f":"DmTimely!DM860/3.6","v":0},{"$f":"DmTimely!DN860/3.6","v":0},{"$f":"DmTimely!DO860/3.6","v":0},{"$f":"DmTimely!DP860/3.6","v":0},{"$f":"DmTimely!DQ860/3.6","v":0},{"$f":"DmTimely!DR860/3.6","v":0},0,null,18,{"$f":"DmTimely!DV860/3.6","v":0},{"$f":"DmTimely!DW860/3.6","v":0},{"$f":"DmTimely!DX860/3.6","v":0},{"$f":"DmTimely!DY860/3.6","v":0},{"$f":"DmTimely!DZ860/3.6","v":0},{"$f":"DmTimely!EA860/3.6","v":0},{"$f":"DmTimely!EB860/3.6","v":0},{"$f":"DmTimely!EC860/3.6","v":0},{"$f":"DmTimely!ED860/3.6","v":0},{"$f":"DmTimely!EE860/3.6","v":0},{"$f":"DmTimely!EF860/3.6","v":0},{"$f":"DmTimely!EG860/3.6","v":0},0]
[19,{"$f":"DmTimely!CR861/3.6","v":0},{"$f":"DmTimely!CS861/3.6","v":0},{"$f":"DmTimely!CT861/3.6","v":0},{"$f":"DmTimely!CU861/3.6","v":0},{"$f":"DmTimely!CV861/3.6","v":0},{"$f":"DmTimely!CW861/3.6","v":0},{"$f":"DmTimely!CX861/3.6","v":0},{"$f":"DmTimely!CY861/3.6","v":0},{"$f":"DmTimely!CZ861/3.6","v":0},{"$f":"DmTimely!DA861/3.6","v":0},{"$f":"DmTimely!DB861/3.6","v":0},{"$f":"DmTimely!DC861/3.6","v":0},0,null,19,{"$f":"DmTimely!DG861/3.6","v":0},{"$f":"DmTimely!DH861/3.6","v":0},{"$f":"DmTimely!DI861/3.6","v":0},{"$f":"DmTimely!DJ861/3.6","v":0},{"$f":"DmTimely!DK861/3.6","v":0},{"$f":"DmTimely!DL861/3.6","v":0},{"$f":"DmTimely!DM861/3.6","v":0},{"$f":"DmTimely!DN861/3.6","v":0},{"$f":"DmTimely!DO861/3.6","v":0},{"$f":"DmTimely!DP861/3.6","v":0},{"$f":"DmTimely!DQ861/3.6","v":0},{"$f":"DmTimely!DR861/3.6","v":0},0,null,19,{"$f":"DmTimely!DV861/3.6","v":0},{"$f":"DmTimely!DW861/3.6","v":0},{"$f":"DmTimely!DX861/3.6","v":0},{"$f":"DmTimely!DY861/3.6","v":0},{"$f":"DmTimely!DZ861/3.6","v":0},{"$f":"DmTimely!EA861/3.6","v":0},{"$f":"DmTimely!EB861/3.6","v":0},{"$f":"DmTimely!EC861/3.6","v":0},{"$f":"DmTimely!ED861/3.6","v":0},{"$f":"DmTimely!EE861/3.6","v":0},{"$f":"DmTimely!EF861/3.6","v":0},{"$f":"DmTimely!EG861/3.6","v":0},0]
[21,{"$f":"DmTimely!CR863/3.6","v":0},{"$f":"DmTimely!CS863/3.6","v":0},{"$f":"DmTimely!CT863/3.6","v":0},{"$f":"DmTimely!CU863/3.6","v":0},{"$f":"DmTimely!CV863/3.6","v":0},{"$f":"DmTimely!CW863/3.6","v":0},{"$f":"DmTimely!CX863/3.6","v":0},{"$f":"DmTimely!CY863/3.6","v":0},{"$f":"DmTimely!CZ863/3.6","v":0},{"$f":"DmTimely!DA863/3.6","v":0},{"$f":"DmTimely!DB863/3.6","v":0},{"$f":"DmTimely!DC863/3.6","v":0},0,null,21,{"$f":"DmTimely!DG863/3.6","v":0},{"$f":"DmTimely!DH863/3.6","v":0},{"$f":"DmTimely!DI863/3.6","v":0},{"$f":"DmTimely!DJ863/3.6","v":0},{"$f":"DmTimely!DK863/3.6","v":0},{"$f":"DmTimely!DL863/3.6","v":0},{"$f":"DmTimely!DM863/3.6","v":0},{"$f":"DmTimely!DN863/3.6","v":0},{"$f":"DmTimely!DO863/3.6","v":0},{"$f":"DmTimely!DP863/3.6","v":0},{"$f":"DmTimely!DQ863/3.6","v":0},{"$f":"DmTimely!DR863/3.6","v":0},0,null,21,{"$f":"DmTimely!DV863/3.6","v":0},{"$f":"DmTimely!DW863/3.6","v":0},{"$f":"DmTimely!DX863/3.6","v":0},{"$f":"DmTimely!DY863/3.6","v":0},{"$f":"DmTimely!DZ863/3.6","v":0},{"$f":"DmTimely!EA863/3.6","v":0},{"$f":"DmTimely!EB863/3.6","v":0},{"$f":"DmTimely!EC863/3.6","v":0},{"$f":"DmTimely!ED863/3.6","v":0},{"$f":"DmTimely!EE863/3.6","v":0},{"$f":"DmTimely!EF863/3.6","v":0},{"$f":"DmTimely!EG863/3.6","v":0},0]
[22,{"$f":"DmTimely!CR864/3.6","v":0},{"$f":"DmTimely!CS864/3.6","v":0},{"$f":"DmTimely!CT864/3.6","v":0},{"$f":"DmTimely!CU864/3.6","v":0},{"$f":"DmTimely!CV864/3.6","v":0},{"$f":"DmTimely!CW864/3.6","v":0},{"$f":"DmTimely!CX864/3.6","v":0},{"$f":"DmTimely!CY864/3.6","v":0},{"$f":"DmTimely!CZ864/3.6","v":0},{"$f":"DmTimely!DA864/3.6","v":0},{"$f":"DmTimely!DB864/3.6","v":0},{"$f":"DmTimely!DC864/3.6","v":0},0,null,22,{"$f":"DmTimely!DG864/3.6","v":0},{"$f":"DmTimely!DH864/3.6","v":0},{"$f":"DmTimely!DI864/3.6","v":0},{"$f":"DmTimely!DJ864/3.6","v":0},{"$f":"DmTimely!DK864/3.6","v":0},{"$f":"DmTimely!DL864/3.6","v":0},{"$f":"DmTimely!DM864/3.6","v":0},{"$f":"DmTimely!DN864/3.6","v":0},{"$f":"DmTimely!DO864/3.6","v":0},{"$f":"DmTimely!DP864/3.6","v":0},{"$f":"DmTimely!DQ864/3.6","v":0},{"$f":"DmTimely!DR864/3.6","v":0},0,null,22,{"$f":"DmTimely!DV864/3.6","v":0},{"$f":"DmTimely!DW864/3.6","v":0},{"$f":"DmTimely!DX864/3.6","v":0},{"$f":"DmTimely!DY864/3.6","v":0},{"$f":"DmTimely!DZ864/3.6","v":0},{"$f":"DmTimely!EA864/3.6","v":0},{"$f":"DmTimely!EB864/3.6","v":0},{"$f":"DmTimely!EC864/3.6","v":0},{"$f":"DmTimely!ED864/3.6","v":0},{"$f":"DmTimely!EE864/3.6","v":0},{"$f":"DmTimely!EF864/3.6","v":0},{"$f":"DmTimely!EG864/3.6","v":0},0]
[23,{"$f":"DmTimely!CR865/3.6","v":0},{"$f":"DmTimely!CS865/3.6","v":0},{"$f":"DmTimely!CT865/3.6","v":0},{"$f":"DmTimely!CU865/3.6","v":0},{"$f":"DmTimely!CV865/3.6","v":0},{"$f":"DmTimely!CW865/3.6","v":0},{"$f":"DmTimely!CX865/3.6","v":0},{"$f":"DmTimely!CY865/3.6","v":0},{"$f":"DmTimely!CZ865/3.6","v":0},{"$f":"DmTimely!DA865/3.6","v":0},{"$f":"DmTimely!DB865/3.6","v":0},{"$f":"DmTimely!DC865/3.6","v":0},0,null,23,{"$f":"DmTimely!DG865/3.6","v":0},{"$f":"DmTimely!DH865/3.6","v":0},{"$f":"DmTimely!DI865/3.6","v":0},{"$f":"DmTimely!DJ865/3.6","v":0},{"$f":"DmTimely!DK865/3.6","v":0},{"$f":"DmTimely!DL865/3.6","v":0},{"$f":"DmTimely!DM865/3.6","v":0},{"$f":"DmTimely!DN865/3.6","v":0},{"$f":"DmTimely!DO865/3.6","v":0},{"$f":"DmTimely!DP865/3.6","v":0},{"$f":"DmTimely!DQ865/3.6","v":0},{"$f":"DmTimely!DR865/3.6","v":0},0,null,23,{"$f":"DmTimely!DV865/3.6","v":0},{"$f":"DmTimely!DW865/3.6","v":0},{"$f":"DmTimely!DX865/3.6","v":0},{"$f":"DmTimely!DY865/3.6","v":0},{"$f":"DmTimely!DZ865/3.6","v":0},{"$f":"DmTimely!EA865/3.6","v":0},{"$f":"DmTimely!EB865/3.6","v":0},{"$f":"DmTimely!EC865/3.6","v":0},{"$f":"DmTimely!ED865/3.6","v":0},{"$f":"DmTimely!EE865/3.6","v":0},{"$f":"DmTimely!EF865/3.6","v":0},{"$f":"DmTimely!EG865/3.6","v":0},0]
["kWh/日",{"$f":"SUM(B1565:B1588)","v":0},{"$f":"SUM(C1565:C1588)","v":0},0,0,0,0,0,0,0,0,0,0,{"$f":"SUM(B1589:M1589)","v":0},null,"kWh/日",{"$f":"SUM(Q1565:Q1588)","v":0},{"$f":"SUM(R1565:R1588)","v":0},0,0,0,0,0,0,0,0,0,0,{"$f":"SUM(Q1589:AB1589)","v":0},null,"kWh/日",{"$f":"SUM(AF1565:AF1588)","v":0},{"$f":"SUM(AG1565:AG1588)","v":0},0,0,0,0,0,0,0,0,0,0,{"$f":"SUM(AF1589:AQ1589)","v":0}]
["MWh/月",{"$f":"B1589*B1590/1000","v":0},{"$f":"C1589*C1590/1000","v":0},0,0,0,0,0,0,0,0,0,0,{"$f":"SUM(B1591:M1591)","v":0},null,"MWh/月",{"$f":"Q1589*Q1590/1000","v":0},{"$f":"R1589*R1590/1000","v":0},0,0,0,0,0,0,0,0,0,0,{"$f":"SUM(Q1591:AB1591)","v":0},null,"MWh/月",{"$f":"AF1589*AF1590/1000","v":0},{"$f":"AG1589*AG1590/1000","v":0},0,0,0,0,0,0,0,0,0,0,{"$f":"SUM(AF1591:AQ1591)","v":0}]
[]
["kW","1月","2月","3月","4月","5月","6月","7月","8月","9月","10月","11月","12月","計",null,"kW","1月","2月","3月","4月","5月","6月","7月","8月","9月","10月","11月","12月","計",null,"kW","1月","2月","3月","4月","5月","6月","7月","8月","9月","10月","11月","12月","計"]
[0,{"$f":"DmTimely!CR872/3.6","v":0},{"$f":"DmTimely!CS872/3.6","v":0},{"$f":"DmTimely!CT872/3.6","v":0},{"$f":"DmTimely!CU872/3.6","v":0},{"$f":"DmTimely!CV872/3.6","v":0},{"$f":"DmTimely!CW872/3.6","v":0},{"$f":"DmTimely!CX872/3.6","v":0},{"$f":"DmTimely!CY872/3.6","v":0},{"$f":"DmTimely!CZ872/3.6","v":0},{"$f":"DmTimely!DA872/3.6","v":0},{"$f":"DmTimely!DB872/3.6","v":0},{"$f":"DmTimely!DC872/3.6","v":0},{"$f":"SUM(B1595:M1595)","v":0},null,0,{"$f":"DmTimely!DG872/3.6","v":0},{"$f":"DmTimely!DH872/3.6","v":0},{"$f":"DmTimely!DI872/3.6","v":0},{"$f":"DmTimely!DJ872/3.6","v":0},{"$f":"DmTimely!DK872/3.6","v":0},{"$f":"DmTimely!DL872/3.6","v":0},{"$f":"DmTimely!DM872/3.6","v":0},{"$f":"DmTimely!DN872/3.6","v":0},{"$f":"DmTimely!DO872/3.6","v":0},{"$f":"DmTimely!DP872/3.6","v":0},{"$f":"DmTimely!DQ872/3.6","v":0},{"$f":"DmTimely!DR872/3.6","v":0},{"$f":"SUM(Q1595:AB1595)","v":0},null,0,{"$f":"DmTimely!DV872/3.6","v":0},{"$f":"DmTimely!DW872/3.6","v":0},{"$f":"DmTimely!DX872/3.6","v":0},{"$f":"DmTimely!DY872/3.6","v":0},{"$f":"DmTimely!DZ872/3.6","v":0},{"$f":"DmTimely!EA872/3.6","v":0},{"$f":"DmTimely!EB872/3.6","v":0},{"$f":"DmTimely!EC872/3.6","v":0},{"$f":"DmTimely!ED872/3.6","v":0},{"$f":"DmTimely!EE872/3.6","v":0},{"$f":"DmTimely!EF872/3.6","v":0},{"$f":"DmTimely!EG872/3.6","v":0},{"$f":"SUM(AF1595:AQ1595)","v":0}]
[1,{"$f":"DmTimely!CR873/3.6","v":0},{"$f":"DmTimely!CS873/3.6","v":0},{"$f":"DmTimely!CT873/3.6","v":0},{"$f":"DmTimely!CU873/3.6","v":0},{"$f":"DmTimely!CV873/3.6","v":0},{"$f":"DmTimely!CW873/3.6","v":0},{"$f":"DmTimely!CX873/3.6","v":0},{"$f":"DmTimely!CY873/3.6","v":0},{"$f":"DmTimely!CZ873/3.6","v":0},{"$f":"DmTimely!DA873/3.6","v":0},{"$f":"DmTimely!DB873/3.6","v":0},{"$f":"DmTimely!DC873/3.6","v":0},{"$f":"SUM(B1596:M1596)","v":0},null,1,{"$f":"DmTimely!DG873/3.6","v":0},{"$f":"DmTimely!DH873/3.6","v":0},{"$f":"DmTimely!DI873/3.6","v":0},{"$f":"DmTimely!DJ873/3.6","v":0},{"$f":"DmTimely!DK873/3.6","v":0},{"$f":"DmTimely!DL873/3.6","v":0},{"$f":"DmTimely!DM873/3.6","v":0},{"$f":"DmTimely!DN873/3.6","v":0},{"$f":"DmTimely!DO873/3.6","v":0},{"$f":"DmTimely!DP873/3.6","v":0},{"$f":"DmTimely!DQ873/3.6","v":0},{"$f":"DmTimely!DR873/3.6","v":0},{"$f":"SUM(Q1596:AB1596)","v":0},null,1,{"$f":"DmTimely!DV873/3.6","v":0},{"$f":"DmTimely!DW873/3.6","v":0},{"$f":"DmTimely!DX873/3.6","v":0},{"$f":"DmTimely!DY873/3.6","v":0},{"$f":"DmTimely!DZ873/3.6","v":0},{"$f":"DmTimely!EA873/3.6","v":0},{"$f":"DmTimely!EB873/3.6","v":0},{"$f":"DmTimely!EC873/3.6","v":0},{"$f":"DmTimely!ED873/3.6","v":0},{"$f":"DmTimely!EE873/3.6","v":0},{"$f":"DmTimely!EF873/3.6","v":0},{"$f":"DmTimely!EG873/3.6","v":0},{"$f":"SUM(AF1596:AQ1596)","v":0}]
[2,{"$f":"DmTimely!CR874/3.6","v":0},{"$f":"DmTimely!CS874/3.6","v":0},{"$f":"DmTimely!CT874/3.6","v":0},{"$f":"DmTimely!CU874/3.6","v":0},{"$f":"DmTimely!CV874/3.6","v":0},{"$f":"DmTimely!CW874/3.6","v":0},{"$f":"DmTimely!CX874/3.6","v":0},{"$f":"DmTimely!CY874/3.6","v":0},{"$f":"DmTimely!CZ874/3.6","v":0},{"$f":"DmTimely!DA874/3.6","v":0},{"$f":"DmTimely!DB874/3.6","v":0},{"$f":"DmTimely!DC874/3.6","v":0},0,null,2,{"$f":"DmTimely!DG874/3.6","v":0},{"$f":"DmTimely!DH874/3.6","v":0},{"$f":"DmTimely!DI874/3.6","v":0},{"$f":"DmTimely!DJ874/3.6","v":0},{"$f":"DmTimely!DK874/3.6","v":0},{"$f":"DmTimely!DL874/3.6","v":0},{"$f":"DmTimely!DM874/3.6","v":0},{"$f":"DmTimely!DN874/3.6","v":0},{"$f":"DmTimely!DO874/3.6","v":0},{"$f":"DmTimely!DP874/3.6","v":0},{"$f":"DmTimely!DQ874/3.6","v":0},{"$f":"DmTimely!DR874/3.6","v":0},0,null,2,{"$f":"DmTimely!DV874/3.6","v":0},{"$f":"DmTimely!DW874/3.6","v":0},{"$f":"DmTimely!DX874/3.6","v":0},{"$f":"DmTimely!DY874/3.6","v":0},{"$f":"DmTimely!DZ874/3.6","v":0},{"$f":"DmTimely!EA874/3.6","v":0},{"$f":"DmTimely!EB874/3.6","v":0},{"$f":"DmTimely!EC874/3.6","v":0},{"$f":"DmTimely!ED874/3.6","v":0},{"$f":"DmTimely!EE874/3.6","v":0},{"$f":"DmTimely!EF874/3.6","v":0},{"$f":"DmTimely!EG874/3.6","v":0},0]
[4,{"$f":"DmTimely!CR876/3.6","v":0},{"$f":"DmTimely!CS876/3.6","v":0},{"$f":"DmTimely!CT876/3.6","v":0},{"$f":"DmTimely!CU876/3.6","v":0},{"$f":"DmTimely!CV876/3.6","v":0},{"$f":"DmTimely!CW876/3.6","v":0},{"$f":"DmTimely!CX876/3.6","v":0},{"$f":"DmTimely!CY876/3.6","v":0},{"$f":"DmTimely!CZ876/3.6","v":0},{"$f":"DmTimely!DA876/3.6","v":0},{"$f":"DmTimely!DB876/3.6","v":0},{"$f":"DmTimely!DC876/3.6","v":0},0,null,4,{"$f":"DmTimely!DG876/3.6","v":0},{"$f":"DmTimely!DH876/3.6","v":0},{"$f":"DmTimely!DI876/3.6","v":0},{"$f":"DmTimely!DJ876/3.6","v":0},{"$f":"DmTimely!DK876/3.6","v":0},{"$f":"DmTimely!DL876/3.6","v":0},{"$f":"DmTimely!DM876/3.6","v":0},{"$f":"DmTimely!DN876/3.6","v":0},{"$f":"DmTimely!DO876/3.6","v":0},{"$f":"DmTimely!DP876/3.6","v":0},{"$f":"DmTimely!DQ876/3.6","v":0},{"$f":"DmTimely!DR876/3.6","v":0},0,null,4,{"$f":"DmTimely!DV876/3.6","v":0},{"$f":"DmTimely!DW876/3.6","v":0},{"$f":"DmTimely!DX876/3.6","v":0},{"$f":"DmTimely!DY876/3.6","v":0},{"$f":"DmTimely!DZ876/3.6","v":0},{"$f":"DmTimely!EA876/3.6","v":0},{"$f":"DmTimely!EB876/3.6","v":0},{"$f":"DmTimely!EC876/3.6","v":0},{"$f":"DmTimely!ED876/3.6","v":0},{"$f":"DmTimely!EE876/3.6","v":0},{"$f":"DmTimely!EF876/3.6","v":0},{"$f":"DmTimely!EG876/3.6","v":0},0]
[5,{"$f":"DmTimely!CR877/3.6","v":0},{"$f":"DmTimely!CS877/3.6","v":0},{"$f":"DmTimely!CT877/3.6","v":0},{"$f":"DmTimely!CU877/3.6","v":0},{"$f":"DmTimely!CV877/3.6","v":0},{"$f":"DmTimely!CW877/3.6","v":0},{"$f":"DmTimely!CX877/3.6","v":0},{"$f":"DmTimely!CY877/3.6","v":0},{"$f":"DmTimely!CZ877/3.6","v":0},{"$f":"DmTimely!DA877/3.6","v":0},{"$f":"DmTimely!DB877/3.6","v":0},{"$f":"DmTimely!DC877/3.6","v":0},0,null,5,{"$f":"DmTimely!DG877/3.6","v":0},{"$f":"DmTimely!DH877/3.6","v":0},{"$f":"DmTimely!DI877/3.6","v":0},{"$f":"DmTimely!DJ877/3.6","v":0},{"$f":"DmTimely!DK877/3.6","v":0},{"$f":"DmTimely!DL877/3.6","v":0},{"$f":"DmTimely!DM877/3.6","v":0},{"$f":"DmTimely!DN877/3.6","v":0},{"$f":"DmTimely!DO877/3.6","v":0},{"$f":"DmTimely!DP877/3.6","v":0},{"$f":"DmTimely!DQ877/3.6","v":0},{"$f":"DmTimely!DR877/3.6","v":0},0,null,5,{"$f":"DmTimely!DV877/3.6","v":0},{"$f":"DmTimely!DW877/3.6","v":0},{"$f":"DmTimely!DX877/3.6","v":0},{"$f":"DmTimely!DY877/3.6","v":0},{"$f":"DmTimely!DZ877/3.6","v":0},{"$f":"DmTimely!EA877/3.6","v":0},{"$f":"DmTimely!EB877/3.6","v":0},{"$f":"DmTimely!EC877/3.6","v":0},{"$f":"DmTimely!ED877/3.6","v":0},{"$f":"DmTimely!EE877/3.6","v":0},{"$f":"DmTimely!EF877/3.6","v":0},{"$f":"DmTimely!EG877/3.6","v":0},0]
[6,{"$f":"DmTimely!CR878/3.6","v":0},{"$f":"DmTimely!CS878/3.6","v":0},{"$f":"DmTimely!CT878/3.6","v":0},{"$f":"DmTimely!CU878/3.6","v":0},{"$f":"DmTimely!CV878/3.6","v":0},{"$f":"DmTimely!CW878/3.6","v":0},{"$f":"DmTimely!CX878/3.6","v":0},{"$f":"DmTimely!CY878/3.6","v":0},{"$f":"DmTimely!CZ878/3.6","v":0},{"$f":"DmTimely!DA878/3.6","v":0},{"$f":"DmTimely!DB878/3.6","v":0},{"$f":"DmTimely!DC878/3.6","v":0},0,null,6,{"$f":"DmTimely!DG878/3.6","v":0},{"$f":"DmTimely!DH878/3.6","v":0},{"$f":"DmTimely!DI878/3.6","v":0},{"$f":"DmTimely!DJ878/3.6","v":0},{"$f":"DmTimely!DK878/3.6","v":0},{"$f":"DmTimely!DL878/3.6","v":0},{"$f":"DmTimely!DM878/3.6","v":0},{"$f":"DmTimely!DN878/3.6","v":0},{"$f":"DmTimely!DO878/3.6","v":0},{"$f":"DmTimely!DP878/3.6","v":0},{"$f":"DmTimely!DQ878/3.6","v":0},{"$f":"DmTimely!DR878/3.6","v":0},0,null,6,{"$f":"DmTimely!DV878/3.6","v":0},{"$f":"DmTimely!DW878/3.6","v":0},{"$f":"DmTimely!DX878/3.6","v":0},{"$f":"DmTimely!DY878/3.6","v":0},{"$f":"DmTimely!DZ878/3.6","v":0},{"$f":"DmTimely!EA878/3.6","v":0},{"$f":"DmTimely!EB878/3.6","v":0},{"$f":"DmTimely!EC878/3.6","v":0},{"$f":"DmTimely!ED878/3.6","v":0},{"$f":"DmTimely!EE878/3.6","v":0},{"$f":"DmTimely!EF878/3.6","v":0},{"$f":"DmTimely!EG878/3.6","v":0},0]
[7,{"$f":"DmTimely!CR879/3.6","v":0},{"$f":"DmTimely!CS879/3.6","v":0},{"$f":"DmTimely!CT879/3.6","v":0},{"$f":"DmTimely!CU879/3.6","v":0},{"$f":"DmTimely!CV879/3.6","v":0},{"$f":"DmTimely!CW879/3.6","v":0},{"$f":"DmTimely!CX879/3.6","v":0},{"$f":"DmTimely!CY879/3.6","v":0},{"$f":"DmTimely!CZ879/3.6","v":0},{"$f":"DmTimely!DA879/3.6","v":0},{"$f":"DmTimely!DB879/3.6","v":0},{"$f":"DmTimely!DC879/3.6","v":0},0,null,7,{"$f":"DmTimely!DG879/3.6","v":0},{"$f":"DmTimely!DH879/3.6","v":0},{"$f":"DmTimely!DI879/3.6","v":0},{"$f":"DmTimely!DJ879/3.6","v":0},{"$f":"DmTimely!DK879/3.6","v":0},{"$f":"DmTimely!DL879/3.6","v":0},{"$f":"DmTimely!DM879/3.6","v":0},{"$f":"DmTimely!DN879/3.6","v":0},{"$f":"DmTimely!DO879/3.6","v":0},{"$f":"DmTimely!DP879/3.6","v":0},{"$f":"DmTimely!DQ879/3.6","v":0},{"$f":"DmTimely!DR879/3.6","v":0},0,null,7,{"$f":"DmTimely!DV879/3.6","v":0},{"$f":"DmTimely!DW879/3.6","v":0},{"$f":"DmTimely!DX879/3.6","v":0},{"$f":"DmTimely!DY879/3.6","v":0},{"$f":"DmTimely!DZ879/3.6","v":0},{"$f":"DmTimely!EA879/3.6","v":0},{"$f":"DmTimely!EB879/3.6","v":0},{"$f":"DmTimely!EC879/3.6","v":0},{"$f":"DmTimely!ED879/3.6","v":0},{"$f":"DmTimely!EE879/3.6","v":0},{"$f":"DmTimely!EF879/3.6","v":0},{"$f":"DmTimely!EG879/3.6","v":0},0]
[9,{"$f":"DmTimely!CR881/3.6","v":0},{"$f":"DmTimely!CS881/3.6","v":0},{"$f":"DmTimely!CT881/3.6","v":0},{"$f":"DmTimely!CU881/3.6","v":0},{"$f":"DmTimely!CV881/3.6","v":0},{"$f":"DmTimely!CW881/3.6","v":0},{"$f":"DmTimely!CX881/3.6","v":0},{"$f":"DmTimely!CY881/3.6","v":0},{"$f":"DmTimely!CZ881/3.6","v":0},{"$f":"DmTimely!DA881/3.6","v":0},{"$f":"DmTimely!DB881/3.6","v":0},{"$f":"DmTimely!DC881/3.6","v":0},0,null,9,{"$f":"DmTimely!DG881/3.6","v":0},{"$f":"DmTimely!DH881/3.6","v":0},{"$f":"DmTimely!DI881/3.6","v":0},{"$f":"DmTimely!DJ881/3.6","v":0},{"$f":"DmTimely!DK881/3.6","v":0},{"$f":"DmTimely!DL881/3.6","v":0},{"$f":"DmTimely!DM881/3.6","v":0},{"$f":"DmTimely!DN881/3.6","v":0},{"$f":"DmTimely!DO881/3.6","v":0},{"$f":"DmTimely!DP881/3.6","v":0},{"$f":"DmTimely!DQ881/3.6","v":0},{"$f":"DmTimely!DR881/3.6","v":0},0,null,9,{"$f":"DmTimely!DV881/3.6","v":0},{"$f":"DmTimely!DW881/3.6","v":0},{"$f":"DmTimely!DX881/3.6","v":0},{"$f":"DmTimely!DY881/3.6","v":0},{"$f":"DmTimely!DZ881/3.6","v":0},{"$f":"DmTimely!EA881/3.6","v":0},{"$f":"DmTimely!EB881/3.6","v":0},{"$f":"DmTimely!EC881/3.6","v":0},{"$f":"DmTimely!ED881/3.6","v":0},{"$f":"DmTimely!EE881/3.6","v":0},{"$f":"DmTimely!EF881/3.6","v":0},{"$f":"DmTimely!EG881/3.6","v":0},0]
[10,{"$f":"DmTimely!CR882/3.6","v":0},{"$f":"DmTimely!CS882/3.6","v":0},{"$f":"DmTimely!CT882/3.6","v":0},{"$f":"DmTimely!CU882/3.6","v":0},{"$f":"DmTimely!CV882/3.6","v":0},{"$f":"DmTimely!CW882/3.6","v":0},{"$f":"DmTimely!CX882/3.6","v":0},{"$f":"DmTimely!CY882/3.6","v":0},{"$f":"DmTimely!CZ882/3.6","v":0},{"$f":"DmTimely!DA882/3.6","v":0},{"$f":"DmTimely!DB882/3.6","v":0},{"$f":"DmTimely!DC882/3.6","v":0},0,null,10,{"$f":"DmTimely!DG882/3.6","v":0},{"$f":"DmTimely!DH882/3.6","v":0},{"$f":"DmTimely!DI882/3.6","v":0},{"$f":"DmTimely!DJ882/3.6","v":0},{"$f":"DmTimely!DK882/3.6","v":0},{"$f":"DmTimely!DL882/3.6","v":0},{"$f":"DmTimely!DM882/3.6","v":0},{"$f":"DmTimely!DN882/3.6","v":0},{"$f":"DmTimely!DO882/3.6","v":0},{"$f":"DmTimely!DP882/3.6","v":0},{"$f":"DmTimely!DQ882/3.6","v":0},{"$f":"DmTimely!DR882/3.6","v":0},0,null,10,{"$f":"DmTimely!DV882/3.6","v":0},{"$f":"DmTimely!DW882/3.6","v":0},{"$f":"DmTimely!DX882/3.6","v":0},{"$f":"DmTimely!DY882/3.6","v":0},{"$f":"DmTimely!DZ882/3.6","v":0},{"$f":"DmTimely!EA882/3.6","v":0},{"$f":"DmTimely!EB882/3.6","v":0},{"$f":"DmTimely!EC882/3.6","v":0},{"$f":"DmTimely!ED882/3.6","v":0},{"$f":"DmTimely!EE882/3.6","v":0},{"$f":"DmTimely!EF882/3.6","v":0},{"$f":"DmTimely!EG882/3.6","v":0},0]
[11,{"$f":"DmTimely!CR883/3.6","v":0},{"$f":"DmTimely!CS883/3.6","v":0},{"$f":"DmTimely!CT883/3.6","v":0},{"$f":"DmTimely!CU883/3.6","v":0},{"$f":"DmTimely!CV883/3.6","v":0},{"$f":"DmTimely!CW883/3.6","v":0},{"$f":"DmTimely!CX883/3.6","v":0},{"$f":"DmTimely!CY883/3.6","v":0},{"$f":"DmTimely!CZ883/3.6","v":0},{"$f":"DmTimely!DA883/3.6","v":0},{"$f":"DmTimely!DB883/3.6","v":0},{"$f":"DmTimely!DC883/3.6","v":0},0,null,11,{"$f":"DmTimely!DG883/3.6","v":0},{"$f":"DmTimely!DH883/3.6","v":0},{"$f":"DmTimely!DI883/3.6","v":0},{"$f":"DmTimely!DJ883/3.6","v":0},{"$f":"DmTimely!DK883/3.6","v":0},{"$f":"DmTimely!DL883/3.6","v":0},{"$f":"DmTimely!DM883/3.6","v":0},{"$f":"DmTimely!DN883/3.6","v":0},{"$f":"DmTimely!DO883/3.6","v":0},{"$f":"DmTimely!DP883/3.6","v":0},{"$f":"DmTimely!DQ883/3.6","v":0},{"$f":"DmTimely!DR883/3.6","v":0},0,null,11,{"$f":"DmTimely!DV883/3.6","v":0},{"$f":"DmTimely!DW883/3.6","v":0},{"$f":"DmTimely!DX883/3.6","v":0},{"$f":"DmTimely!DY883/3.6","v":0},{"$f":"DmTimely!DZ883/3.6","v":0},{"$f":"DmTimely!EA883/3.6","v":0},{"$f":"DmTimely!EB883/3.6","v":0},{"$f":"DmTimely!EC883/3.6","v":0},{"$f":"DmTimely!ED883/3.6","v":0},{"$f":"DmTimely!EE883/3.6","v":0},{"$f":"DmTimely!EF883/3.6","v":0},{"$f":"DmTimely!EG883/3.6","v":0},0]
[12,{"$f":"DmTimely!CR884/3.6","v":0},{"$f":"DmTimely!CS884/3.6","v":0},{"$f":"DmTimely!CT884/3.6","v":0},{"$f":"DmTimely!CU884/3.6","v":0},{"$f":"DmTimely!CV884/3.6","v":0},{"$f":"DmTimely!CW884/3.6","v":0},{"$f":"DmTimely!CX884/3.6","v":0},{"$f":"DmTimely!CY884/3.6","v":0},{"$f":"DmTimely!CZ884/3.6","v":0},{"$f":"DmTimely!DA884/3.6","v":0},{"$f":"DmTimely!DB884/3.6","v":0},{"$f":"DmTimely!DC884/3.6","v":0},0,null,12,{"$f":"DmTimely!DG884/3.6","v":0},{"$f":"DmTimely!DH884/3.6","v":0},{"$f":"DmTimely!DI884/3.6","v":0},{"$f":"DmTimely!DJ884/3.6","v":0},{"$f":"DmTimely!DK884/3.6","v":0},{"$f":"DmTimely!DL884/3.6","v":0},{"$f":"DmTimely!DM884/3.6","v":0},{"$f":"DmTimely!DN884/3.6","v":0},{"$f":"DmTimely!DO884/3.6","v":0},{"$f":"DmTimely!DP884/3.6","v":0},{"$f":"DmTimely!DQ884/3.6","v":0},{"$f":"DmTimely!DR884/3.6","v":0},0,null,12,{"$f":"DmTimely!DV884/3.6","v":0},{"$f":"DmTimely!DW884/3.6","v":0},{"$f":"DmTimely!DX884/3.6","v":0},{"$f":"DmTimely!DY884/3.6","v":0},{"$f":"DmTimely!DZ884/3.6","v":0},{"$f":"DmTimely!EA884/3.6","v":0},{"$f":"DmTimely!EB884/3.6","v":0},{"$f":"DmTimely!EC884/3.6","v":0},{"$f":"DmTimely!ED884/3.6","v":0},{"$f":"DmTimely!EE884/3.6","v":0},{"$f":"DmTimely!EF884/3.6","v":0},{"$f":"DmTimely!EG884/3.6","v":0},0]
[14,{"$f":"DmTimely!CR886/3.6","v":0},{"$f":"DmTimely!CS886/3.6","v":0},{"$f":"DmTimely!CT886/3.6","v":0},{"$f":"DmTimely!CU886/3.6","v":0},{"$f":"DmTimely!CV886/3.6","v":0},{"$f":"DmTimely!CW886/3.6","v":0},{"$f":"DmTimely!CX886/3.6","v":0},{"$f":"DmTimely!CY886/3.6","v":0},{"$f":"DmTimely!CZ886/3.6","v":0},{"$f":"DmTimely!DA886/3.6","v":0},{"$f":"DmTimely!DB886/3.6","v":0},{"$f":"DmTimely!DC886/3.6","v":0},0,null,14,{"$f":"DmTimely!DG886/3.6","v":0},{"$f":"DmTimely!DH886/3.6","v":0},{"$f":"DmTimely!DI886/3.6","v":0},{"$f":"DmTimely!DJ886/3.6","v":0},{"$f":"DmTimely!DK886/3.6","v":0},{"$f":"DmTimely!DL886/3.6","v":0},{"$f":"DmTimely!DM886/3.6","v":0},{"$f":"DmTimely!DN886/3.6","v":0},{"$f":"DmTimely!DO886/3.6","v":0},{"$f":"DmTimely!DP886/3.6","v":0},{"$f":"DmTimely!DQ886/3.6","v":0},{"$f":"DmTimely!DR886/3.6","v":0},0,null,14,{"$f":"DmTimely!DV886/3.6","v":0},{"$f":"DmTimely!DW886/3.6","v":0},{"$f":"DmTimely!DX886/3.6","v":0},{"$f":"DmTimely!DY886/3.6","v":0},{"$f":"DmTimely!DZ886/3.6","v":0},{"$f":"DmTimely!EA886/3.6","v":0},{"$f":"DmTimely!EB886/3.6","v":0},{"$f":"DmTimely!EC886/3.6","v":0},{"$f":"DmTimely!ED886/3.6","v":0},{"$f":"DmTimely!EE886/3.6","v":0},{"$f":"DmTimely!EF886/3.6","v":0},{"$f":"DmTimely!EG886/3.6","v":0},0]
[15,{"$f":"DmTimely!CR887/3.6","v":0},{"$f":"DmTimely!CS887/3.6","v":0},{"$f":"DmTimely!CT887/3.6","v":0},{"$f":"DmTimely!CU887/3.6","v":0},{"$f":"DmTimely!CV887/3.6","v":0},{"$f":"DmTimely!CW887/3.6","v":0},{"$f":"DmTimely!CX887/3.6","v":0},{"$f":"DmTimely!CY887/3.6","v":0},{"$f":"DmTimely!CZ887/3.6","v":0},{"$f":"DmTimely!DA887/3.6","v":0},{"$f":"DmTimely!DB887/3.6","v":0},{"$f":"DmTimely!DC887/3.6","v":0},0,null,15,{"$f":"DmTimely!DG887/3.6","v":0},{"$f":"DmTimely!DH887/3.6","v":0},{"$f":"DmTimely!DI887/3.6","v":0},{"$f":"DmTimely!DJ887/3.6","v":0},{"$f":"DmTimely!DK887/3.6","v":0},{"$f":"DmTimely!DL887/3.6","v":0},{"$f":"DmTimely!DM887/3.6","v":0},{"$f":"DmTimely!DN887/3.6","v":0},{"$f":"DmTimely!DO887/3.6","v":0},{"$f":"DmTimely!DP887/3.6","v":0},{"$f":"DmTimely!DQ887/3.6","v":0},{"$f":"DmTimely!DR887/3.6","v":0},0,null,15,{"$f":"DmTimely!DV887/3.6","v":0},{"$f":"DmTimely!DW887/3.6","v":0},{"$f":"DmTimely!DX887/3.6","v":0},{"$f":"DmTimely!DY887/3.6","v":0},{"$f":"DmTimely!DZ887/3.6","v":0},{"$f":"DmTimely!EA887/3.6","v":0},{"$f":"DmTimely!EB887/3.6","v":0},{"$f":"DmTimely!EC887/3.6","v":0},{"$f":"DmTimely!ED887/3.6","v":0},{"$f":"DmTimely!EE887/3.6","v":0},{"$f":"DmTimely!EF887/3.6","v":0},{"$f":"DmTimely!EG887/3.6","v":0},0]
[16,{"$f":"DmTimely!CR888/3.6","v":0},{"$f":"DmTimely!CS888/3.6","v":0},{"$f":"DmTimely!CT888/3.6","v":0},{"$f":"DmTimely!CU888/3.6","v":0},{"$f":"DmTimely!CV888/3.6","v":0},{"$f":"DmTimely!CW888/3.6","v":0},{"$f":"DmTimely!CX888/3.6","v":0},{"$f":"DmTimely!CY888/3.6","v":0},{"$f":"DmTimely!CZ888/3.6","v":0},{"$f":"DmTimely!DA888/3.6","v":0},{"$f":"DmTimely!DB888/3.6","v":0},{"$f":"DmTimely!DC888/3.6","v":0},0,null,16,{"$f":"DmTimely!DG888/3.6","v":0},{"$f":"DmTimely!DH888/3.6","v":0},{"$f":"DmTimely!DI888/3.6","v":0},{"$f":"DmTimely!DJ888/3.6","v":0},{"$f":"DmTimely!DK888/3.6","v":0},{"$f":"DmTimely!DL888/3.6","v":0},{"$f":"DmTimely!DM888/3.6","v":0},{"$f":"DmTimely!DN888/3.6","v":0},{"$f":"DmTimely!DO888/3.6","v":0},{"$f":"DmTimely!DP888/3.6","v":0},{"$f":"DmTimely!DQ888/3.6","v":0},{"$f":"DmTimely!DR888/3.6","v":0},0,null,16,{"$f":"DmTimely!DV888/3.6","v":0},{"$f":"DmTimely!DW888/3.6","v":0},{"$f":"DmTimely!DX888/3.6","v":0},{"$f":"DmTimely!DY888/3.6","v":0},{"$f":"DmTimely!DZ888/3.6","v":0},{"$f":"DmTimely!EA888/3.6","v":0},{"$f":"DmTimely!EB888/3.6","v":0},{"$f":"DmTimely!EC888/3.6","v":0},{"$f":"DmTimely!ED888/3.6","v":0},{"$f":"DmTimely!EE888/3.6","v":0},{"$f":"DmTimely!EF888/3.6","v":0},{"$f":"DmTimely!EG888/3.6","v":0},0]
[17,{"$f":"DmTimely!CR889/3.6","v":0},{"$f":"DmTimely!CS889/3.6","v":0},{"$f":"DmTimely!CT889/3.6","v":0},{"$f":"DmTimely!CU889/3.6","v":0},{"$f":"DmTimely!CV889/3.6","v":0},{"$f":"DmTimely!CW889/3.6","v":0},{"$f":"DmTimely!CX889/3.6","v":0},{"$f":"DmTimely!CY889/3.6","v":0},{"$f":"DmTimely!CZ889/3.6","v":0},{"$f":"DmTimely!DA889/3.6","v":0},{"$f":"DmTimely!DB889/3.6","v":0},{"$f":"DmTimely!DC889/3.6","v":0},0,null,17,{"$f":"DmTimely!DG889/3.6","v":0},{"$f":"DmTimely!DH889/3.6","v":0},{"$f":"DmTimely!DI889/3.6","v":0},{"$f":"DmTimely!DJ889/3.6","v":0},{"$f":"DmTimely!DK889/3.6","v":0},{"$f":"DmTimely!DL889/3.6","v":0},{"$f":"DmTimely!DM889/3.6","v":0},{"$f":"DmTimely!DN889/3.6","v":0},{"$f":"DmTimely!DO889/3.6","v":0},{"$f":"DmTimely!DP889/3.6","v":0},{"$f":"DmTimely!DQ889/3.6","v":0},{"$f":"DmTimely!DR889/3.6","v":0},0,null,17,{"$f":"DmTimely!DV889/3.6","v":0},{"$f":"DmTimely!DW889/3.6","v":0},{"$f":"DmTimely!DX889/3.6","v":0},{"$f":"DmTimely!DY889/3.6","v":0},{"$f":"DmTimely!DZ889/3.6","v":0},{"$f":"DmTimely!EA889/3.6","v":0},{"$f":"DmTimely!EB889/3.6","v":0},{"$f":"DmTimely!EC889/3.6","v":0},{"$f":"DmTimely!ED889/3.6","v":0},{"$f":"DmTimely!EE889/3.6","v":0},{"$f":"DmTimely!EF889/3.6","v":0},{"$f":"DmTimely!EG889/3.6","v":0},0]
[19,{"$f":"DmTimely!CR891/3.6","v":0},{"$f":"DmTimely!CS891/3.6","v":0},{"$f":"DmTimely!CT891/3.6","v":0},{"$f":"DmTimely!CU891/3.6","v":0},{"$f":"DmTimely!CV891/3.6","v":0},{"$f":"DmTimely!CW891/3.6","v":0},{"$f":"DmTimely!CX891/3.6","v":0},{"$f":"DmTimely!CY891/3.6","v":0},{"$f":"DmTimely!CZ891/3.6","v":0},{"$f":"DmTimely!DA891/3.6","v":0},{"$f":"DmTimely!DB891/3.6","v":0},{"$f":"DmTimely!DC891/3.6","v":0},0,null,19,{"$f":"DmTimely!DG891/3.6","v":0},{"$f":"DmTimely!DH891/3.6","v":0},{"$f":"DmTimely!DI891/3.6","v":0},{"$f":"DmTimely!DJ891/3.6","v":0},{"$f":"DmTimely!DK891/3.6","v":0},{"$f":"DmTimely!DL891/3.6","v":0},{"$f":"DmTimely!DM891/3.6","v":0},{"$f":"DmTimely!DN891/3.6","v":0},{"$f":"DmTimely!DO891/3.6","v":0},{"$f":"DmTimely!DP891/3.6","v":0},{"$f":"DmTimely!DQ891/3.6","v":0},{"$f":"DmTimely!DR891/3.6","v":0},0,null,19,{"$f":"DmTimely!DV891/3.6","v":0},{"$f":"DmTimely!DW891/3.6","v":0},{"$f":"DmTimely!DX891/3.6","v":0},{"$f":"DmTimely!DY891/3.6","v":0},{"$f":"DmTimely!DZ891/3.6","v":0},{"$f":"DmTimely!EA891/3.6","v":0},{"$f":"DmTimely!EB891/3.6","v":0},{"$f":"DmTimely!EC891/3.6","v":0},{"$f":"DmTimely!ED891/3.6","v":0},{"$f":"DmTimely!EE891/3.6","v":0},{"$f":"DmTimely!EF891/3.6","v":0},{"$f":"DmTimely!EG891/3.6","v":0},0]
[20,{"$f":"DmTimely!CR892/3.6","v":0},{"$f":"DmTimely!CS892/3.6","v":0},{"$f":"DmTimely!CT892/3.6","v":0},{"$f":"DmTimely!CU892/3.6","v":0},{"$f":"DmTimely!CV892/3.6","v":0},{"$f":"DmTimely!CW892/3.6","v":0},{"$f":"DmTimely!CX892/3.6","v":0},{"$f":"DmTimely!CY892/3.6","v":0},{"$f":"DmTimely!CZ892/3.6","v":0},{"$f":"DmTimely!DA892/3.6","v":0},{"$f":"DmTimely!DB892/3.6","v":0},{"$f":"DmTimely!DC892/3.6","v":0},0,null,20,{"$f":"DmTimely!DG892/3.6","v":0},{"$f":"DmTimely!DH892/3.6","v":0},{"$f":"DmTimely!DI892/3.6","v":0},{"$f":"DmTimely!DJ892/3.6","v":0},{"$f":"DmTimely!DK892/3.6","v":0},{"$f":"DmTimely!DL892/3.6","v":0},{"$f":"DmTimely!DM892/3.6","v":0},{"$f":"DmTimely!DN892/3.6","v":0},{"$f":"DmTimely!DO892/3.6","v":0},{"$f":"DmTimely!DP892/3.6","v":0},{"$f":"DmTimely!DQ892/3.6","v":0},{"$f":"DmTimely!DR892/3.6","v":0},0,null,20,{"$f":"DmTimely!DV892/3.6","v":0},{"$f":"DmTimely!DW892/3.6","v":0},{"$f":"DmTimely!DX892/3.6","v":0},{"$f":"DmTimely!DY892/3.6","v":0},{"$f":"DmTimely!DZ892/3.6","v":0},{"$f":"DmTimely!EA892/3.6","v":0},{"$f":"DmTimely!EB892/3.6","v":0},{"$f":"DmTimely!EC892/3.6","v":0},{"$f":"DmTimely!ED892/3.6","v":0},{"$f":"DmTimely!EE892/3.6","v":0},{"$f":"DmTimely!EF892/3.6","v":0},{"$f":"DmTimely!EG892/3.6","v":0},0]
[21,{"$f":"DmTimely!CR893/3.6","v":0},{"$f":"DmTimely!CS893/3.6","v":0},{"$f":"DmTimely!CT893/3.6","v":0},{"$f":"DmTimely!CU893/3.6","v":0},{"$f":"DmTimely!CV893/3.6","v":0},{"$f":"DmTimely!CW893/3.6","v":0},{"$f":"DmTimely!CX893/3.6","v":0},{"$f":"DmTimely!CY893/3.6","v":0},{"$f":"DmTimely!CZ893/3.6","v":0},{"$f":"DmTimely!DA893/3.6","v":0},{"$f":"DmTimely!DB893/3.6","v":0},{"$f":"DmTimely!DC893/3.6","v":0},0,null,21,{"$f":"DmTimely!DG893/3.6","v":0},{"$f":"DmTimely!DH893/3.6","v":0},{"$f":"DmTimely!DI893/3.6","v":0},{"$f":"DmTimely!DJ893/3.6","v":0},{"$f":"DmTimely!DK893/3.6","v":0},{"$f":"DmTimely!DL893/3.6","v":0},{"$f":"DmTimely!DM893/3.6","v":0},{"$f":"DmTimely!DN893/3.6","v":0},{"$f":"DmTimely!DO893/3.6","v":0},{"$f":"DmTimely!DP893/3.6","v":0},{"$f":"DmTimely!DQ893/3.6","v":0},{"$f":"DmTimely!DR893/3.6","v":0},0,null,21,{"$f":"DmTimely!DV893/3.6","v":0},{"$f":"DmTimely!DW893/3.6","v":0},{"$f":"DmTimely!DX893/3.6","v":0},{"$f":"DmTimely!DY893/3.6","v":0},{"$f":"DmTimely!DZ893/3.6","v":0},{"$f":"DmTimely!EA893/3.6","v":0},{"$f":"DmTimely!EB893/3.6","v":0},{"$f":"DmTimely!EC893/3.6","v":0},{"$f":"DmTimely!ED893/3.6","v":0},{"$f":"DmTimely!EE893/3.6","v":0},{"$f":"DmTimely!EF893/3.6","v":0},{"$f":"DmTimely!EG893/3.6","v":0},0]
[22,{"$f":"DmTimely!CR894/3.6","v":0},{"$f":"DmTimely!CS894/3.6","v":0},{"$f":"DmTimely!CT894/3.6","v":0},{"$f":"DmTimely!CU894/3.6","v":0},{"$f":"DmTimely!CV894/3.6","v":0},{"$f":"DmTimely!CW894/3.6","v":0},{"$f":"DmTimely!CX894/3.6","v":0},{"$f":"DmTimely!CY894/3.6","v":0},{"$f":"DmTimely!CZ894/3.6","v":0},{"$f":"DmTimely!DA894/3.6","v":0},{"$f":"DmTimely!DB894/3.6","v":0},{"$f":"DmTimely!DC894/3.6","v":0},0,null,22,{"$f":"DmTimely!DG894/3.6","v":0},{"$f":"DmTimely!DH894/3.6","v":0},{"$f":"DmTimely!DI894/3.6","v":0},{"$f":"DmTimely!DJ894/3.6","v":0},{"$f":"DmTimely!DK894/3.6","v":0},{"$f":"DmTimely!DL894/3.6","v":0},{"$f":"DmTimely!DM894/3.6","v":0},{"$f":"DmTimely!DN894/3.6","v":0},{"$f":"DmTimely!DO894/3.6","v":0},{"$f":"DmTimely!DP894/3.6","v":0},{"$f":"DmTimely!DQ894/3.6","v":0},{"$f":"DmTimely!DR894/3.6","v":0},0,null,22,{"$f":"DmTimely!DV894/3.6","v":0},{"$f":"DmTimely!DW894/3.6","v":0},{"$f":"DmTimely!DX894/3.6","v":0},{"$f":"DmTimely!DY894/3.6","v":0},{"$f":"DmTimely!DZ894/3.6","v":0},{"$f":"DmTimely!EA894/3.6","v":0},{"$f":"DmTimely!EB894/3.6","v":0},{"$f":"DmTimely!EC894/3.6","v":0},{"$f":"DmTimely!ED894/3.6","v":0},{"$f":"DmTimely!EE894/3.6","v":0},{"$f":"DmTimely!EF894/3.6","v":0},{"$f":"DmTimely!EG894/3.6","v":0},0]
["kWh/日",{"$f":"SUM(B1595:B1618)","v":0},{"$f":"SUM(C1595:C1618)","v":0},0,0,0,0,0,0,0,0,0,0,{"$f":"SUM(B1619:M1619)","v":0},null,"kWh/日",{"$f":"SUM(Q1595:Q1618)","v":0},{"$f":"SUM(R1595:R1618)","v":0},0,0,0,0,0,0,0,0,0,0,{"$f":"SUM(Q1619:AB1619)","v":0},null,"kWh/日",{"$f":"SUM(AF1595:AF1618)","v":0},{"$f":"SUM(AG1595:AG1618)","v":0},0,0,0,0,0,0,0,0,0,0,{"$f":"SUM(AF1619:AQ1619)","v":0}]
["日",{"$f":"B$28","v":20},{"$f":"C$28","v":20},22,20,20,22,20,23,20,21,20,21,{"$f":"SUM(B1620:M1620)","v":249},null,"日",{"$f":"Q$28","v":4},{"$f":"R$28","v":3},4,4,4,4,5,4,4,4,4,4,{"$f":"SUM(Q1620:AB1620)","v":48},null,"日",{"$f":"AF$28","v":7},{"$f":"AG$28","v":5},5,6,7,4,6,4,6,6,6,6,{"$f":"SUM(AF1620:AQ1620)","v":68}]
[]
["CGS排熱給湯利用量",null,null,null,null,null,null,null,null,null,null,null,null,"（既設建物・平日）",null,"CGS排熱給湯利用量",null,null,null,null,null,null,null,null,null,null,null,null,"（既設建物・土曜）",null,"CGS排熱給湯利用量",null,null,null,null,null,null,null,null,null,null,null,null,"（既設建物・休日）"]
["kW","1月","2月","3月","4月","5月","6月","7月","8月","9月","10月","11月","12月","計",null,"kW","1月","2月","3月","4月","5月","6月","7月","8月","9月","10月","11月","12月","計",null,"kW","1月","2月","3月","4月","5月","6月","7月","8月","9月","10月","11月","12月","計"]
[0,{"$f":"MIN(B1475,B1595)","v":0},{"$f":"MIN(C1475,C1595)","v":0},0,0,0,0,0,0,0,0,0,0,{"$f":"SUM(B1625:M1625)","v":0},null,0,{"$f":"MIN(Q1475,Q1595)","v":0},{"$f":"MIN(R1475,R1595)","v":0},0,0,0,0,0,0,0,0,0,0,{"$f":"SUM(Q1625:AB1625)","v":0},null,0,{"$f":"MIN(AF1475,AF1595)","v":0},{"$f":"MIN(AG1475,AG1595)","v":0},0,0,0,0,0,0,0,0,0,0,{"$f":"SUM(AF1625:AQ1625)","v":0}]
[2,{"$f":"MIN(B1477,B1597)","v":0},0,0,0,0,0,0,0,0,0,0,0,0,null,2,{"$f":"MIN(Q1477,Q1597)","v":0},0,0,0,0,0,0,0,0,0,0,0,0,null,2,{"$f":"MIN(AF1477,AF1597)","v":0},0,0,0,0,0,0,0,0,0,0,0,0]
[3,{"$f":"MIN(B1478,B1598)","v":0},0,0,0,0,0,0,0,0,0,0,0,0,null,3,{"$f":"MIN(Q1478,Q1598)","v":0},0,0,0,0,0,0,0,0,0,0,0,0,null,3,{"$f":"MIN(AF1478,AF1598)","v":0},0,0,0,0,0,0,0,0,0,0,0,0]
[4,{"$f":"MIN(B1479,B1599)","v":0},0,0,0,0,0,0,0,0,0,0,0,0,null,4,{"$f":"MIN(Q1479,Q1599)","v":0},0,0,0,0,0,0,0,0,0,0,0,0,null,4,{"$f":"MIN(AF1479,AF1599)","v":0},0,0,0,0,0,0,0,0,0,0,0,0]
[5,{"$f":"MIN(B1480,B1600)","v":0},0,0,0,0,0,0,0,0,0,0,0,0,null,5,{"$f":"MIN(Q1480,Q1600)","v":0},0,0,0,0,0,0,0,0,0,0,0,0,null,5,{"$f":"MIN(AF1480,AF1600)","v":0},0,0,0,0,0,0,0,0,0,0,0,0]
[7,{"$f":"MIN(B1482,B1602)","v":0},0,0,0,0,0,0,0,0,0,0,0,0,null,7,{"$f":"MIN(Q1482,Q1602)","v":0},0,0,0,0,0,0,0,0,0,0,0,0,null,7,{"$f":"MIN(AF1482,AF1602)","v":0},0,0,0,0,0,0,0,0,0,0,0,0]
[8,{"$f":"MIN(B1483,B1603)","v":0},0,0,0,0,0,0,0,0,0,0,0,0,null,8,{"$f":"MIN(Q1483,Q1603)","v":0},0,0,0,0,0,0,0,0,0,0,0,0,null,8,{"$f":"MIN(AF1483,AF1603)","v":0},0,0,0,0,0,0,0,0,0,0,0,0]
[9,{"$f":"MIN(B1484,B1604)","v":0},0,0,0,0,0,0,0,0,0,0,0,0,null,9,{"$f":"MIN(Q1484,Q1604)","v":0},0,0,0,0,0,0,0,0,0,0,0,0,null,9,{"$f":"MIN(AF1484,AF1604)","v":0},0,0,0,0,0,0,0,0,0,0,0,0]
[10,{"$f":"MIN(B1485,B1605)","v":0},0,0,0,0,0,0,0,0,0,0,0,0,null,10,{"$f":"MIN(Q1485,Q1605)","v":0},0,0,0,0,0,0,0,0,0,0,0,0,null,10,{"$f":"MIN(AF1485,AF1605)","v":0},0,0,0,0,0,0,0,0,0,0,0,0]
[12,{"$f":"MIN(B1487,B1607)","v":0},0,0,0,0,0,0,0,0,0,0,0,0,null,12,{"$f":"MIN(Q1487,Q1607)","v":0},0,0,0,0,0,0,0,0,0,0,0,0,null,12,{"$f":"MIN(AF1487,AF1607)","v":0},0,0,0,0,0,0,0,0,0,0,0,0]
[13,{"$f":"MIN(B1488,B1608)","v":0},0,0,0,0,0,0,0,0,0,0,0,0,null,13,{"$f":"MIN(Q1488,Q1608)","v":0},0,0,0,0,0,0,0,0,0,0,0,0,null,13,{"$f":"MIN(AF1488,AF1608)","v":0},0,0,0,0,0,0,0,0,0,0,0,0]
[14,{"$f":"MIN(B1489,B1609)","v":0},0,0,0,0,0,0,0,0,0,0,0,0,null,14,{"$f":"MIN(Q1489,Q1609)","v":0},0,0,0,0,0,0,0,0,0,0,0,0,null,14,{"$f":"MIN(AF1489,AF1609)","v":0},0,0,0,0,0,0,0,0,0,0,0,0]
[15,{"$f":"MIN(B1490,B1610)","v":0},0,0,0,0,0,0,0,0,0,0,0,0,null,15,{"$f":"MIN(Q1490,Q1610)","v":0},0,0,0,0,0,0,0,0,0,0,0,0,null,15,{"$f":"MIN(AF1490,AF1610)","v":0},0,0,0,0,0,0,0,0,0,0,0,0]
[17,{"$f":"MIN(B1492,B1612)","v":0},0,0,0,0,0,0,0,0,0,0,0,0,null,17,{"$f":"MIN(Q1492,Q1612)","v":0},0,0,0,0,0,0,0,0,0,0,0,0,null,17,{"$f":"MIN(AF1492,AF1612)","v":0},0,0,0,0,0,0,0,0,0,0,0,0]
[18,{"$f":"MIN(B1493,B1613)","v":0},0,0,0,0,0,0,0,0,0,0,0,0,null,18,{"$f":"MIN(Q1493,Q1613)","v":0},0,0,0,0,0,0,0,0,0,0,0,0,null,18,{"$f":"MIN(AF1493,AF1613)","v":0},0,0,0,0,0,0,0,0,0,0,0,0]
[19,{"$f":"MIN(B1494,B1614)","v":0},0,0,0,0,0,0,0,0,0,0,0,0,null,19,{"$f":"MIN(Q1494,Q1614)","v":0},0,0,0,0,0,0,0,0,0,0,0,0,null,19,{"$f":"MIN(AF1494,AF1614)","v":0},0,0,0,0,0,0,0,0,0,0,0,0]
[20,{"$f":"MIN(B1495,B1615)","v":0},0,0,0,0,0,0,0,0,0,0,0,0,null,20,{"$f":"MIN(Q1495,Q1615)","v":0},0,0,0,0,0,0,0,0,0,0,0,0,null,20,{"$f":"MIN(AF1495,AF1615)","v":0},0,0,0,0,0,0,0,0,0,0,0,0]
[22,{"$f":"MIN(B1497,B1617)","v":0},0,0,0,0,0,0,0,0,0,0,0,0,null,22,{"$f":"MIN(Q1497,Q1617)","v":0},0,0,0,0,0,0,0,0,0,0,0,0,null,22,{"$f":"MIN(AF1497,AF1617)","v":0},0,0,0,0,0,0,0,0,0,0,0,0]
[23,{"$f":"MIN(B1498,B1618)","v":0},0,0,0,0,0,0,0,0,0,0,0,0,null,23,{"$f":"MIN(Q1498,Q1618)","v":0},0,0,0,0,0,0,0,0,0,0,0,0,null,23,{"$f":"MIN(AF1498,AF1618)","v":0},0,0,0,0,0,0,0,0,0,0,0,0]
["kWh/日",{"$f":"SUM(B1625:B1648)","v":0},{"$f":"SUM(C1625:C1648)","v":0},0,0,0,0,0,0,0,0,0,0,{"$f":"SUM(B1649:M1649)","v":0},null,"kWh/日",{"$f":"SUM(Q1625:Q1648)","v":0},{"$f":"SUM(R1625:R1648)","v":0},0,0,0,0,0,0,0,0,0,0,{"$f":"SUM(Q1649:AB1649)","v":0},null,"kWh/日",{"$f":"SUM(AF1625:AF1648)","v":0},{"$f":"SUM(AG1625:AG1648)","v":0},0,0,0,0,0,0,0,0,0,0,{"$f":"SUM(AF1649:AQ1649)","v":0}]
["日",{"$f":"B$28","v":20},{"$f":"C$28","v":20},22,20,20,22,20,23,20,21,20,21,{"$f":"SUM(B1650:M1650)","v":249},null,"日",{"$f":"Q$28","v":4},{"$f":"R$28","v":3},4,4,4,4,5,4,4,4,4,4,{"$f":"SUM(Q1650:AB1650)","v":48},null,"日",{"$f":"AF$28","v":7},{"$f":"AG$28","v":5},5,6,7,4,6,4,6,6,6,6,{"$f":"SUM(AF1650:AQ1650)","v":68}]
[]
["CGS排熱残り①",null,null,null,null,null,null,null,null,null,null,null,null,"（既設建物・平日）",null,"CGS排熱残り①",null,null,null,null,null,null,null,null,null,null,null,null,"（既設建物・土曜）",null,"CGS排熱残り①",null,null,null,null,null,null,null,null,null,null,null,null,"（既設建物・休日）"]
[0,{"$f":"B1475-B1625","v":0},{"$f":"C1475-C1625","v":0},0,0,0,0,0,0,0,0,0,0,{"$f":"SUM(B1655:M1655)","v":0},null,0,{"$f":"Q1475-Q1625","v":0},{"$f":"R1475-R1625","v":0},0,0,0,0,0,0,0,0,0,0,{"$f":"SUM(Q1655:AB1655)","v":0},null,0,{"$f":"AF1475-AF1625","v":0},{"$f":"AG1475-AG1625","v":0},0,0,0,0,0,0,0,0,0,0,{"$f":"SUM(AF1655:AQ1655)","v":0}]
[1,{"$f":"B1476-B1626","v":0},0,0,0,0,0,0,0,0,0,0,0,{"$f":"SUM(B1656:M1656)","v":0},null,1,{"$f":"Q1476-Q1626","v":0},0,0,0,0,0,0,0,0,0,0,0,{"$f":"SUM(Q1656:AB1656)","v":0},null,1,{"$f":"AF1476-AF1626","v":0},0,0,0,0,0,0,0,0,0,0,0,{"$f":"SUM(AF1656:AQ1656)","v":0}]
[2,{"$f":"B1477-B1627","v":0},0,0,0,0,0,0,0,0,0,0,0,0,null,2,{"$f":"Q1477-Q1627","v":0},0,0,0,0,0,0,0,0,0,0,0,0,null,2,{"$f":"AF1477-AF1627","v":0},0,0,0,0,0,0,0,0,0,0,0,0]
[3,{"$f":"B1478-B1628","v":0},0,0,0,0,0,0,0,0,0,0,0,0,null,3,{"$f":"Q1478-Q1628","v":0},0,0,0,0,0,0,0,0,0,0,0,0,null,3,{"$f":"AF1478-AF1628","v":0},0,0,0,0,0,0,0,0,0,0,0,0]
[5,{"$f":"B1480-B1630","v":0},0,0,0,0,0,0,0,0,0,0,0,0,null,5,{"$f":"Q1480-Q1630","v":0},0,0,0,0,0,0,0,0,0,0,0,0,null,5,{"$f":"AF1480-AF1630","v":0},0,0,0,0,0,0,0,0,0,0,0,0]
[6,{"$f":"B1481-B1631","v":0},0,0,0,0,0,0,0,0,0,0,0,0,null,6,{"$f":"Q1481-Q1631","v":0},0,0,0,0,0,0,0,0,0,0,0,0,null,6,{"$f":"AF1481-AF1631","v":0},0,0,0,0,0,0,0,0,0,0,0,0]
[7,{"$f":"B1482-B1632","v":0},0,0,0,0,0,0,0,0,0,0,0,0,null,7,{"$f":"Q1482-Q1632","v":0},0,0,0,0,0,0,0,0,0,0,0,0,null,7,{"$f":"AF1482-AF1632","v":0},0,0,0,0,0,0,0,0,0,0,0,0]
[8,{"$f":"B1483-B1633","v":0},0,0,0,0,0,0,0,0,0,0,0,0,null,8,{"$f":"Q1483-Q1633","v":0},0,0,0,0,0,0,0,0,0,0,0,0,null,8,{"$f":"AF1483-AF1633","v":0},0,0,0,0,0,0,0,0,0,0,0,0]
[10,{"$f":"B1485-B1635","v":0},0,0,0,0,0,0,0,0,0,0,0,0,null,10,{"$f":"Q1485-Q1635","v":0},0,0,0,0,0,0,0,0,0,0,0,0,null,10,{"$f":"AF1485-AF1635","v":0},0,0,0,0,0,0,0,0,0,0,0,0]
[11,{"$f":"B1486-B1636","v":0},0,0,0,0,0,0,0,0,0,0,0,0,null,11,{"$f":"Q1486-Q1636","v":0},0,0,0,0,0,0,0,0,0,0,0,0,null,11,{"$f":"AF1486-AF1636","v":0},0,0,0,0,0,0,0,0,0,0,0,0]
[12,{"$f":"B1487-B1637","v":0},0,0,0,0,0,0,0,0,0,0,0,0,null,12,{"$f":"Q1487-Q1637","v":0},0,0,0,0,0,0,0,0,0,0,0,0,null,12,{"$f":"AF1487-AF1637","v":0},0,0,0,0,0,0,0,0,0,0,0,0]
[13,{"$f":"B1488-B1638","v":0},0,0,0,0,0,0,0,0,0,0,0,0,null,13,{"$f":"Q1488-Q1638","v":0},0,0,0,0,0,0,0,0,0,0,0,0,null,13,{"$f":"AF1488-AF1638","v":0},0,0,0,0,0,0,0,0,0,0,0,0]
[15,{"$f":"B1490-B1640","v":0},0,0,0,0,0,0,0,0,0,0,0,0,null,15,{"$f":"Q1490-Q1640","v":0},0,0,0,0,0,0,0,0,0,0,0,0,null,15,{"$f":"AF1490-AF1640","v":0},0,0,0,0,0,0,0,0,0,0,0,0]
[16,{"$f":"B1491-B1641","v":0},0,0,0,0,0,0,0,0,0,0,0,0,null,16,{"$f":"Q1491-Q1641","v":0},0,0,0,0,0,0,0,0,0,0,0,0,null,16,{"$f":"AF1491-AF1641","v":0},0,0,0,0,0,0,0,0,0,0,0,0]
[17,{"$f":"B1492-B1642","v":0},0,0,0,0,0,0,0,0,0,0,0,0,null,17,{"$f":"Q1492-Q1642","v":0},0,0,0,0,0,0,0,0,0,0,0,0,null,17,{"$f":"AF1492-AF1642","v":0},0,0,0,0,0,0,0,0,0,0,0,0]
[18,{"$f":"B1493-B1643","v":0},0,0,0,0,0,0,0,0,0,0,0,0,null,18,{"$f":"Q1493-Q1643","v":0},0,0,0,0,0,0,0,0,0,0,0,0,null,18,{"$f":"AF1493-AF1643","v":0},0,0,0,0,0,0,0,0,0,0,0,0]
[20,{"$f":"B1495-B1645","v":0},0,0,0,0,0,0,0,0,0,0,0,0,null,20,{"$f":"Q1495-Q1645","v":0},0,0,0,0,0,0,0,0,0,0,0,0,null,20,{"$f":"AF1495-AF1645","v":0},0,0,0,0,0,0,0,0,0,0,0,0]
[21,{"$f":"B1496-B1646","v":0},0,0,0,0,0,0,0,0,0,0,0,0,null,21,{"$f":"Q1496-Q1646","v":0},0,0,0,0,0,0,0,0,0,0,0,0,null,21,{"$f":"AF1496-AF1646","v":0},0,0,0,0,0,0,0,0,0,0,0,0]
[22,{"$f":"B1497-B1647","v":0},0,0,0,0,0,0,0,0,0,0,0,0,null,22,{"$f":"Q1497-Q1647","v":0},0,0,0,0,0,0,0,0,0,0,0,0,null,22,{"$f":"AF1497-AF1647","v":0},0,0,0,0,0,0,0,0,0,0,0,0]
[23,{"$f":"B1498-B1648","v":0},0,0,0,0,0,0,0,0,0,0,0,0,null,23,{"$f":"Q1498-Q1648","v":0},0,0,0,0,0,0,0,0,0,0,0,0,null,23,{"$f":"AF1498-AF1648","v":0},0,0,0,0,0,0,0,0,0,0,0,0]
["日",{"$f":"B$28","v":20},{"$f":"C$28","v":20},22,20,20,22,20,23,20,21,20,21,{"$f":"SUM(B1680:M1680)","v":249},null,"日",{"$f":"Q$28","v":4},{"$f":"R$28","v":3},4,4,4,4,5,4,4,4,4,4,{"$f":"SUM(Q1680:AB1680)","v":48},null,"日",{"$f":"AF$28","v":7},{"$f":"AG$28","v":5},5,6,7,4,6,4,6,6,6,6,{"$f":"SUM(AF1680:AQ1680)","v":68}]
["MWh/月",{"$f":"B1679*B1680/1000","v":0},{"$f":"C1679*C1680/1000","v":0},0,0,0,0,0,0,0,0,0,0,{"$f":"SUM(B1681:M1681)","v":0},null,"MWh/月",{"$f":"Q1679*Q1680/1000","v":0},{"$f":"R1679*R1680/1000","v":0},0,0,0,0,0,0,0,0,0,0,{"$f":"SUM(Q1681:AB1681)","v":0},null,"MWh/月",{"$f":"AF1679*AF1680/1000","v":0},{"$f":"AG1679*AG1680/1000","v":0},0,0,0,0,0,0,0,0,0,0,{"$f":"SUM(AF1681:AQ1681)","v":0}]
["CGS排熱暖房利用量",null,null,null,null,null,null,null,null,null,null,null,null,"（既設建物・平日）",null,"CGS排熱暖房利用量",null,null,null,null,null,null,null,null,null,null,null,null,"（既設建物・土曜）",null,"CGS排熱暖房利用量",null,null,null,null,null,null,null,null,null,null,null,null,"（既設建物・休日）"]
["kW","1月","2月","3月","4月","5月","6月","7月","8月","9月","10月","11月","12月","計",null,"kW","1月","2月","3月","4月","5月","6月","7月","8月","9月","10月","11月","12月","計",null,"kW","1月","2月","3月","4月","5月","6月","7月","8月","9月","10月","11月","12月","計"]
[0,{"$f":"MIN(B1655,B1565)","v":0},{"$f":"MIN(C1655,C1565)","v":0},0,0,0,0,0,0,0,0,0,0,{"$f":"SUM(B1685:M1685)","v":0},null,0,{"$f":"MIN(Q1655,Q1565)","v":0},{"$f":"MIN(R1655,R1565)","v":0},0,0,0,0,0,0,0,0,0,0,{"$f":"SUM(Q1685:AB1685)","v":0},null,0,{"$f":"MIN(AF1655,AF1565)","v":0},{"$f":"MIN(AG1655,AG1565)","v":0},0,0,0,0,0,0,0,0,0,0,{"$f":"SUM(AF1685:AQ1685)","v":0}]
[1,{"$f":"MIN(B1656,B1566)","v":0},0,0,0,0,0,0,0,0,0,0,0,{"$f":"SUM(B1686:M1686)","v":0},null,1,{"$f":"MIN(Q1656,Q1566)","v":0},0,0,0,0,0,0,0,0,0,0,0,{"$f":"SUM(Q1686:AB1686)","v":0},null,1,{"$f":"MIN(AF1656,AF1566)","v":0},0,0,0,0,0,0,0,0,0,0,0,{"$f":"SUM(AF1686:AQ1686)","v":0}]
[3,{"$f":"MIN(B1658,B1568)","v":0},0,0,0,0,0,0,0,0,0,0,0,0,null,3,{"$f":"MIN(Q1658,Q1568)","v":0},0,0,0,0,0,0,0,0,0,0,0,0,null,3,{"$f":"MIN(AF1658,AF1568)","v":0},0,0,0,0,0,0,0,0,0,0,0,0]
[4,{"$f":"MIN(B1659,B1569)","v":0},0,0,0,0,0,0,0,0,0,0,0,0,null,4,{"$f":"MIN(Q1659,Q1569)","v":0},0,0,0,0,0,0,0,0,0,0,0,0,null,4,{"$f":"MIN(AF1659,AF1569)","v":0},0,0,0,0,0,0,0,0,0,0,0,0]
[5,{"$f":"MIN(B1660,B1570)","v":0},0,0,0,0,0,0,0,0,0,0,0,0,null,5,{"$f":"MIN(Q1660,Q1570)","v":0},0,0,0,0,0,0,0,0,0,0,0,0,null,5,{"$f":"MIN(AF1660,AF1570)","v":0},0,0,0,0,0,0,0,0,0,0,0,0]
[6,{"$f":"MIN(B1661,B1571)","v":0},0,0,0,0,0,0,0,0,0,0,0,0,null,6,{"$f":"MIN(Q1661,Q1571)","v":0},0,0,0,0,0,0,0,0,0,0,0,0,null,6,{"$f":"MIN(AF1661,AF1571)","v":0},0,0,0,0,0,0,0,0,0,0,0,0]
[8,{"$f":"MIN(B1663,B1573)","v":0},0,0,0,0,0,0,0,0,0,0,0,0,null,8,{"$f":"MIN(Q1663,Q1573)","v":0},0,0,0,0,0,0,0,0,0,0,0,0,null,8,{"$f":"MIN(AF1663,AF1573)","v":0},0,0,0,0,0,0,0,0,0,0,0,0]
[9,{"$f":"MIN(B1664,B1574)","v":0},0,0,0,0,0,0,0,0,0,0,0,0,null,9,{"$f":"MIN(Q1664,Q1574)","v":0},0,0,0,0,0,0,0,0,0,0,0,0,null,9,{"$f":"MIN(AF1664,AF1574)","v":0},0,0,0,0,0,0,0,0,0,0,0,0]
[10,{"$f":"MIN(B1665,B1575)","v":0},0,0,0,0,0,0,0,0,0,0,0,0,null,10,{"$f":"MIN(Q1665,Q1575)","v":0},0,0,0,0,0,0,0,0,0,0,0,0,null,10,{"$f":"MIN(AF1665,AF1575)","v":0},0,0,0,0,0,0,0,0,0,0,0,0]
[11,{"$f":"MIN(B1666,B1576)","v":0},0,0,0,0,0,0,0,0,0,0,0,0,null,11,{"$f":"MIN(Q1666,Q1576)","v":0},0,0,0,0,0,0,0,0,0,0,0,0,null,11,{"$f":"MIN(AF1666,AF1576)","v":0},0,0,0,0,0,0,0,0,0,0,0,0]
[13,{"$f":"MIN(B1668,B1578)","v":0},0,0,0,0,0,0,0,0,0,0,0,0,null,13,{"$f":"MIN(Q1668,Q1578)","v":0},0,0,0,0,0,0,0,0,0,0,0,0,null,13,{"$f":"MIN(AF1668,AF1578)","v":0},0,0,0,0,0,0,0,0,0,0,0,0]
[14,{"$f":"MIN(B1669,B1579)","v":0},0,0,0,0,0,0,0,0,0,0,0,0,null,14,{"$f":"MIN(Q1669,Q1579)","v":0},0,0,0,0,0,0,0,0,0,0,0,0,null,14,{"$f":"MIN(AF1669,AF1579)","v":0},0,0,0,0,0,0,0,0,0,0,0,0]
[15,{"$f":"MIN(B1670,B1580)","v":0},0,0,0,0,0,0,0,0,0,0,0,0,null,15,{"$f":"MIN(Q1670,Q1580)","v":0},0,0,0,0,0,0,0,0,0,0,0,0,null,15,{"$f":"MIN(AF1670,AF1580)","v":0},0,0,0,0,0,0,0,0,0,0,0,0]
[16,{"$f":"MIN(B1671,B1581)","v":0},0,0,0,0,0,0,0,0,0,0,0,0,null,16,{"$f":"MIN(Q1671,Q1581)","v":0},0,0,0,0,0,0,0,0,0,0,0,0,null,16,{"$f":"MIN(AF1671,AF1581)","v":0},0,0,0,0,0,0,0,0,0,0,0,0]
[18,{"$f":"MIN(B1673,B1583)","v":0},0,0,0,0,0,0,0,0,0,0,0,0,null,18,{"$f":"MIN(Q1673,Q1583)","v":0},0,0,0,0,0,0,0,0,0,0,0,0,null,18,{"$f":"MIN(AF1673,AF1583)","v":0},0,0,0,0,0,0,0,0,0,0,0,0]
[19,{"$f":"MIN(B1674,B1584)","v":0},0,0,0,0,0,0,0,0,0,0,0,0,null,19,{"$f":"MIN(Q1674,Q1584)","v":0},0,0,0,0,0,0,0,0,0,0,0,0,null,19,{"$f":"MIN(AF1674,AF1584)","v":0},0,0,0,0,0,0,0,0,0,0,0,0]
[20,{"$f":"MIN(B1675,B1585)","v":0},0,0,0,0,0,0,0,0,0,0,0,0,null,20,{"$f":"MIN(Q1675,Q1585)","v":0},0,0,0,0,0,0,0,0,0,0,0,0,null,20,{"$f":"MIN(AF1675,AF1585)","v":0},0,0,0,0,0,0,0,0,0,0,0,0]
[21,{"$f":"MIN(B1676,B1586)","v":0},0,0,0,0,0,0,0,0,0,0,0,0,null,21,{"$f":"MIN(Q1676,Q1586)","v":0},0,0,0,0,0,0,0,0,0,0,0,0,null,21,{"$f":"MIN(AF1676,AF1586)","v":0},0,0,0,0,0,0,0,0,0,0,0,0]
[23,{"$f":"MIN(B1678,B1588)","v":0},0,0,0,0,0,0,0,0,0,0,0,0,null,23,{"$f":"MIN(Q1678,Q1588)","v":0},0,0,0,0,0,0,0,0,0,0,0,0,null,23,{"$f":"MIN(AF1678,AF1588)","v":0},0,0,0,0,0,0,0,0,0,0,0,0]
["kWh/日",{"$f":"SUM(B1685:B1708)","v":0},{"$f":"SUM(C1685:C1708)","v":0},0,0,0,0,0,0,0,0,0,0,{"$f":"SUM(B1709:M1709)","v":0},null,"kWh/日",{"$f":"SUM(Q1685:Q1708)","v":0},{"$f":"SUM(R1685:R1708)","v":0},0,0,0,0,0,0,0,0,0,0,{"$f":"SUM(Q1709:AB1709)","v":0},null,"kWh/日",{"$f":"SUM(AF1685:AF1708)","v":0},{"$f":"SUM(AG1685:AG1708)","v":0},0,0,0,0,0,0,0,0,0,0,{"$f":"SUM(AF1709:AQ1709)","v":0}]
["MWh/月",{"$f":"B1709*B1710/1000","v":0},{"$f":"C1709*C1710/1000","v":0},0,0,0,0,0,0,0,0,0,0,{"$f":"SUM(B1711:M1711)","v":0},null,"MWh/月",{"$f":"Q1709*Q1710/1000","v":0},{"$f":"R1709*R1710/1000","v":0},0,0,0,0,0,0,0,0,0,0,{"$f":"SUM(Q1711:AB1711)","v":0},null,"MWh/月",{"$f":"AF1709*AF1710/1000","v":0},{"$f":"AG1709*AG1710/1000","v":0},0,0,0,0,0,0,0,0,0,0,{"$f":"SUM(AF1711:AQ1711)","v":0}]
[]
["CGS排熱残り②",null,null,null,null,null,null,null,null,null,null,null,null,"（既設建物・平日）",null,"CGS排熱残り②",null,null,null,null,null,null,null,null,null,null,null,null,"（既設建物・土曜）",null,"CGS排熱残り②",null,null,null,null,null,null,null,null,null,null,null,null,"（既設建物・休日）"]
["kW","1月","2月","3月","4月","5月","6月","7月","8月","9月","10月","11月","12月","計",null,"kW","1月","2月","3月","4月","5月","6月","7月","8月","9月","10月","11月","12月","計",null,"kW","1月","2月","3月","4月","5月","6月","7月","8月","9月","10月","11月","12月","計"]
[1,{"$f":"B1656-B1686","v":0},0,0,0,0,0,0,0,0,0,0,0,{"$f":"SUM(B1716:M1716)","v":0},null,1,{"$f":"Q1656-Q1686","v":0},0,0,0,0,0,0,0,0,0,0,0,{"$f":"SUM(Q1716:AB1716)","v":0},null,1,{"$f":"AF1656-AF1686","v":0},0,0,0,0,0,0,0,0,0,0,0,{"$f":"SUM(AF1716:AQ1716)","v":0}]
[2,{"$f":"B1657-B1687","v":0},0,0,0,0,0,0,0,0,0,0,0,0,null,2,{"$f":"Q1657-Q1687","v":0},0,0,0,0,0,0,0,0,0,0,0,0,null,2,{"$f":"AF1657-AF1687","v":0},0,0,0,0,0,0,0,0,0,0,0,0]
[3,{"$f":"B1658-B1688","v":0},0,0,0,0,0,0,0,0,0,0,0,0,null,3,{"$f":"Q1658-Q1688","v":0},0,0,0,0,0,0,0,0,0,0,0,0,null,3,{"$f":"AF1658-AF1688","v":0},0,0,0,0,0,0,0,0,0,0,0,0]
[4,{"$f":"B1659-B1689","v":0},0,0,0,0,0,0,0,0,0,0,0,0,null,4,{"$f":"Q1659-Q1689","v":0},0,0,0,0,0,0,0,0,0,0,0,0,null,4,{"$f":"AF1659-AF1689","v":0},0,0,0,0,0,0,0,0,0,0,0,0]
[6,{"$f":"B1661-B1691","v":0},0,0,0,0,0,0,0,0,0,0,0,0,null,6,{"$f":"Q1661-Q1691","v":0},0,0,0,0,0,0,0,0,0,0,0,0,null,6,{"$f":"AF1661-AF1691","v":0},0,0,0,0,0,0,0,0,0,0,0,0]
[7,{"$f":"B1662-B1692","v":0},0,0,0,0,0,0,0,0,0,0,0,0,null,7,{"$f":"Q1662-Q1692","v":0},0,0,0,0,0,0,0,0,0,0,0,0,null,7,{"$f":"AF1662-AF1692","v":0},0,0,0,0,0,0,0,0,0,0,0,0]
[8,{"$f":"B1663-B1693","v":0},0,0,0,0,0,0,0,0,0,0,0,0,null,8,{"$f":"Q1663-Q1693","v":0},0,0,0,0,0,0,0,0,0,0,0,0,null,8,{"$f":"AF1663-AF1693","v":0},0,0,0,0,0,0,0,0,0,0,0,0]
[9,{"$f":"B1664-B1694","v":0},0,0,0,0,0,0,0,0,0,0,0,0,null,9,{"$f":"Q1664-Q1694","v":0},0,0,0,0,0,0,0,0,0,0,0,0,null,9,{"$f":"AF1664-AF1694","v":0},0,0,0,0,0,0,0,0,0,0,0,0]
[11,{"$f":"B1666-B1696","v":0},0,0,0,0,0,0,0,0,0,0,0,0,null,11,{"$f":"Q1666-Q1696","v":0},0,0,0,0,0,0,0,0,0,0,0,0,null,11,{"$f":"AF1666-AF1696","v":0},0,0,0,0,0,0,0,0,0,0,0,0]
[12,{"$f":"B1667-B1697","v":0},0,0,0,0,0,0,0,0,0,0,0,0,null,12,{"$f":"Q1667-Q1697","v":0},0,0,0,0,0,0,0,0,0,0,0,0,null,12,{"$f":"AF1667-AF1697","v":0},0,0,0,0,0,0,0,0,0,0,0,0]
[13,{"$f":"B1668-B1698","v":0},0,0,0,0,0,0,0,0,0,0,0,0,null,13,{"$f":"Q1668-Q1698","v":0},0,0,0,0,0,0,0,0,0,0,0,0,null,13,{"$f":"AF1668-AF1698","v":0},0,0,0,0,0,0,0,0,0,0,0,0]
[14,{"$f":"B1669-B1699","v":0},0,0,0,0,0,0,0,0,0,0,0,0,null,14,{"$f":"Q1669-Q1699","v":0},0,0,0,0,0,0,0,0,0,0,0,0,null,14,{"$f":"AF1669-AF1699","v":0},0,0,0,0,0,0,0,0,0,0,0,0]
[16,{"$f":"B1671-B1701","v":0},0,0,0,0,0,0,0,0,0,0,0,0,null,16,{"$f":"Q1671-Q1701","v":0},0,0,0,0,0,0,0,0,0,0,0,0,null,16,{"$f":"AF1671-AF1701","v":0},0,0,0,0,0,0,0,0,0,0,0,0]
[17,{"$f":"B1672-B1702","v":0},0,0,0,0,0,0,0,0,0,0,0,0,null,17,{"$f":"Q1672-Q1702","v":0},0,0,0,0,0,0,0,0,0,0,0,0,null,17,{"$f":"AF1672-AF1702","v":0},0,0,0,0,0,0,0,0,0,0,0,0]
[18,{"$f":"B1673-B1703","v":0},0,0,0,0,0,0,0,0,0,0,0,0,null,18,{"$f":"Q1673-Q1703","v":0},0,0,0,0,0,0,0,0,0,0,0,0,null,18,{"$f":"AF1673-AF1703","v":0},0,0,0,0,0,0,0,0,0,0,0,0]
[19,{"$f":"B1674-B1704","v":0},0,0,0,0,0,0,0,0,0,0,0,0,null,19,{"$f":"Q1674-Q1704","v":0},0,0,0,0,0,0,0,0,0,0,0,0,null,19,{"$f":"AF1674-AF1704","v":0},0,0,0,0,0,0,0,0,0,0,0,0]
[21,{"$f":"B1676-B1706","v":0},0,0,0,0,0,0,0,0,0,0,0,0,null,21,{"$f":"Q1676-Q1706","v":0},0,0,0,0,0,0,0,0,0,0,0,0,null,21,{"$f":"AF1676-AF1706","v":0},0,0,0,0,0,0,0,0,0,0,0,0]
[22,{"$f":"B1677-B1707","v":0},0,0,0,0,0,0,0,0,0,0,0,0,null,22,{"$f":"Q1677-Q1707","v":0},0,0,0,0,0,0,0,0,0,0,0,0,null,22,{"$f":"AF1677-AF1707","v":0},0,0,0,0,0,0,0,0,0,0,0,0]
["kWh/日",{"$f":"SUM(B1715:B1738)","v":0},{"$f":"SUM(C1715:C1738)","v":0},0,0,0,0,0,0,0,0,0,0,{"$f":"SUM(B1739:M1739)","v":0},null,"kWh/日",{"$f":"SUM(Q1715:Q1738)","v":0},{"$f":"SUM(R1715:R1738)","v":0},0,0,0,0,0,0,0,0,0,0,{"$f":"SUM(Q1739:AB1739)","v":0},null,"kWh/日",{"$f":"SUM(AF1715:AF1738)","v":0},{"$f":"SUM(AG1715:AG1738)","v":0},0,0,0,0,0,0,0,0,0,0,{"$f":"SUM(AF1739:AQ1739)","v":0}]
["日",{"$f":"B$28","v":20},{"$f":"C$28","v":20},22,20,20,22,20,23,20,21,20,21,{"$f":"SUM(B1740:M1740)","v":249},null,"日",{"$f":"Q$28","v":4},{"$f":"R$28","v":3},4,4,4,4,5,4,4,4,4,4,{"$f":"SUM(Q1740:AB1740)","v":48},null,"日",{"$f":"AF$28","v":7},{"$f":"AG$28","v":5},5,6,7,4,6,4,6,6,6,6,{"$f":"SUM(AF1740:AQ1740)","v":68}]
["MWh/月",{"$f":"B1739*B1740/1000","v":0},{"$f":"C1739*C1740/1000","v":0},0,0,0,0,0,0,0,0,0,0,{"$f":"SUM(B1741:M1741)","v":0},null,"MWh/月",{"$f":"Q1739*Q1740/1000","v":0},{"$f":"R1739*R1740/1000","v":0},0,0,0,0,0,0,0,0,0,0,{"$f":"SUM(Q1741:AB1741)","v":0},null,"MWh/月",{"$f":"AF1739*AF1740/1000","v":0},{"$f":"AG1739*AG1740/1000","v":0},0,0,0,0,0,0,0,0,0,0,{"$f":"SUM(AF1741:AQ1741)","v":0}]
[]
["kW","1月","2月","3月","4月","5月","6月","7月","8月","9月","10月","11月","12月","計",null,"kW","1月","2月","3月","4月","5月","6月","7月","8月","9月","10月","11月","12月","計",null,"kW","1月","2月","3月","4月","5月","6月","7月","8月","9月","10月","11月","12月","計"]
[0,{"$f":"$F$1743-(B603+B813)","v":0},0,0,0,0,0,0,0,0,0,0,0,{"$f":"SUM(B1745:M1745)","v":0},null,0,{"$f":"$F$1743-(Q603+Q813)","v":0},0,0,0,0,0,0,0,0,0,0,0,{"$f":"SUM(Q1745:AB1745)","v":0},null,0,{"$f":"$F$1743-(AF603+AF813)","v":0},0,0,0,0,0,0,0,0,0,0,0,{"$f":"SUM(AF1745:AQ1745)","v":0}]
[1,{"$f":"$F$1743-(B604+B814)","v":0},0,0,0,0,0,0,0,0,0,0,0,{"$f":"SUM(B1746:M1746)","v":0},null,1,{"$f":"$F$1743-(Q604+Q814)","v":0},0,0,0,0,0,0,0,0,0,0,0,{"$f":"SUM(Q1746:AB1746)","v":0},null,1,{"$f":"$F$1743-(AF604+AF814)","v":0},0,0,0,0,0,0,0,0,0,0,0,{"$f":"SUM(AF1746:AQ1746)","v":0}]
[2,{"$f":"$F$1743-(B605+B815)","v":0},0,0,0,0,0,0,0,0,0,0,0,0,null,2,{"$f":"$F$1743-(Q605+Q815)","v":0},0,0,0,0,0,0,0,0,0,0,0,0,null,2,{"$f":"$F$1743-(AF605+AF815)","v":0},0,0,0,0,0,0,0,0,0,0,0,0]
[4,{"$f":"$F$1743-(B607+B817)","v":0},0,0,0,0,0,0,0,0,0,0,0,0,null,4,{"$f":"$F$1743-(Q607+Q817)","v":0},0,0,0,0,0,0,0,0,0,0,0,0,null,4,{"$f":"$F$1743-(AF607+AF817)","v":0},0,0,0,0,0,0,0,0,0,0,0,0]
[5,{"$f":"$F$1743-(B608+B818)","v":0},0,0,0,0,0,0,0,0,0,0,0,0,null,5,{"$f":"$F$1743-(Q608+Q818)","v":0},0,0,0,0,0,0,0,0,0,0,0,0,null,5,{"$f":"$F$1743-(AF608+AF818)","v":0},0,0,0,0,0,0,0,0,0,0,0,0]
[6,{"$f":"$F$1743-(B609+B819)","v":0},0,0,0,0,0,0,0,0,0,0,0,0,null,6,{"$f":"$F$1743-(Q609+Q819)","v":0},0,0,0,0,0,0,0,0,0,0,0,0,null,6,{"$f":"$F$1743-(AF609+AF819)","v":0},0,0,0,0,0,0,0,0,0,0,0,0]
[7,{"$f":"$F$1743-(B610+B820)","v":0},0,0,0,0,0,0,0,0,0,0,0,0,null,7,{"$f":"$F$1743-(Q610+Q820)","v":0},0,0,0,0,0,0,0,0,0,0,0,0,null,7,{"$f":"$F$1743-(AF610+AF820)","v":0},0,0,0,0,0,0,0,0,0,0,0,0]
[9,{"$f":"$F$1743-(B612+B822)","v":0},0,0,0,0,0,0,0,0,0,0,0,0,null,9,{"$f":"$F$1743-(Q612+Q822)","v":0},0,0,0,0,0,0,0,0,0,0,0,0,null,9,{"$f":"$F$1743-(AF612+AF822)","v":0},0,0,0,0,0,0,0,0,0,0,0,0]
[10,{"$f":"$F$1743-(B613+B823)","v":0},0,0,0,0,0,0,0,0,0,0,0,0,null,10,{"$f":"$F$1743-(Q613+Q823)","v":0},0,0,0,0,0,0,0,0,0,0,0,0,null,10,{"$f":"$F$1743-(AF613+AF823)","v":0},0,0,0,0,0,0,0,0,0,0,0,0]
[11,{"$f":"$F$1743-(B614+B824)","v":0},0,0,0,0,0,0,0,0,0,0,0,0,null,11,{"$f":"$F$1743-(Q614+Q824)","v":0},0,0,0,0,0,0,0,0,0,0,0,0,null,11,{"$f":"$F$1743-(AF614+AF824)","v":0},0,0,0,0,0,0,0,0,0,0,0,0]
[12,{"$f":"$F$1743-(B615+B825)","v":0},0,0,0,0,0,0,0,0,0,0,0,0,null,12,{"$f":"$F$1743-(Q615+Q825)","v":0},0,0,0,0,0,0,0,0,0,0,0,0,null,12,{"$f":"$F$1743-(AF615+AF825)","v":0},0,0,0,0,0,0,0,0,0,0,0,0]
[14,{"$f":"$F$1743-(B617+B827)","v":0},0,0,0,0,0,0,0,0,0,0,0,0,null,14,{"$f":"$F$1743-(Q617+Q827)","v":0},0,0,0,0,0,0,0,0,0,0,0,0,null,14,{"$f":"$F$1743-(AF617+AF827)","v":0},0,0,0,0,0,0,0,0,0,0,0,0]
[15,{"$f":"$F$1743-(B618+B828)","v":0},0,0,0,0,0,0,0,0,0,0,0,0,null,15,{"$f":"$F$1743-(Q618+Q828)","v":0},0,0,0,0,0,0,0,0,0,0,0,0,null,15,{"$f":"$F$1743-(AF618+AF828)","v":0},0,0,0,0,0,0,0,0,0,0,0,0]
[16,{"$f":"$F$1743-(B619+B829)","v":0},0,0,0,0,0,0,0,0,0,0,0,0,null,16,{"$f":"$F$1743-(Q619+Q829)","v":0},0,0,0,0,0,0,0,0,0,0,0,0,null,16,{"$f":"$F$1743-(AF619+AF829)","v":0},0,0,0,0,0,0,0,0,0,0,0,0]
[17,{"$f":"$F$1743-(B620+B830)","v":0},0,0,0,0,0,0,0,0,0,0,0,0,null,17,{"$f":"$F$1743-(Q620+Q830)","v":0},0,0,0,0,0,0,0,0,0,0,0,0,null,17,{"$f":"$F$1743-(AF620+AF830)","v":0},0,0,0,0,0,0,0,0,0,0,0,0]
[19,{"$f":"$F$1743-(B622+B832)","v":0},0,0,0,0,0,0,0,0,0,0,0,0,null,19,{"$f":"$F$1743-(Q622+Q832)","v":0},0,0,0,0,0,0,0,0,0,0,0,0,null,19,{"$f":"$F$1743-(AF622+AF832)","v":0},0,0,0,0,0,0,0,0,0,0,0,0]
[20,{"$f":"$F$1743-(B623+B833)","v":0},0,0,0,0,0,0,0,0,0,0,0,0,null,20,{"$f":"$F$1743-(Q623+Q833)","v":0},0,0,0,0,0,0,0,0,0,0,0,0,null,20,{"$f":"$F$1743-(AF623+AF833)","v":0},0,0,0,0,0,0,0,0,0,0,0,0]
[22,{"$f":"$F$1743-(B625+B835)","v":0},0,0,0,0,0,0,0,0,0,0,0,0,null,22,{"$f":"$F$1743-(Q625+Q835)","v":0},0,0,0,0,0,0,0,0,0,0,0,0,null,22,{"$f":"$F$1743-(AF625+AF835)","v":0},0,0,0,0,0,0,0,0,0,0,0,0]
[23,{"$f":"$F$1743-(B626+B836)","v":0},0,0,0,0,0,0,0,0,0,0,0,0,null,23,{"$f":"$F$1743-(Q626+Q836)","v":0},0,0,0,0,0,0,0,0,0,0,0,0,null,23,{"$f":"$F$1743-(AF626+AF836)","v":0},0,0,0,0,0,0,0,0,0,0,0,0]
["kWh/日",{"$f":"SUM(B1745:B1768)","v":0},{"$f":"SUM(C1745:C1768)","v":0},0,0,0,0,0,0,0,0,0,0,{"$f":"SUM(B1769:M1769)","v":0},null,"kWh/日",{"$f":"SUM(Q1745:Q1768)","v":0},{"$f":"SUM(R1745:R1768)","v":0},0,0,0,0,0,0,0,0,0,0,{"$f":"SUM(Q1769:AB1769)","v":0},null,"kWh/日",{"$f":"SUM(AF1745:AF1768)","v":0},{"$f":"SUM(AG1745:AG1768)","v":0},0,0,0,0,0,0,0,0,0,0,{"$f":"SUM(AF1769:AQ1769)","v":0}]
["日",{"$f":"B$28","v":20},{"$f":"C$28","v":20},22,20,20,22,20,23,20,21,20,21,{"$f":"SUM(B1770:M1770)","v":249},null,"日",{"$f":"Q$28","v":4},{"$f":"R$28","v":3},4,4,4,4,5,4,4,4,4,4,{"$f":"SUM(Q1770:AB1770)","v":48},null,"日",{"$f":"AF$28","v":7},{"$f":"AG$28","v":5},5,6,7,4,6,4,6,6,6,6,{"$f":"SUM(AF1770:AQ1770)","v":68}]
[]
["CGS排熱冷房利用量（排熱ベース）",null,null,null,null,"ジェネリンク冷房効率",0.8,null,null,null,null,null,null,"（新設建物・平日）",null,"CGS排熱冷房利用量（排熱ベース）",null,null,null,null,null,null,null,null,null,null,null,null,"（新設建物・土曜）",null,"CGS排熱冷房利用量（排熱ベース）",null,null,null,null,null,null,null,null,null,null,null,null,"（新設建物・休日）"]
["kW","1月","2月","3月","4月","5月","6月","7月","8月","9月","10月","11月","12月","計",null,"kW","1月","2月","3月","4月","5月","6月","7月","8月","9月","10月","11月","12月","計",null,"kW","1月","2月","3月","4月","5月","6月","7月","8月","9月","10月","11月","12月","計"]
[0,{"$f":"MIN(B1535/$G$1773,B1715,B1745)","v":0},{"$f":"MIN(C1535/$G$1773,C1715,C1745)","v":0},0,0,0,0,0,0,0,0,0,0,{"$f":"SUM(B1775:M1775)","v":0},null,0,{"$f":"MIN(Q1535/$G$1773,Q1715,Q1745)","v":0},{"$f":"MIN(R1535/$G$1773,R1715,R1745)","v":0},0,0,0,0,0,0,0,0,0,0,{"$f":"SUM(Q1775:AB1775)","v":0},null,0,{"$f":"MIN(AF1535/$G$1773,AF1715,AF1745)","v":0},{"$f":"MIN(AG1535/$G$1773,AG1715,AG1745)","v":0},0,0,0,0,0,0,0,0,0,0,{"$f":"SUM(AF1775:AQ1775)","v":0}]
[2,{"$f":"MIN(B1537/$G$1773,B1717,B1747)","v":0},0,0,0,0,0,0,0,0,0,0,0,0,null,2,{"$f":"MIN(Q1537/$G$1773,Q1717,Q1747)","v":0},0,0,0,0,0,0,0,0,0,0,0,0,null,2,{"$f":"MIN(AF1537/$G$1773,AF1717,AF1747)","v":0},0,0,0,0,0,0,0,0,0,0,0,0]
[3,{"$f":"MIN(B1538/$G$1773,B1718,B1748)","v":0},0,0,0,0,0,0,0,0,0,0,0,0,null,3,{"$f":"MIN(Q1538/$G$1773,Q1718,Q1748)","v":0},0,0,0,0,0,0,0,0,0,0,0,0,null,3,{"$f":"MIN(AF1538/$G$1773,AF1718,AF1748)","v":0},0,0,0,0,0,0,0,0,0,0,0,0]
[4,{"$f":"MIN(B1539/$G$1773,B1719,B1749)","v":0},0,0,0,0,0,0,0,0,0,0,0,0,null,4,{"$f":"MIN(Q1539/$G$1773,Q1719,Q1749)","v":0},0,0,0,0,0,0,0,0,0,0,0,0,null,4,{"$f":"MIN(AF1539/$G$1773,AF1719,AF1749)","v":0},0,0,0,0,0,0,0,0,0,0,0,0]
[5,{"$f":"MIN(B1540/$G$1773,B1720,B1750)","v":0},0,0,0,0,0,0,0,0,0,0,0,0,null,5,{"$f":"MIN(Q1540/$G$1773,Q1720,Q1750)","v":0},0,0,0,0,0,0,0,0,0,0,0,0,null,5,{"$f":"MIN(AF1540/$G$1773,AF1720,AF1750)","v":0},0,0,0,0,0,0,0,0,0,0,0,0]
[7,{"$f":"MIN(B1542/$G$1773,B1722,B1752)","v":0},0,0,0,0,0,0,0,0,0,0,0,0,null,7,{"$f":"MIN(Q1542/$G$1773,Q1722,Q1752)","v":0},0,0,0,0,0,0,0,0,0,0,0,0,null,7,{"$f":"MIN(AF1542/$G$1773,AF1722,AF1752)","v":0},0,0,0,0,0,0,0,0,0,0,0,0]
[8,{"$f":"MIN(B1543/$G$1773,B1723,B1753)","v":0},0,0,0,0,0,0,0,0,0,0,0,0,null,8,{"$f":"MIN(Q1543/$G$1773,Q1723,Q1753)","v":0},0,0,0,0,0,0,0,0,0,0,0,0,null,8,{"$f":"MIN(AF1543/$G$1773,AF1723,AF1753)","v":0},0,0,0,0,0,0,0,0,0,0,0,0]
[9,{"$f":"MIN(B1544/$G$1773,B1724,B1754)","v":0},0,0,0,0,0,0,0,0,0,0,0,0,null,9,{"$f":"MIN(Q1544/$G$1773,Q1724,Q1754)","v":0},0,0,0,0,0,0,0,0,0,0,0,0,null,9,{"$f":"MIN(AF1544/$G$1773,AF1724,AF1754)","v":0},0,0,0,0,0,0,0,0,0,0,0,0]
[10,{"$f":"MIN(B1545/$G$1773,B1725,B1755)","v":0},0,0,0,0,0,0,0,0,0,0,0,0,null,10,{"$f":"MIN(Q1545/$G$1773,Q1725,Q1755)","v":0},0,0,0,0,0,0,0,0,0,0,0,0,null,10,{"$f":"MIN(AF1545/$G$1773,AF1725,AF1755)","v":0},0,0,0,0,0,0,0,0,0,0,0,0]
[12,{"$f":"MIN(B1547/$G$1773,B1727,B1757)","v":0},0,0,0,0,0,0,0,0,0,0,0,0,null,12,{"$f":"MIN(Q1547/$G$1773,Q1727,Q1757)","v":0},0,0,0,0,0,0,0,0,0,0,0,0,null,12,{"$f":"MIN(AF1547/$G$1773,AF1727,AF1757)","v":0},0,0,0,0,0,0,0,0,0,0,0,0]
[13,{"$f":"MIN(B1548/$G$1773,B1728,B1758)","v":0},0,0,0,0,0,0,0,0,0,0,0,0,null,13,{"$f":"MIN(Q1548/$G$1773,Q1728,Q1758)","v":0},0,0,0,0,0,0,0,0,0,0,0,0,null,13,{"$f":"MIN(AF1548/$G$1773,AF1728,AF1758)","v":0},0,0,0,0,0,0,0,0,0,0,0,0]
[14,{"$f":"MIN(B1549/$G$1773,B1729,B1759)","v":0},0,0,0,0,0,0,0,0,0,0,0,0,null,14,{"$f":"MIN(Q1549/$G$1773,Q1729,Q1759)","v":0},0,0,0,0,0,0,0,0,0,0,0,0,null,14,{"$f":"MIN(AF1549/$G$1773,AF1729,AF1759)","v":0},0,0,0,0,0,0,0,0,0,0,0,0]
[15,{"$f":"MIN(B1550/$G$1773,B1730,B1760)","v":0},0,0,0,0,0,0,0,0,0,0,0,0,null,15,{"$f":"MIN(Q1550/$G$1773,Q1730,Q1760)","v":0},0,0,0,0,0,0,0,0,0,0,0,0,null,15,{"$f":"MIN(AF1550/$G$1773,AF1730,AF1760)","v":0},0,0,0,0,0,0,0,0,0,0,0,0]
[17,{"$f":"MIN(B1552/$G$1773,B1732,B1762)","v":0},0,0,0,0,0,0,0,0,0,0,0,0,null,17,{"$f":"MIN(Q1552/$G$1773,Q1732,Q1762)","v":0},0,0,0,0,0,0,0,0,0,0,0,0,null,17,{"$f":"MIN(AF1552/$G$1773,AF1732,AF1762)","v":0},0,0,0,0,0,0,0,0,0,0,0,0]
[18,{"$f":"MIN(B1553/$G$1773,B1733,B1763)","v":0},0,0,0,0,0,0,0,0,0,0,0,0,null,18,{"$f":"MIN(Q1553/$G$1773,Q1733,Q1763)","v":0},0,0,0,0,0,0,0,0,0,0,0,0,null,18,{"$f":"MIN(AF1553/$G$1773,AF1733,AF1763)","v":0},0,0,0,0,0,0,0,0,0,0,0,0]
[20,{"$f":"MIN(B1555/$G$1773,B1735,B1765)","v":0},0,0,0,0,0,0,0,0,0,0,0,0,null,20,{"$f":"MIN(Q1555/$G$1773,Q1735,Q1765)","v":0},0,0,0,0,0,0,0,0,0,0,0,0,null,20,{"$f":"MIN(AF1555/$G$1773,AF1735,AF1765)","v":0},0,0,0,0,0,0,0,0,0,0,0,0]
[21,{"$f":"MIN(B1556/$G$1773,B1736,B1766)","v":0},0,0,0,0,0,0,0,0,0,0,0,0,null,21,{"$f":"MIN(Q1556/$G$1773,Q1736,Q1766)","v":0},0,0,0,0,0,0,0,0,0,0,0,0,null,21,{"$f":"MIN(AF1556/$G$1773,AF1736,AF1766)","v":0},0,0,0,0,0,0,0,0,0,0,0,0]
[22,{"$f":"MIN(B1557/$G$1773,B1737,B1767)","v":0},0,0,0,0,0,0,0,0,0,0,0,0,null,22,{"$f":"MIN(Q1557/$G$1773,Q1737,Q1767)","v":0},0,0,0,0,0,0,0,0,0,0,0,0,null,22,{"$f":"MIN(AF1557/$G$1773,AF1737,AF1767)","v":0},0,0,0,0,0,0,0,0,0,0,0,0]
[23,{"$f":"MIN(B1558/$G$1773,B1738,B1768)","v":0},0,0,0,0,0,0,0,0,0,0,0,0,null,23,{"$f":"MIN(Q1558/$G$1773,Q1738,Q1768)","v":0},0,0,0,0,0,0,0,0,0,0,0,0,null,23,{"$f":"MIN(AF1558/$G$1773,AF1738,AF1768)","v":0},0,0,0,0,0,0,0,0,0,0,0,0]
["日",{"$f":"B$28","v":20},{"$f":"C$28","v":20},22,20,20,22,20,23,20,21,20,21,{"$f":"SUM(B1800:M1800)","v":249},null,"日",{"$f":"Q$28","v":4},{"$f":"R$28","v":3},4,4,4,4,5,4,4,4,4,4,{"$f":"SUM(Q1800:AB1800)","v":48},null,"日",{"$f":"AF$28","v":7},{"$f":"AG$28","v":5},5,6,7,4,6,4,6,6,6,6,{"$f":"SUM(AF1800:AQ1800)","v":68}]
["MWh/月",{"$f":"B1799*B1800/1000","v":0},{"$f":"C1799*C1800/1000","v":0},0,0,0,0,0,0,0,0,0,0,{"$f":"SUM(B1801:M1801)","v":0},null,"MWh/月",{"$f":"Q1799*Q1800/1000","v":0},{"$f":"R1799*R1800/1000","v":0},0,0,0,0,0,0,0,0,0,0,{"$f":"SUM(Q1801:AB1801)","v":0},null,"MWh/月",{"$f":"AF1799*AF1800/1000","v":0},{"$f":"AG1799*AG1800/1000","v":0},0,0,0,0,0,0,0,0,0,0,{"$f":"SUM(AF1801:AQ1801)","v":0}]
[]
["CGS排熱冷房利用量（需要ベース）",null,null,null,null,null,null,null,null,null,null,null,null,"（新設建物・平日）",null,"CGS排熱冷房利用量（需要ベース）",null,null,null,null,null,null,null,null,null,null,null,null,"（新設建物・土曜）",null,"CGS排熱冷房利用量（需要ベース）",null,null,null,null,null,null,null,null,null,null,null,null,"（新設建物・休日）"]
[0,{"$f":"B1775*$G$1773","v":0},{"$f":"C1775*$G$1773","v":0},0,0,0,0,0,0,0,0,0,0,{"$f":"SUM(B1805:M1805)","v":0},null,0,{"$f":"Q1775*$G$1773","v":0},{"$f":"R1775*$G$1773","v":0},0,0,0,0,0,0,0,0,0,0,{"$f":"SUM(Q1805:AB1805)","v":0},null,0,{"$f":"AF1775*$G$1773","v":0},{"$f":"AG1775*$G$1773","v":0},0,0,0,0,0,0,0,0,0,0,{"$f":"SUM(AF1805:AQ1805)","v":0}]
[1,{"$f":"B1776*$G$1773","v":0},0,0,0,0,0,0,0,0,0,0,0,{"$f":"SUM(B1806:M1806)","v":0},null,1,{"$f":"Q1776*$G$1773","v":0},0,0,0,0,0,0,0,0,0,0,0,{"$f":"SUM(Q1806:AB1806)","v":0},null,1,{"$f":"AF1776*$G$1773","v":0},0,0,0,0,0,0,0,0,0,0,0,{"$f":"SUM(AF1806:AQ1806)","v":0}]
[2,{"$f":"B1777*$G$1773","v":0},0,0,0,0,0,0,0,0,0,0,0,0,null,2,{"$f":"Q1777*$G$1773","v":0},0,0,0,0,0,0,0,0,0,0,0,0,null,2,{"$f":"AF1777*$G$1773","v":0},0,0,0,0,0,0,0,0,0,0,0,0]
[3,{"$f":"B1778*$G$1773","v":0},0,0,0,0,0,0,0,0,0,0,0,0,null,3,{"$f":"Q1778*$G$1773","v":0},0,0,0,0,0,0,0,0,0,0,0,0,null,3,{"$f":"AF1778*$G$1773","v":0},0,0,0,0,0,0,0,0,0,0,0,0]
[5,{"$f":"B1780*$G$1773","v":0},0,0,0,0,0,0,0,0,0,0,0,0,null,5,{"$f":"Q1780*$G$1773","v":0},0,0,0,0,0,0,0,0,0,0,0,0,null,5,{"$f":"AF1780*$G$1773","v":0},0,0,0,0,0,0,0,0,0,0,0,0]
[6,{"$f":"B1781*$G$1773","v":0},0,0,0,0,0,0,0,0,0,0,0,0,null,6,{"$f":"Q1781*$G$1773","v":0},0,0,0,0,0,0,0,0,0,0,0,0,null,6,{"$f":"AF1781*$G$1773","v":0},0,0,0,0,0,0,0,0,0,0,0,0]
[7,{"$f":"B1782*$G$1773","v":0},0,0,0,0,0,0,0,0,0,0,0,0,null,7,{"$f":"Q1782*$G$1773","v":0},0,0,0,0,0,0,0,0,0,0,0,0,null,7,{"$f":"AF1782*$G$1773","v":0},0,0,0,0,0,0,0,0,0,0,0,0]
[8,{"$f":"B1783*$G$1773","v":0},0,0,0,0,0,0,0,0,0,0,0,0,null,8,{"$f":"Q1783*$G$1773","v":0},0,0,0,0,0,0,0,0,0,0,0,0,null,8,{"$f":"AF1783*$G$1773","v":0},0,0,0,0,0,0,0,0,0,0,0,0]
[10,{"$f":"B1785*$G$1773","v":0},0,0,0,0,0,0,0,0,0,0,0,0,null,10,{"$f":"Q1785*$G$1773","v":0},0,0,0,0,0,0,0,0,0,0,0,0,null,10,{"$f":"AF1785*$G$1773","v":0},0,0,0,0,0,0,0,0,0,0,0,0]
[11,{"$f":"B1786*$G$1773","v":0},0,0,0,0,0,0,0,0,0,0,0,0,null,11,{"$f":"Q1786*$G$1773","v":0},0,0,0,0,0,0,0,0,0,0,0,0,null,11,{"$f":"AF1786*$G$1773","v":0},0,0,0,0,0,0,0,0,0,0,0,0]
[12,{"$f":"B1787*$G$1773","v":0},0,0,0,0,0,0,0,0,0,0,0,0,null,12,{"$f":"Q1787*$G$1773","v":0},0,0,0,0,0,0,0,0,0,0,0,0,null,12,{"$f":"AF1787*$G$1773","v":0},0,0,0,0,0,0,0,0,0,0,0,0]
[13,{"$f":"B1788*$G$1773","v":0},0,0,0,0,0,0,0,0,0,0,0,0,null,13,{"$f":"Q1788*$G$1773","v":0},0,0,0,0,0,0,0,0,0,0,0,0,null,13,{"$f":"AF1788*$G$1773","v":0},0,0,0,0,0,0,0,0,0,0,0,0]
[15,{"$f":"B1790*$G$1773","v":0},0,0,0,0,0,0,0,0,0,0,0,0,null,15,{"$f":"Q1790*$G$1773","v":0},0,0,0,0,0,0,0,0,0,0,0,0,null,15,{"$f":"AF1790*$G$1773","v":0},0,0,0,0,0,0,0,0,0,0,0,0]
[16,{"$f":"B1791*$G$1773","v":0},0,0,0,0,0,0,0,0,0,0,0,0,null,16,{"$f":"Q1791*$G$1773","v":0},0,0,0,0,0,0,0,0,0,0,0,0,null,16,{"$f":"AF1791*$G$1773","v":0},0,0,0,0,0,0,0,0,0,0,0,0]
[17,{"$f":"B1792*$G$1773","v":0},0,0,0,0,0,0,0,0,0,0,0,0,null,17,{"$f":"Q1792*$G$1773","v":0},0,0,0,0,0,0,0,0,0,0,0,0,null,17,{"$f":"AF1792*$G$1773","v":0},0,0,0,0,0,0,0,0,0,0,0,0]
[18,{"$f":"B1793*$G$1773","v":0},0,0,0,0,0,0,0,0,0,0,0,0,null,18,{"$f":"Q1793*$G$1773","v":0},0,0,0,0,0,0,0,0,0,0,0,0,null,18,{"$f":"AF1793*$G$1773","v":0},0,0,0,0,0,0,0,0,0,0,0,0]
[20,{"$f":"B1795*$G$1773","v":0},0,0,0,0,0,0,0,0,0,0,0,0,null,20,{"$f":"Q1795*$G$1773","v":0},0,0,0,0,0,0,0,0,0,0,0,0,null,20,{"$f":"AF1795*$G$1773","v":0},0,0,0,0,0,0,0,0,0,0,0,0]
[21,{"$f":"B1796*$G$1773","v":0},0,0,0,0,0,0,0,0,0,0,0,0,null,21,{"$f":"Q1796*$G$1773","v":0},0,0,0,0,0,0,0,0,0,0,0,0,null,21,{"$f":"AF1796*$G$1773","v":0},0,0,0,0,0,0,0,0,0,0,0,0]
[23,{"$f":"B1798*$G$1773","v":0},0,0,0,0,0,0,0,0,0,0,0,0,null,23,{"$f":"Q1798*$G$1773","v":0},0,0,0,0,0,0,0,0,0,0,0,0,null,23,{"$f":"AF1798*$G$1773","v":0},0,0,0,0,0,0,0,0,0,0,0,0]
["kWh/日",{"$f":"SUM(B1805:B1828)","v":0},{"$f":"SUM(C1805:C1828)","v":0},0,0,0,0,0,0,0,0,0,0,{"$f":"SUM(B1829:M1829)","v":0},null,"kWh/日",{"$f":"SUM(Q1805:Q1828)","v":0},{"$f":"SUM(R1805:R1828)","v":0},0,0,0,0,0,0,0,0,0,0,{"$f":"SUM(Q1829:AB1829)","v":0},null,"kWh/日",{"$f":"SUM(AF1805:AF1828)","v":0},{"$f":"SUM(AG1805:AG1828)","v":0},0,0,0,0,0,0,0,0,0,0,{"$f":"SUM(AF1829:AQ1829)","v":0}]
["日",{"$f":"B$28","v":20},{"$f":"C$28","v":20},22,20,20,22,20,23,20,21,20,21,{"$f":"SUM(B1830:M1830)","v":249},null,"日",{"$f":"Q$28","v":4},{"$f":"R$28","v":3},4,4,4,4,5,4,4,4,4,4,{"$f":"SUM(Q1830:AB1830)","v":48},null,"日",{"$f":"AF$28","v":7},{"$f":"AG$28","v":5},5,6,7,4,6,4,6,6,6,6,{"$f":"SUM(AF1830:AQ1830)","v":68}]
["MWh/月",{"$f":"B1829*B1830/1000","v":0},{"$f":"C1829*C1830/1000","v":0},0,0,0,0,0,0,0,0,0,0,{"$f":"SUM(B1831:M1831)","v":0},null,"MWh/月",{"$f":"Q1829*Q1830/1000","v":0},{"$f":"R1829*R1830/1000","v":0},0,0,0,0,0,0,0,0,0,0,{"$f":"SUM(Q1831:AB1831)","v":0},null,"MWh/月",{"$f":"AF1829*AF1830/1000","v":0},{"$f":"AG1829*AG1830/1000","v":0},0,0,0,0,0,0,0,0,0,0,{"$f":"SUM(AF1831:AQ1831)","v":0}]
["CGS排熱利用量合計（排熱ベース）",null,null,null,null,null,null,null,null,null,null,null,null,"（新設建物・平日）",null,"CGS排熱利用量合計（排熱ベース）",null,null,null,null,null,null,null,null,null,null,null,null,"（新設建物・土曜）",null,"CGS排熱利用量合計（排熱ベース）",null,null,null,null,null,null,null,null,null,null,null,null,"（新設建物・休日）"]
["kW","1月","2月","3月","4月","5月","6月","7月","8月","9月","10月","11月","12月","計",null,"kW","1月","2月","3月","4月","5月","6月","7月","8月","9月","10月","11月","12月","計",null,"kW","1月","2月","3月","4月","5月","6月","7月","8月","9月","10月","11月","12月","計"]
[0,{"$f":"SUM(B1625,B1685,B1775)","v":0},{"$f":"SUM(C1625,C1685,C1775)","v":0},0,0,0,0,0,0,0,0,0,0,{"$f":"SUM(B1835:M1835)","v":0},null,0,{"$f":"SUM(Q1625,Q1685,Q1775)","v":0},{"$f":"SUM(R1625,R1685,R1775)","v":0},0,0,0,0,0,0,0,0,0,0,{"$f":"SUM(Q1835:AB1835)","v":0},null,0,{"$f":"SUM(AF1625,AF1685,AF1775)","v":0},{"$f":"SUM(AG1625,AG1685,AG1775)","v":0},0,0,0,0,0,0,0,0,0,0,{"$f":"SUM(AF1835:AQ1835)","v":0}]
[1,{"$f":"SUM(B1626,B1686,B1776)","v":0},0,0,0,0,0,0,0,0,0,0,0,{"$f":"SUM(B1836:M1836)","v":0},null,1,{"$f":"SUM(Q1626,Q1686,Q1776)","v":0},0,0,0,0,0,0,0,0,0,0,0,{"$f":"SUM(Q1836:AB1836)","v":0},null,1,{"$f":"SUM(AF1626,AF1686,AF1776)","v":0},0,0,0,0,0,0,0,0,0,0,0,{"$f":"SUM(AF1836:AQ1836)","v":0}]
[3,{"$f":"SUM(B1628,B1688,B1778)","v":0},0,0,0,0,0,0,0,0,0,0,0,0,null,3,{"$f":"SUM(Q1628,Q1688,Q1778)","v":0},0,0,0,0,0,0,0,0,0,0,0,0,null,3,{"$f":"SUM(AF1628,AF1688,AF1778)","v":0},0,0,0,0,0,0,0,0,0,0,0,0]
[4,{"$f":"SUM(B1629,B1689,B1779)","v":0},0,0,0,0,0,0,0,0,0,0,0,0,null,4,{"$f":"SUM(Q1629,Q1689,Q1779)","v":0},0,0,0,0,0,0,0,0,0,0,0,0,null,4,{"$f":"SUM(AF1629,AF1689,AF1779)","v":0},0,0,0,0,0,0,0,0,0,0,0,0]
[5,{"$f":"SUM(B1630,B1690,B1780)","v":0},0,0,0,0,0,0,0,0,0,0,0,0,null,5,{"$f":"SUM(Q1630,Q1690,Q1780)","v":0},0,0,0,0,0,0,0,0,0,0,0,0,null,5,{"$f":"SUM(AF1630,AF1690,AF1780)","v":0},0,0,0,0,0,0,0,0,0,0,0,0]
[6,{"$f":"SUM(B1631,B1691,B1781)","v":0},0,0,0,0,0,0,0,0,0,0,0,0,null,6,{"$f":"SUM(Q1631,Q1691,Q1781)","v":0},0,0,0,0,0,0,0,0,0,0,0,0,null,6,{"$f":"SUM(AF1631,AF1691,AF1781)","v":0},0,0,0,0,0,0,0,0,0,0,0,0]
[8,{"$f":"SUM(B1633,B1693,B1783)","v":0},0,0,0,0,0,0,0,0,0,0,0,0,null,8,{"$f":"SUM(Q1633,Q1693,Q1783)","v":0},0,0,0,0,0,0,0,0,0,0,0,0,null,8,{"$f":"SUM(AF1633,AF1693,AF1783)","v":0},0,0,0,0,0,0,0,0,0,0,0,0]
[9,{"$f":"SUM(B1634,B1694,B1784)","v":0},0,0,0,0,0,0,0,0,0,0,0,0,null,9,{"$f":"SUM(Q1634,Q1694,Q1784)","v":0},0,0,0,0,0,0,0,0,0,0,0,0,null,9,{"$f":"SUM(AF1634,AF1694,AF1784)","v":0},0,0,0,0,0,0,0,0,0,0,0,0]
[10,{"$f":"SUM(B1635,B1695,B1785)","v":0},0,0,0,0,0,0,0,0,0,0,0,0,null,10,{"$f":"SUM(Q1635,Q1695,Q1785)","v":0},0,0,0,0,0,0,0,0,0,0,0,0,null,10,{"$f":"SUM(AF1635,AF1695,AF1785)","v":0},0,0,0,0,0,0,0,0,0,0,0,0]
[11,{"$f":"SUM(B1636,B1696,B1786)","v":0},0,0,0,0,0,0,0,0,0,0,0,0,null,11,{"$f":"SUM(Q1636,Q1696,Q1786)","v":0},0,0,0,0,0,0,0,0,0,0,0,0,null,11,{"$f":"SUM(AF1636,AF1696,AF1786)","v":0},0,0,0,0,0,0,0,0,0,0,0,0]
[13,{"$f":"SUM(B1638,B1698,B1788)","v":0},0,0,0,0,0,0,0,0,0,0,0,0,null,13,{"$f":"SUM(Q1638,Q1698,Q1788)","v":0},0,0,0,0,0,0,0,0,0,0,0,0,null,13,{"$f":"SUM(AF1638,AF1698,AF1788)","v":0},0,0,0,0,0,0,0,0,0,0,0,0]
[14,{"$f":"SUM(B1639,B1699,B1789)","v":0},0,0,0,0,0,0,0,0,0,0,0,0,null,14,{"$f":"SUM(Q1639,Q1699,Q1789)","v":0},0,0,0,0,0,0,0,0,0,0,0,0,null,14,{"$f":"SUM(AF1639,AF1699,AF1789)","v":0},0,0,0,0,0,0,0,0,0,0,0,0]
[15,{"$f":"SUM(B1640,B1700,B1790)","v":0},0,0,0,0,0,0,0,0,0,0,0,0,null,15,{"$f":"SUM(Q1640,Q1700,Q1790)","v":0},0,0,0,0,0,0,0,0,0,0,0,0,null,15,{"$f":"SUM(AF1640,AF1700,AF1790)","v":0},0,0,0,0,0,0,0,0,0,0,0,0]
[16,{"$f":"SUM(B1641,B1701,B1791)","v":0},0,0,0,0,0,0,0,0,0,0,0,0,null,16,{"$f":"SUM(Q1641,Q1701,Q1791)","v":0},0,0,0,0,0,0,0,0,0,0,0,0,null,16,{"$f":"SUM(AF1641,AF1701,AF1791)","v":0},0,0,0,0,0,0,0,0,0,0,0,0]
[18,{"$f":"SUM(B1643,B1703,B1793)","v":0},0,0,0,0,0,0,0,0,0,0,0,0,null,18,{"$f":"SUM(Q1643,Q1703,Q1793)","v":0},0,0,0,0,0,0,0,0,0,0,0,0,null,18,{"$f":"SUM(AF1643,AF1703,AF1793)","v":0},0,0,0,0,0,0,0,0,0,0,0,0]
[19,{"$f":"SUM(B1644,B1704,B1794)","v":0},0,0,0,0,0,0,0,0,0,0,0,0,null,19,{"$f":"SUM(Q1644,Q1704,Q1794)","v":0},0,0,0,0,0,0,0,0,0,0,0,0,null,19,{"$f":"SUM(AF1644,AF1704,AF1794)","v":0},0,0,0,0,0,0,0,0,0,0,0,0]
[21,{"$f":"SUM(B1646,B1706,B1796)","v":0},0,0,0,0,0,0,0,0,0,0,0,0,null,21,{"$f":"SUM(Q1646,Q1706,Q1796)","v":0},0,0,0,0,0,0,0,0,0,0,0,0,null,21,{"$f":"SUM(AF1646,AF1706,AF1796)","v":0},0,0,0,0,0,0,0,0,0,0,0,0]
[22,{"$f":"SUM(B1647,B1707,B1797)","v":0},0,0,0,0,0,0,0,0,0,0,0,0,null,22,{"$f":"SUM(Q1647,Q1707,Q1797)","v":0},0,0,0,0,0,0,0,0,0,0,0,0,null,22,{"$f":"SUM(AF1647,AF1707,AF1797)","v":0},0,0,0,0,0,0,0,0,0,0,0,0]
[23,{"$f":"SUM(B1648,B1708,B1798)","v":0},0,0,0,0,0,0,0,0,0,0,0,0,null,23,{"$f":"SUM(Q1648,Q1708,Q1798)","v":0},0,0,0,0,0,0,0,0,0,0,0,0,null,23,{"$f":"SUM(AF1648,AF1708,AF1798)","v":0},0,0,0,0,0,0,0,0,0,0,0,0]
["kWh/日",{"$f":"SUM(B1835:B1858)","v":0},{"$f":"SUM(C1835:C1858)","v":0},0,0,0,0,0,0,0,0,0,0,{"$f":"SUM(B1859:M1859)","v":0},null,"kWh/日",{"$f":"SUM(Q1835:Q1858)","v":0},{"$f":"SUM(R1835:R1858)","v":0},0,0,0,0,0,0,0,0,0,0,{"$f":"SUM(Q1859:AB1859)","v":0},null,"kWh/日",{"$f":"SUM(AF1835:AF1858)","v":0},{"$f":"SUM(AG1835:AG1858)","v":0},0,0,0,0,0,0,0,0,0,0,{"$f":"SUM(AF1859:AQ1859)","v":0}]
["MWh/月",{"$f":"B1859*B1860/1000","v":0},{"$f":"C1859*C1860/1000","v":0},0,0,0,0,0,0,0,0,0,0,{"$f":"SUM(B1861:M1861)","v":0},null,"MWh/月",{"$f":"Q1859*Q1860/1000","v":0},{"$f":"R1859*R1860/1000","v":0},0,0,0,0,0,0,0,0,0,0,{"$f":"SUM(Q1861:AB1861)","v":0},null,"MWh/月",{"$f":"AF1859*AF1860/1000","v":0},{"$f":"AG1859*AG1860/1000","v":0},0,0,0,0,0,0,0,0,0,0,{"$f":"SUM(AF1861:AQ1861)","v":0}]
[]
["CGS排熱残り（最終余剰分）",null,null,null,null,null,null,null,null,null,null,null,null,"（新設建物・平日）",null,"CGS排熱残り（最終余剰分）",null,null,null,null,null,null,null,null,null,null,null,null,"（新設建物・土曜）",null,"CGS排熱残り（最終余剰分）",null,null,null,null,null,null,null,null,null,null,null,null,"（新設建物・休日）"]
["kW","1月","2月","3月","4月","5月","6月","7月","8月","9月","10月","11月","12月","計",null,"kW","1月","2月","3月","4月","5月","6月","7月","8月","9月","10月","11月","12月","計",null,"kW","1月","2月","3月","4月","5月","6月","7月","8月","9月","10月","11月","12月","計"]
[1,{"$f":"B1716-B1776","v":0},0,0,0,0,0,0,0,0,0,0,0,{"$f":"SUM(B1866:M1866)","v":0},null,1,{"$f":"Q1716-Q1776","v":0},0,0,0,0,0,0,0,0,0,0,0,{"$f":"SUM(Q1866:AB1866)","v":0},null,1,{"$f":"AF1716-AF1776","v":0},0,0,0,0,0,0,0,0,0,0,0,{"$f":"SUM(AF1866:AQ1866)","v":0}]
[2,{"$f":"B1717-B1777","v":0},0,0,0,0,0,0,0,0,0,0,0,0,null,2,{"$f":"Q1717-Q1777","v":0},0,0,0,0,0,0,0,0,0,0,0,0,null,2,{"$f":"AF1717-AF1777","v":0},0,0,0,0,0,0,0,0,0,0,0,0]
[3,{"$f":"B1718-B1778","v":0},0,0,0,0,0,0,0,0,0,0,0,0,null,3,{"$f":"Q1718-Q1778","v":0},0,0,0,0,0,0,0,0,0,0,0,0,null,3,{"$f":"AF1718-AF1778","v":0},0,0,0,0,0,0,0,0,0,0,0,0]
[4,{"$f":"B1719-B1779","v":0},0,0,0,0,0,0,0,0,0,0,0,0,null,4,{"$f":"Q1719-Q1779","v":0},0,0,0,0,0,0,0,0,0,0,0,0,null,4,{"$f":"AF1719-AF1779","v":0},0,0,0,0,0,0,0,0,0,0,0,0]
[6,{"$f":"B1721-B1781","v":0},0,0,0,0,0,0,0,0,0,0,0,0,null,6,{"$f":"Q1721-Q1781","v":0},0,0,0,0,0,0,0,0,0,0,0,0,null,6,{"$f":"AF1721-AF1781","v":0},0,0,0,0,0,0,0,0,0,0,0,0]
[7,{"$f":"B1722-B1782","v":0},0,0,0,0,0,0,0,0,0,0,0,0,null,7,{"$f":"Q1722-Q1782","v":0},0,0,0,0,0,0,0,0,0,0,0,0,null,7,{"$f":"AF1722-AF1782","v":0},0,0,0,0,0,0,0,0,0,0,0,0]
[8,{"$f":"B1723-B1783","v":0},0,0,0,0,0,0,0,0,0,0,0,0,null,8,{"$f":"Q1723-Q1783","v":0},0,0,0,0,0,0,0,0,0,0,0,0,null,8,{"$f":"AF1723-AF1783","v":0},0,0,0,0,0,0,0,0,0,0,0,0]
[9,{"$f":"B1724-B1784","v":0},0,0,0,0,0,0,0,0,0,0,0,0,null,9,{"$f":"Q1724-Q1784","v":0},0,0,0,0,0,0,0,0,0,0,0,0,null,9,{"$f":"AF1724-AF1784","v":0},0,0,0,0,0,0,0,0,0,0,0,0]
[11,{"$f":"B1726-B1786","v":0},0,0,0,0,0,0,0,0,0,0,0,0,null,11,{"$f":"Q1726-Q1786","v":0},0,0,0,0,0,0,0,0,0,0,0,0,null,11,{"$f":"AF1726-AF1786","v":0},0,0,0,0,0,0,0,0,0,0,0,0]
[12,{"$f":"B1727-B1787","v":0},0,0,0,0,0,0,0,0,0,0,0,0,null,12,{"$f":"Q1727-Q1787","v":0},0,0,0,0,0,0,0,0,0,0,0,0,null,12,{"$f":"AF1727-AF1787","v":0},0,0,0,0,0,0,0,0,0,0,0,0]
[13,{"$f":"B1728-B1788","v":0},0,0,0,0,0,0,0,0,0,0,0,0,null,13,{"$f":"Q1728-Q1788","v":0},0,0,0,0,0,0,0,0,0,0,0,0,null,13,{"$f":"AF1728-AF1788","v":0},0,0,0,0,0,0,0,0,0,0,0,0]
[14,{"$f":"B1729-B1789","v":0},0,0,0,0,0,0,0,0,0,0,0,0,null,14,{"$f":"Q1729-Q1789","v":0},0,0,0,0,0,0,0,0,0,0,0,0,null,14,{"$f":"AF1729-AF1789","v":0},0,0,0,0,0,0,0,0,0,0,0,0]
[16,{"$f":"B1731-B1791","v":0},0,0,0,0,0,0,0,0,0,0,0,0,null,16,{"$f":"Q1731-Q1791","v":0},0,0,0,0,0,0,0,0,0,0,0,0,null,16,{"$f":"AF1731-AF1791","v":0},0,0,0,0,0,0,0,0,0,0,0,0]
[17,{"$f":"B1732-B1792","v":0},0,0,0,0,0,0,0,0,0,0,0,0,null,17,{"$f":"Q1732-Q1792","v":0},0,0,0,0,0,0,0,0,0,0,0,0,null,17,{"$f":"AF1732-AF1792","v":0},0,0,0,0,0,0,0,0,0,0,0,0]
[19,{"$f":"B1734-B1794","v":0},0,0,0,0,0,0,0,0,0,0,0,0,null,19,{"$f":"Q1734-Q1794","v":0},0,0,0,0,0,0,0,0,0,0,0,0,null,19,{"$f":"AF1734-AF1794","v":0},0,0,0,0,0,0,0,0,0,0,0,0]
[20,{"$f":"B1735-B1795","v":0},0,0,0,0,0,0,0,0,0,0,0,0,null,20,{"$f":"Q1735-Q1795","v":0},0,0,0,0,0,0,0,0,0,0,0,0,null,20,{"$f":"AF1735-AF1795","v":0},0,0,0,0,0,0,0,0,0,0,0,0]
[21,{"$f":"B1736-B1796","v":0},0,0,0,0,0,0,0,0,0,0,0,0,null,21,{"$f":"Q1736-Q1796","v":0},0,0,0,0,0,0,0,0,0,0,0,0,null,21,{"$f":"AF1736-AF1796","v":0},0,0,0,0,0,0,0,0,0,0,0,0]
[22,{"$f":"B1737-B1797","v":0},0,0,0,0,0,0,0,0,0,0,0,0,null,22,{"$f":"Q1737-Q1797","v":0},0,0,0,0,0,0,0,0,0,0,0,0,null,22,{"$f":"AF1737-AF1797","v":0},0,0,0,0,0,0,0,0,0,0,0,0]
["kWh/日",{"$f":"SUM(B1865:B1888)","v":0},{"$f":"SUM(C1865:C1888)","v":0},0,0,0,0,0,0,0,0,0,0,{"$f":"SUM(B1889:M1889)","v":0},null,"kWh/日",{"$f":"SUM(Q1865:Q1888)","v":0},{"$f":"SUM(R1865:R1888)","v":0},0,0,0,0,0,0,0,0,0,0,{"$f":"SUM(Q1889:AB1889)","v":0},null,"kWh/日",{"$f":"SUM(AF1865:AF1888)","v":0},{"$f":"SUM(AG1865:AG1888)","v":0},0,0,0,0,0,0,0,0,0,0,{"$f":"SUM(AF1889:AQ1889)","v":0}]
["日",{"$f":"B$28","v":20},{"$f":"C$28","v":20},22,20,20,22,20,23,20,21,20,21,{"$f":"SUM(B1890:M1890)","v":249},null,"日",{"$f":"Q$28","v":4},{"$f":"R$28","v":3},4,4,4,4,5,4,4,4,4,4,{"$f":"SUM(Q1890:AB1890)","v":48},null,"日",{"$f":"AF$28","v":7},{"$f":"AG$28","v":5},5,6,7,4,6,4,6,6,6,6,{"$f":"SUM(AF1890:AQ1890)","v":68}]
["MWh/月",{"$f":"B1889*B1890/1000","v":0},{"$f":"C1889*C1890/1000","v":0},0,0,0,0,0,0,0,0,0,0,{"$f":"SUM(B1891:M1891)","v":0},null,"MWh/月",{"$f":"Q1889*Q1890/1000","v":0},{"$f":"R1889*R1890/1000","v":0},0,0,0,0,0,0,0,0,0,0,{"$f":"SUM(Q1891:AB1891)","v":0},null,"MWh/月",{"$f":"AF1889*AF1890/1000","v":0},{"$f":"AG1889*AG1890/1000","v":0},0,0,0,0,0,0,0,0,0,0,{"$f":"SUM(AF1891:AQ1891)","v":0}]
[]
["kW","1月","2月","3月","4月","5月","6月","7月","8月","9月","10月","11月","12月","計",null,"kW","1月","2月","3月","4月","5月","6月","7月","8月","9月","10月","11月","12月","計",null,"kW","1月","2月","3月","4月","5月","6月","7月","8月","9月","10月","11月","12月","計"]
[0,{"$f":"B1805+B813+B603","v":0},0,0,0,0,0,0,0,0,0,0,0,{"$f":"SUM(B1895:M1895)","v":0},null,0,{"$f":"Q1805+Q813+Q603","v":0},0,0,0,0,0,0,0,0,0,0,0,{"$f":"SUM(Q1895:AB1895)","v":0},null,0,{"$f":"AF1805+AF813+AF603","v":0},0,0,0,0,0,0,0,0,0,0,0,{"$f":"SUM(AF1895:AQ1895)","v":0}]
[1,{"$f":"B1806+B814+B604","v":0},0,0,0,0,0,0,0,0,0,0,0,{"$f":"SUM(B1896:M1896)","v":0},null,1,{"$f":"Q1806+Q814+Q604","v":0},0,0,0,0,0,0,0,0,0,0,0,{"$f":"SUM(Q1896:AB1896)","v":0},null,1,{"$f":"AF1806+AF814+AF604","v":0},0,0,0,0,0,0,0,0,0,0,0,{"$f":"SUM(AF1896:AQ1896)","v":0}]
[2,{"$f":"B1807+B815+B605","v":0},0,0,0,0,0,0,0,0,0,0,0,0,null,2,{"$f":"Q1807+Q815+Q605","v":0},0,0,0,0,0,0,0,0,0,0,0,0,null,2,{"$f":"AF1807+AF815+AF605","v":0},0,0,0,0,0,0,0,0,0,0,0,0]
[4,{"$f":"B1809+B817+B607","v":0},0,0,0,0,0,0,0,0,0,0,0,0,null,4,{"$f":"Q1809+Q817+Q607","v":0},0,0,0,0,0,0,0,0,0,0,0,0,null,4,{"$f":"AF1809+AF817+AF607","v":0},0,0,0,0,0,0,0,0,0,0,0,0]
[5,{"$f":"B1810+B818+B608","v":0},0,0,0,0,0,0,0,0,0,0,0,0,null,5,{"$f":"Q1810+Q818+Q608","v":0},0,0,0,0,0,0,0,0,0,0,0,0,null,5,{"$f":"AF1810+AF818+AF608","v":0},0,0,0,0,0,0,0,0,0,0,0,0]
[6,{"$f":"B1811+B819+B609","v":0},0,0,0,0,0,0,0,0,0,0,0,0,null,6,{"$f":"Q1811+Q819+Q609","v":0},0,0,0,0,0,0,0,0,0,0,0,0,null,6,{"$f":"AF1811+AF819+AF609","v":0},0,0,0,0,0,0,0,0,0,0,0,0]
[7,{"$f":"B1812+B820+B610","v":0},0,0,0,0,0,0,0,0,0,0,0,0,null,7,{"$f":"Q1812+Q820+Q610","v":0},0,0,0,0,0,0,0,0,0,0,0,0,null,7,{"$f":"AF1812+AF820+AF610","v":0},0,0,0,0,0,0,0,0,0,0,0,0]
[9,{"$f":"B1814+B822+B612","v":0},0,0,0,0,0,0,0,0,0,0,0,0,null,9,{"$f":"Q1814+Q822+Q612","v":0},0,0,0,0,0,0,0,0,0,0,0,0,null,9,{"$f":"AF1814+AF822+AF612","v":0},0,0,0,0,0,0,0,0,0,0,0,0]
[10,{"$f":"B1815+B823+B613","v":0},0,0,0,0,0,0,0,0,0,0,0,0,null,10,{"$f":"Q1815+Q823+Q613","v":0},0,0,0,0,0,0,0,0,0,0,0,0,null,10,{"$f":"AF1815+AF823+AF613","v":0},0,0,0,0,0,0,0,0,0,0,0,0]
[11,{"$f":"B1816+B824+B614","v":0},0,0,0,0,0,0,0,0,0,0,0,0,null,11,{"$f":"Q1816+Q824+Q614","v":0},0,0,0,0,0,0,0,0,0,0,0,0,null,11,{"$f":"AF1816+AF824+AF614","v":0},0,0,0,0,0,0,0,0,0,0,0,0]
[12,{"$f":"B1817+B825+B615","v":0},0,0,0,0,0,0,0,0,0,0,0,0,null,12,{"$f":"Q1817+Q825+Q615","v":0},0,0,0,0,0,0,0,0,0,0,0,0,null,12,{"$f":"AF1817+AF825+AF615","v":0},0,0,0,0,0,0,0,0,0,0,0,0]
[14,{"$f":"B1819+B827+B617","v":0},0,0,0,0,0,0,0,0,0,0,0,0,null,14,{"$f":"Q1819+Q827+Q617","v":0},0,0,0,0,0,0,0,0,0,0,0,0,null,14,{"$f":"AF1819+AF827+AF617","v":0},0,0,0,0,0,0,0,0,0,0,0,0]
[15,{"$f":"B1820+B828+B618","v":0},0,0,0,0,0,0,0,0,0,0,0,0,null,15,{"$f":"Q1820+Q828+Q618","v":0},0,0,0,0,0,0,0,0,0,0,0,0,null,15,{"$f":"AF1820+AF828+AF618","v":0},0,0,0,0,0,0,0,0,0,0,0,0]
[17,{"$f":"B1822+B830+B620","v":0},0,0,0,0,0,0,0,0,0,0,0,0,null,17,{"$f":"Q1822+Q830+Q620","v":0},0,0,0,0,0,0,0,0,0,0,0,0,null,17,{"$f":"AF1822+AF830+AF620","v":0},0,0,0,0,0,0,0,0,0,0,0,0]
[18,{"$f":"B1823+B831+B621","v":0},0,0,0,0,0,0,0,0,0,0,0,0,null,18,{"$f":"Q1823+Q831+Q621","v":0},0,0,0,0,0,0,0,0,0,0,0,0,null,18,{"$f":"AF1823+AF831+AF621","v":0},0,0,0,0,0,0,0,0,0,0,0,0]
[19,{"$f":"B1824+B832+B622","v":0},0,0,0,0,0,0,0,0,0,0,0,0,null,19,{"$f":"Q1824+Q832+Q622","v":0},0,0,0,0,0,0,0,0,0,0,0,0,null,19,{"$f":"AF1824+AF832+AF622","v":0},0,0,0,0,0,0,0,0,0,0,0,0]
[20,{"$f":"B1825+B833+B623","v":0},0,0,0,0,0,0,0,0,0,0,0,0,null,20,{"$f":"Q1825+Q833+Q623","v":0},0,0,0,0,0,0,0,0,0,0,0,0,null,20,{"$f":"AF1825+AF833+AF623","v":0},0,0,0,0,0,0,0,0,0,0,0,0]
[22,{"$f":"B1827+B835+B625","v":0},0,0,0,0,0,0,0,0,0,0,0,0,null,22,{"$f":"Q1827+Q835+Q625","v":0},0,0,0,0,0,0,0,0,0,0,0,0,null,22,{"$f":"AF1827+AF835+AF625","v":0},0,0,0,0,0,0,0,0,0,0,0,0]
[23,{"$f":"B1828+B836+B626","v":0},0,0,0,0,0,0,0,0,0,0,0,0,null,23,{"$f":"Q1828+Q836+Q626","v":0},0,0,0,0,0,0,0,0,0,0,0,0,null,23,{"$f":"AF1828+AF836+AF626","v":0},0,0,0,0,0,0,0,0,0,0,0,0]
["kWh/日",{"$f":"SUM(B1895:B1918)","v":0},{"$f":"SUM(C1895:C1918)","v":0},0,0,0,0,0,0,0,0,0,0,{"$f":"SUM(B1919:M1919)","v":0},null,"kWh/日",{"$f":"SUM(Q1895:Q1918)","v":0},{"$f":"SUM(R1895:R1918)","v":0},0,0,0,0,0,0,0,0,0,0,{"$f":"SUM(Q1919:AB1919)","v":0},null,"kWh/日",{"$f":"SUM(AF1895:AF1918)","v":0},{"$f":"SUM(AG1895:AG1918)","v":0},0,0,0,0,0,0,0,0,0,0,{"$f":"SUM(AF1919:AQ1919)","v":0}]
["日",{"$f":"B$28","v":20},{"$f":"C$28","v":20},22,20,20,22,20,23,20,21,20,21,{"$f":"SUM(B1920:M1920)","v":249},null,"日",{"$f":"Q$28","v":4},{"$f":"R$28","v":3},4,4,4,4,5,4,4,4,4,4,{"$f":"SUM(Q1920:AB1920)","v":48},null,"日",{"$f":"AF$28","v":7},{"$f":"AG$28","v":5},5,6,7,4,6,4,6,6,6,6,{"$f":"SUM(AF1920:AQ1920)","v":68}]
[]
["冷房（ジェネリンク）稼働台数",null,null,null,"単機容量",{"$f":"詳細版!U18/詳細版!U20","v":0},"kW/台",null,"台数",{"$f":"詳細版!U20","v":2},"台",null,null,"（新設建物・平日）",null,"冷房（ジェネリンク）稼働台数",null,null,null,null,null,null,null,null,null,null,null,null,"（新設建物・土曜）",null,"冷房（ジェネリンク）稼働台数",null,null,null,null,null,null,null,null,null,null,null,null,"（新設建物・休日）"]
["kW","1月","2月","3月","4月","5月","6月","7月","8月","9月","10月","11月","12月","計",null,"kW","1月","2月","3月","4月","5月","6月","7月","8月","9月","10月","11月","12月","計",null,"kW","1月","2月","3月","4月","5月","6月","7月","8月","9月","10月","11月","12月","計"]
[0,{"$f":"IF($F$1923=0,0,ROUNDUP(B1895/$F$1923,0))","v":0},{"$f":"IF($F$1923=0,0,ROUNDUP(C1895/$F$1923,0))","v":0},0,0,0,0,0,0,0,0,0,0,{"$f":"SUM(B1925:M1925)","v":0},null,0,{"$f":"IF($F$1923=0,0,ROUNDUP(Q1895/$F$1923,0))","v":0},{"$f":"IF($F$1923=0,0,ROUNDUP(R1895/$F$1923,0))","v":0},0,0,0,0,0,0,0,0,0,0,{"$f":"SUM(Q1925:AB1925)","v":0},null,0,{"$f":"IF($F$1923=0,0,ROUNDUP(AF1895/$F$1923,0))","v":0},{"$f":"IF($F$1923=0,0,ROUNDUP(AG1895/$F$1923,0))","v":0},0,0,0,0,0,0,0,0,0,0,{"$f":"SUM(AF1925:AQ1925)","v":0}]
[2,{"$f":"IF($F$1923=0,0,ROUNDUP(B1897/$F$1923,0))","v":0},0,0,0,0,0,0,0,0,0,0,0,0,null,2,{"$f":"IF($F$1923=0,0,ROUNDUP(Q1897/$F$1923,0))","v":0},0,0,0,0,0,0,0,0,0,0,0,0,null,2,{"$f":"IF($F$1923=0,0,ROUNDUP(AF1897/$F$1923,0))","v":0},0,0,0,0,0,0,0,0,0,0,0,0]
[3,{"$f":"IF($F$1923=0,0,ROUNDUP(B1898/$F$1923,0))","v":0},0,0,0,0,0,0,0,0,0,0,0,0,null,3,{"$f":"IF($F$1923=0,0,ROUNDUP(Q1898/$F$1923,0))","v":0},0,0,0,0,0,0,0,0,0,0,0,0,null,3,{"$f":"IF($F$1923=0,0,ROUNDUP(AF1898/$F$1923,0))","v":0},0,0,0,0,0,0,0,0,0,0,0,0]
[4,{"$f":"IF($F$1923=0,0,ROUNDUP(B1899/$F$1923,0))","v":0},0,0,0,0,0,0,0,0,0,0,0,0,null,4,{"$f":"IF($F$1923=0,0,ROUNDUP(Q1899/$F$1923,0))","v":0},0,0,0,0,0,0,0,0,0,0,0,0,null,4,{"$f":"IF($F$1923=0,0,ROUNDUP(AF1899/$F$1923,0))","v":0},0,0,0,0,0,0,0,0,0,0,0,0]
[5,{"$f":"IF($F$1923=0,0,ROUNDUP(B1900/$F$1923,0))","v":0},0,0,0,0,0,0,0,0,0,0,0,0,null,5,{"$f":"IF($F$1923=0,0,ROUNDUP(Q1900/$F$1923,0))","v":0},0,0,0,0,0,0,0,0,0,0,0,0,null,5,{"$f":"IF($F$1923=0,0,ROUNDUP(AF1900/$F$1923,0))","v":0},0,0,0,0,0,0,0,0,0,0,0,0]
[7,{"$f":"IF($F$1923=0,0,ROUNDUP(B1902/$F$1923,0))","v":0},0,0,0,0,0,0,0,0,0,0,0,0,null,7,{"$f":"IF($F$1923=0,0,ROUNDUP(Q1902/$F$1923,0))","v":0},0,0,0,0,0,0,0,0,0,0,0,0,null,7,{"$f":"IF($F$1923=0,0,ROUNDUP(AF1902/$F$1923,0))","v":0},0,0,0,0,0,0,0,0,0,0,0,0]
[8,{"$f":"IF($F$1923=0,0,ROUNDUP(B1903/$F$1923,0))","v":0},0,0,0,0,0,0,0,0,0,0,0,0,null,8,{"$f":"IF($F$1923=0,0,ROUNDUP(Q1903/$F$1923,0))","v":0},0,0,0,0,0,0,0,0,0,0,0,0,null,8,{"$f":"IF($F$1923=0,0,ROUNDUP(AF1903/$F$1923,0))","v":0},0,0,0,0,0,0,0,0,0,0,0,0]
[9,{"$f":"IF($F$1923=0,0,ROUNDUP(B1904/$F$1923,0))","v":0},0,0,0,0,0,0,0,0,0,0,0,0,null,9,{"$f":"IF($F$1923=0,0,ROUNDUP(Q1904/$F$1923,0))","v":0},0,0,0,0,0,0,0,0,0,0,0,0,null,9,{"$f":"IF($F$1923=0,0,ROUNDUP(AF1904/$F$1923,0))","v":0},0,0,0,0,0,0,0,0,0,0,0,0]
[10,{"$f":"IF($F$1923=0,0,ROUNDUP(B1905/$F$1923,0))","v":0},0,0,0,0,0,0,0,0,0,0,0,0,null,10,{"$f":"IF($F$1923=0,0,ROUNDUP(Q1905/$F$1923,0))","v":0},0,0,0,0,0,0,0,0,0,0,0,0,null,10,{"$f":"IF($F$1923=0,0,ROUNDUP(AF1905/$F$1923,0))","v":0},0,0,0,0,0,0,0,0,0,0,0,0]
[12,{"$f":"IF($F$1923=0,0,ROUNDUP(B1907/$F$1923,0))","v":0},0,0,0,0,0,0,0,0,0,0,0,0,null,12,{"$f":"IF($F$1923=0,0,ROUNDUP(Q1907/$F$1923,0))","v":0},0,0,0,0,0,0,0,0,0,0,0,0,null,12,{"$f":"IF($F$1923=0,0,ROUNDUP(AF1907/$F$1923,0))","v":0},0,0,0,0,0,0,0,0,0,0,0,0]
[13,{"$f":"IF($F$1923=0,0,ROUNDUP(B1908/$F$1923,0))","v":0},0,0,0,0,0,0,0,0,0,0,0,0,null,13,{"$f":"IF($F$1923=0,0,ROUNDUP(Q1908/$F$1923,0))","v":0},0,0,0,0,0,0,0,0,0,0,0,0,null,13,{"$f":"IF($F$1923=0,0,ROUNDUP(AF1908/$F$1923,0))","v":0},0,0,0,0,0,0,0,0,0,0,0,0]
[15,{"$f":"IF($F$1923=0,0,ROUNDUP(B1910/$F$1923,0))","v":0},0,0,0,0,0,0,0,0,0,0,0,0,null,15,{"$f":"IF($F$1923=0,0,ROUNDUP(Q1910/$F$1923,0))","v":0},0,0,0,0,0,0,0,0,0,0,0,0,null,15,{"$f":"IF($F$1923=0,0,ROUNDUP(AF1910/$F$1923,0))","v":0},0,0,0,0,0,0,0,0,0,0,0,0]
[16,{"$f":"IF($F$1923=0,0,ROUNDUP(B1911/$F$1923,0))","v":0},0,0,0,0,0,0,0,0,0,0,0,0,null,16,{"$f":"IF($F$1923=0,0,ROUNDUP(Q1911/$F$1923,0))","v":0},0,0,0,0,0,0,0,0,0,0,0,0,null,16,{"$f":"IF($F$1923=0,0,ROUNDUP(AF1911/$F$1923,0))","v":0},0,0,0,0,0,0,0,0,0,0,0,0]
[17,{"$f":"IF($F$1923=0,0,ROUNDUP(B1912/$F$1923,0))","v":0},0,0,0,0,0,0,0,0,0,0,0,0,null,17,{"$f":"IF($F$1923=0,0,ROUNDUP(Q1912/$F$1923,0))","v":0},0,0,0,0,0,0,0,0,0,0,0,0,null,17,{"$f":"IF($F$1923=0,0,ROUNDUP(AF1912/$F$1923,0))","v":0},0,0,0,0,0,0,0,0,0,0,0,0]
[18,{"$f":"IF($F$1923=0,0,ROUNDUP(B1913/$F$1923,0))","v":0},0,0,0,0,0,0,0,0,0,0,0,0,null,18,{"$f":"IF($F$1923=0,0,ROUNDUP(Q1913/$F$1923,0))","v":0},0,0,0,0,0,0,0,0,0,0,0,0,null,18,{"$f":"IF($F$1923=0,0,ROUNDUP(AF1913/$F$1923,0))","v":0},0,0,0,0,0,0,0,0,0,0,0,0]
[20,{"$f":"IF($F$1923=0,0,ROUNDUP(B1915/$F$1923,0))","v":0},0,0,0,0,0,0,0,0,0,0,0,0,null,20,{"$f":"IF($F$1923=0,0,ROUNDUP(Q1915/$F$1923,0))","v":0},0,0,0,0,0,0,0,0,0,0,0,0,null,20,{"$f":"IF($F$1923=0,0,ROUNDUP(AF1915/$F$1923,0))","v":0},0,0,0,0,0,0,0,0,0,0,0,0]
[21,{"$f":"IF($F$1923=0,0,ROUNDUP(B1916/$F$1923,0))","v":0},0,0,0,0,0,0,0,0,0,0,0,0,null,21,{"$f":"IF($F$1923=0,0,ROUNDUP(Q1916/$F$1923,0))","v":0},0,0,0,0,0,0,0,0,0,0,0,0,null,21,{"$f":"IF($F$1923=0,0,ROUNDUP(AF1916/$F$1923,0))","v":0},0,0,0,0,0,0,0,0,0,0,0,0]
[22,{"$f":"IF($F$1923=0,0,ROUNDUP(B1917/$F$1923,0))","v":0},0,0,0,0,0,0,0,0,0,0,0,0,null,22,{"$f":"IF($F$1923=0,0,ROUNDUP(Q1917/$F$1923,0))","v":0},0,0,0,0,0,0,0,0,0,0,0,0,null,22,{"$f":"IF($F$1923=0,0,ROUNDUP(AF1917/$F$1923,0))","v":0},0,0,0,0,0,0,0,0,0,0,0,0]
[23,{"$f":"IF($F$1923=0,0,ROUNDUP(B1918/$F$1923,0))","v":0},0,0,0,0,0,0,0,0,0,0,0,0,null,23,{"$f":"IF($F$1923=0,0,ROUNDUP(Q1918/$F$1923,0))","v":0},0,0,0,0,0,0,0,0,0,0,0,0,null,23,{"$f":"IF($F$1923=0,0,ROUNDUP(AF1918/$F$1923,0))","v":0},0,0,0,0,0,0,0,0,0,0,0,0]
["日",{"$f":"B$28","v":20},{"$f":"C$28","v":20},22,20,20,22,20,23,20,21,20,21,{"$f":"SUM(B1950:M1950)","v":249},null,"日",{"$f":"Q$28","v":4},{"$f":"R$28","v":3},4,4,4,4,5,4,4,4,4,4,{"$f":"SUM(Q1950:AB1950)","v":48},null,"日",{"$f":"AF$28","v":7},{"$f":"AG$28","v":5},5,6,7,4,6,4,6,6,6,6,{"$f":"SUM(AF1950:AQ1950)","v":68}]
["MWh/月",{"$f":"B1949*B1950/1000","v":0},{"$f":"C1949*C1950/1000","v":0},0,0,0,0,0,0,0,0,0,0,{"$f":"SUM(B1951:M1951)","v":0},null,"MWh/月",{"$f":"Q1949*Q1950/1000","v":0},{"$f":"R1949*R1950/1000","v":0},0,0,0,0,0,0,0,0,0,0,{"$f":"SUM(Q1951:AB1951)","v":0},null,"MWh/月",{"$f":"AF1949*AF1950/1000","v":0},{"$f":"AG1949*AG1950/1000","v":0},0,0,0,0,0,0,0,0,0,0,{"$f":"SUM(AF1951:AQ1951)","v":0}]
[]
["冷房ジェネリンク補機電力",null,null,null,"補機",{"$f":"詳細版!U21","v":0},"kW/台",null,null,null,null,null,null,"（新設建物・平日）",null,"冷房ジェネリンク補機電力",null,null,null,null,null,null,null,null,null,null,null,null,"（新設建物・土曜）",null,"冷房ジェネリンク補機電力",null,null,null,null,null,null,null,null,null,null,null,null,"（新設建物・休日）"]
[0,{"$f":"B1925*$F$1953","v":0},{"$f":"C1925*$F$1953","v":0},0,0,0,0,0,0,0,0,0,0,{"$f":"SUM(B1955:M1955)","v":0},null,0,{"$f":"Q1925*$F$1953","v":0},{"$f":"R1925*$F$1953","v":0},0,0,0,0,0,0,0,0,0,0,{"$f":"SUM(Q1955:AB1955)","v":0},null,0,{"$f":"AF1925*$F$1953","v":0},{"$f":"AG1925*$F$1953","v":0},0,0,0,0,0,0,0,0,0,0,{"$f":"SUM(AF1955:AQ1955)","v":0}]
[1,{"$f":"B1926*$F$1953","v":0},0,0,0,0,0,0,0,0,0,0,0,{"$f":"SUM(B1956:M1956)","v":0},null,1,{"$f":"Q1926*$F$1953","v":0},0,0,0,0,0,0,0,0,0,0,0,{"$f":"SUM(Q1956:AB1956)","v":0},null,1,{"$f":"AF1926*$F$1953","v":0},0,0,0,0,0,0,0,0,0,0,0,{"$f":"SUM(AF1956:AQ1956)","v":0}]
[2,{"$f":"B1927*$F$1953","v":0},0,0,0,0,0,0,0,0,0,0,0,0,null,2,{"$f":"Q1927*$F$1953","v":0},0,0,0,0,0,0,0,0,0,0,0,0,null,2,{"$f":"AF1927*$F$1953","v":0},0,0,0,0,0,0,0,0,0,0,0,0]
[3,{"$f":"B1928*$F$1953","v":0},0,0,0,0,0,0,0,0,0,0,0,0,null,3,{"$f":"Q1928*$F$1953","v":0},0,0,0,0,0,0,0,0,0,0,0,0,null,3,{"$f":"AF1928*$F$1953","v":0},0,0,0,0,0,0,0,0,0,0,0,0]
[5,{"$f":"B1930*$F$1953","v":0},0,0,0,0,0,0,0,0,0,0,0,0,null,5,{"$f":"Q1930*$F$1953","v":0},0,0,0,0,0,0,0,0,0,0,0,0,null,5,{"$f":"AF1930*$F$1953","v":0},0,0,0,0,0,0,0,0,0,0,0,0]
[6,{"$f":"B1931*$F$1953","v":0},0,0,0,0,0,0,0,0,0,0,0,0,null,6,{"$f":"Q1931*$F$1953","v":0},0,0,0,0,0,0,0,0,0,0,0,0,null,6,{"$f":"AF1931*$F$1953","v":0},0,0,0,0,0,0,0,0,0,0,0,0]
[7,{"$f":"B1932*$F$1953","v":0},0,0,0,0,0,0,0,0,0,0,0,0,null,7,{"$f":"Q1932*$F$1953","v":0},0,0,0,0,0,0,0,0,0,0,0,0,null,7,{"$f":"AF1932*$F$1953","v":0},0,0,0,0,0,0,0,0,0,0,0,0]
[8,{"$f":"B1933*$F$1953","v":0},0,0,0,0,0,0,0,0,0,0,0,0,null,8,{"$f":"Q1933*$F$1953","v":0},0,0,0,0,0,0,0,0,0,0,0,0,null,8,{"$f":"AF1933*$F$1953","v":0},0,0,0,0,0,0,0,0,0,0,0,0]
[10,{"$f":"B1935*$F$1953","v":0},0,0,0,0,0,0,0,0,0,0,0,0,null,10,{"$f":"Q1935*$F$1953","v":0},0,0,0,0,0,0,0,0,0,0,0,0,null,10,{"$f":"AF1935*$F$1953","v":0},0,0,0,0,0,0,0,0,0,0,0,0]
[11,{"$f":"B1936*$F$1953","v":0},0,0,0,0,0,0,0,0,0,0,0,0,null,11,{"$f":"Q1936*$F$1953","v":0},0,0,0,0,0,0,0,0,0,0,0,0,null,11,{"$f":"AF1936*$F$1953","v":0},0,0,0,0,0,0,0,0,0,0,0,0]
[12,{"$f":"B1937*$F$1953","v":0},0,0,0,0,0,0,0,0,0,0,0,0,null,12,{"$f":"Q1937*$F$1953","v":0},0,0,0,0,0,0,0,0,0,0,0,0,null,12,{"$f":"AF1937*$F$1953","v":0},0,0,0,0,0,0,0,0,0,0,0,0]
[13,{"$f":"B1938*$F$1953","v":0},0,0,0,0,0,0,0,0,0,0,0,0,null,13,{"$f":"Q1938*$F$1953","v":0},0,0,0,0,0,0,0,0,0,0,0,0,null,13,{"$f":"AF1938*$F$1953","v":0},0,0,0,0,0,0,0,0,0,0,0,0]
[15,{"$f":"B1940*$F$1953","v":0},0,0,0,0,0,0,0,0,0,0,0,0,null,15,{"$f":"Q1940*$F$1953","v":0},0,0,0,0,0,0,0,0,0,0,0,0,null,15,{"$f":"AF1940*$F$1953","v":0},0,0,0,0,0,0,0,0,0,0,0,0]
[16,{"$f":"B1941*$F$1953","v":0},0,0,0,0,0,0,0,0,0,0,0,0,null,16,{"$f":"Q1941*$F$1953","v":0},0,0,0,0,0,0,0,0,0,0,0,0,null,16,{"$f":"AF1941*$F$1953","v":0},0,0,0,0,0,0,0,0,0,0,0,0]
[18,{"$f":"B1943*$F$1953","v":0},0,0,0,0,0,0,0,0,0,0,0,0,null,18,{"$f":"Q1943*$F$1953","v":0},0,0,0,0,0,0,0,0,0,0,0,0,null,18,{"$f":"AF1943*$F$1953","v":0},0,0,0,0,0,0,0,0,0,0,0,0]
[19,{"$f":"B1944*$F$1953","v":0},0,0,0,0,0,0,0,0,0,0,0,0,null,19,{"$f":"Q1944*$F$1953","v":0},0,0,0,0,0,0,0,0,0,0,0,0,null,19,{"$f":"AF1944*$F$1953","v":0},0,0,0,0,0,0,0,0,0,0,0,0]
[20,{"$f":"B1945*$F$1953","v":0},0,0,0,0,0,0,0,0,0,0,0,0,null,20,{"$f":"Q1945*$F$1953","v":0},0,0,0,0,0,0,0,0,0,0,0,0,null,20,{"$f":"AF1945*$F$1953","v":0},0,0,0,0,0,0,0,0,0,0,0,0]
[21,{"$f":"B1946*$F$1953","v":0},0,0,0,0,0,0,0,0,0,0,0,0,null,21,{"$f":"Q1946*$F$1953","v":0},0,0,0,0,0,0,0,0,0,0,0,0,null,21,{"$f":"AF1946*$F$1953","v":0},0,0,0,0,0,0,0,0,0,0,0,0]
[23,{"$f":"B1948*$F$1953","v":0},0,0,0,0,0,0,0,0,0,0,0,0,null,23,{"$f":"Q1948*$F$1953","v":0},0,0,0,0,0,0,0,0,0,0,0,0,null,23,{"$f":"AF1948*$F$1953","v":0},0,0,0,0,0,0,0,0,0,0,0,0]
["kWh/日",{"$f":"SUM(B1955:B1978)","v":0},{"$f":"SUM(C1955:C1978)","v":0},0,0,0,0,0,0,0,0,0,0,{"$f":"SUM(B1979:M1979)","v":0},null,"kWh/日",{"$f":"SUM(Q1955:Q1978)","v":0},{"$f":"SUM(R1955:R1978)","v":0},0,0,0,0,0,0,0,0,0,0,{"$f":"SUM(Q1979:AB1979)","v":0},null,"kWh/日",{"$f":"SUM(AF1955:AF1978)","v":0},{"$f":"SUM(AG1955:AG1978)","v":0},0,0,0,0,0,0,0,0,0,0,{"$f":"SUM(AF1979:AQ1979)","v":0}]
["日",{"$f":"B$28","v":20},{"$f":"C$28","v":20},22,20,20,22,20,23,20,21,20,21,{"$f":"SUM(B1980:M1980)","v":249},null,"日",{"$f":"Q$28","v":4},{"$f":"R$28","v":3},4,4,4,4,5,4,4,4,4,4,{"$f":"SUM(Q1980:AB1980)","v":48},null,"日",{"$f":"AF$28","v":7},{"$f":"AG$28","v":5},5,6,7,4,6,4,6,6,6,6,{"$f":"SUM(AF1980:AQ1980)","v":68}]
["MWh/月",{"$f":"B1979*B1980/1000","v":0},{"$f":"C1979*C1980/1000","v":0},0,0,0,0,0,0,0,0,0,0,{"$f":"SUM(B1981:M1981)","v":0},null,"MWh/月",{"$f":"Q1979*Q1980/1000","v":0},{"$f":"R1979*R1980/1000","v":0},0,0,0,0,0,0,0,0,0,0,{"$f":"SUM(Q1981:AB1981)","v":0},null,"MWh/月",{"$f":"AF1979*AF1980/1000","v":0},{"$f":"AG1979*AG1980/1000","v":0},0,0,0,0,0,0,0,0,0,0,{"$f":"SUM(AF1981:AQ1981)","v":0}]
["冷房負荷残り",null,null,null,null,null,null,null,null,null,null,null,null,"（既設建物・平日）",null,"冷房負荷残り",null,null,null,null,null,null,null,null,null,null,null,null,"（既設建物・土曜）",null,"冷房負荷残り",null,null,null,null,null,null,null,null,null,null,null,null,"（既設建物・休日）"]
["kW","1月","2月","3月","4月","5月","6月","7月","8月","9月","10月","11月","12月","計",null,"kW","1月","2月","3月","4月","5月","6月","7月","8月","9月","10月","11月","12月","計",null,"kW","1月","2月","3月","4月","5月","6月","7月","8月","9月","10月","11月","12月","計"]
[0,{"$f":"B1535-B1805","v":0},{"$f":"C1535-C1805","v":0},0,0,0,0,0,0,0,0,0,0,{"$f":"SUM(B1985:M1985)","v":0},null,0,{"$f":"Q1535-Q1805","v":0},{"$f":"R1535-R1805","v":0},0,0,0,0,0,0,0,0,0,0,{"$f":"SUM(Q1985:AB1985)","v":0},null,0,{"$f":"AF1535-AF1805","v":0},{"$f":"AG1535-AG1805","v":0},0,0,0,0,0,0,0,0,0,0,{"$f":"SUM(AF1985:AQ1985)","v":0}]
[1,{"$f":"B1536-B1806","v":0},0,0,0,0,0,0,0,0,0,0,0,{"$f":"SUM(B1986:M1986)","v":0},null,1,{"$f":"Q1536-Q1806","v":0},0,0,0,0,0,0,0,0,0,0,0,{"$f":"SUM(Q1986:AB1986)","v":0},null,1,{"$f":"AF1536-AF1806","v":0},0,0,0,0,0,0,0,0,0,0,0,{"$f":"SUM(AF1986:AQ1986)","v":0}]
[3,{"$f":"B1538-B1808","v":0},0,0,0,0,0,0,0,0,0,0,0,0,null,3,{"$f":"Q1538-Q1808","v":0},0,0,0,0,0,0,0,0,0,0,0,0,null,3,{"$f":"AF1538-AF1808","v":0},0,0,0,0,0,0,0,0,0,0,0,0]
[4,{"$f":"B1539-B1809","v":0},0,0,0,0,0,0,0,0,0,0,0,0,null,4,{"$f":"Q1539-Q1809","v":0},0,0,0,0,0,0,0,0,0,0,0,0,null,4,{"$f":"AF1539-AF1809","v":0},0,0,0,0,0,0,0,0,0,0,0,0]
[5,{"$f":"B1540-B1810","v":0},0,0,0,0,0,0,0,0,0,0,0,0,null,5,{"$f":"Q1540-Q1810","v":0},0,0,0,0,0,0,0,0,0,0,0,0,null,5,{"$f":"AF1540-AF1810","v":0},0,0,0,0,0,0,0,0,0,0,0,0]
[6,{"$f":"B1541-B1811","v":0},0,0,0,0,0,0,0,0,0,0,0,0,null,6,{"$f":"Q1541-Q1811","v":0},0,0,0,0,0,0,0,0,0,0,0,0,null,6,{"$f":"AF1541-AF1811","v":0},0,0,0,0,0,0,0,0,0,0,0,0]
[8,{"$f":"B1543-B1813","v":0},0,0,0,0,0,0,0,0,0,0,0,0,null,8,{"$f":"Q1543-Q1813","v":0},0,0,0,0,0,0,0,0,0,0,0,0,null,8,{"$f":"AF1543-AF1813","v":0},0,0,0,0,0,0,0,0,0,0,0,0]
[9,{"$f":"B1544-B1814","v":0},0,0,0,0,0,0,0,0,0,0,0,0,null,9,{"$f":"Q1544-Q1814","v":0},0,0,0,0,0,0,0,0,0,0,0,0,null,9,{"$f":"AF1544-AF1814","v":0},0,0,0,0,0,0,0,0,0,0,0,0]
[10,{"$f":"B1545-B1815","v":0},0,0,0,0,0,0,0,0,0,0,0,0,null,10,{"$f":"Q1545-Q1815","v":0},0,0,0,0,0,0,0,0,0,0,0,0,null,10,{"$f":"AF1545-AF1815","v":0},0,0,0,0,0,0,0,0,0,0,0,0]
[11,{"$f":"B1546-B1816","v":0},0,0,0,0,0,0,0,0,0,0,0,0,null,11,{"$f":"Q1546-Q1816","v":0},0,0,0,0,0,0,0,0,0,0,0,0,null,11,{"$f":"AF1546-AF1816","v":0},0,0,0,0,0,0,0,0,0,0,0,0]
[13,{"$f":"B1548-B1818","v":0},0,0,0,0,0,0,0,0,0,0,0,0,null,13,{"$f":"Q1548-Q1818","v":0},0,0,0,0,0,0,0,0,0,0,0,0,null,13,{"$f":"AF1548-AF1818","v":0},0,0,0,0,0,0,0,0,0,0,0,0]
[14,{"$f":"B1549-B1819","v":0},0,0,0,0,0,0,0,0,0,0,0,0,null,14,{"$f":"Q1549-Q1819","v":0},0,0,0,0,0,0,0,0,0,0,0,0,null,14,{"$f":"AF1549-AF1819","v":0},0,0,0,0,0,0,0,0,0,0,0,0]
[16,{"$f":"B1551-B1821","v":0},0,0,0,0,0,0,0,0,0,0,0,0,null,16,{"$f":"Q1551-Q1821","v":0},0,0,0,0,0,0,0,0,0,0,0,0,null,16,{"$f":"AF1551-AF1821","v":0},0,0,0,0,0,0,0,0,0,0,0,0]
[17,{"$f":"B1552-B1822","v":0},0,0,0,0,0,0,0,0,0,0,0,0,null,17,{"$f":"Q1552-Q1822","v":0},0,0,0,0,0,0,0,0,0,0,0,0,null,17,{"$f":"AF1552-AF1822","v":0},0,0,0,0,0,0,0,0,0,0,0,0]
[18,{"$f":"B1553-B1823","v":0},0,0,0,0,0,0,0,0,0,0,0,0,null,18,{"$f":"Q1553-Q1823","v":0},0,0,0,0,0,0,0,0,0,0,0,0,null,18,{"$f":"AF1553-AF1823","v":0},0,0,0,0,0,0,0,0,0,0,0,0]
[19,{"$f":"B1554-B1824","v":0},0,0,0,0,0,0,0,0,0,0,0,0,null,19,{"$f":"Q1554-Q1824","v":0},0,0,0,0,0,0,0,0,0,0,0,0,null,19,{"$f":"AF1554-AF1824","v":0},0,0,0,0,0,0,0,0,0,0,0,0]
[21,{"$f":"B1556-B1826","v":0},0,0,0,0,0,0,0,0,0,0,0,0,null,21,{"$f":"Q1556-Q1826","v":0},0,0,0,0,0,0,0,0,0,0,0,0,null,21,{"$f":"AF1556-AF1826","v":0},0,0,0,0,0,0,0,0,0,0,0,0]
[22,{"$f":"B1557-B1827","v":0},0,0,0,0,0,0,0,0,0,0,0,0,null,22,{"$f":"Q1557-Q1827","v":0},0,0,0,0,0,0,0,0,0,0,0,0,null,22,{"$f":"AF1557-AF1827","v":0},0,0,0,0,0,0,0,0,0,0,0,0]
[23,{"$f":"B1558-B1828","v":0},0,0,0,0,0,0,0,0,0,0,0,0,null,23,{"$f":"Q1558-Q1828","v":0},0,0,0,0,0,0,0,0,0,0,0,0,null,23,{"$f":"AF1558-AF1828","v":0},0,0,0,0,0,0,0,0,0,0,0,0]
["kWh/日",{"$f":"SUM(B1985:B2008)","v":0},{"$f":"SUM(C1985:C2008)","v":0},0,0,0,0,0,0,0,0,0,0,{"$f":"SUM(B2009:M2009)","v":0},null,"kWh/日",{"$f":"SUM(Q1985:Q2008)","v":0},{"$f":"SUM(R1985:R2008)","v":0},0,0,0,0,0,0,0,0,0,0,{"$f":"SUM(Q2009:AB2009)","v":0},null,"kWh/日",{"$f":"SUM(AF1985:AF2008)","v":0},{"$f":"SUM(AG1985:AG2008)","v":0},0,0,0,0,0,0,0,0,0,0,{"$f":"SUM(AF2009:AQ2009)","v":0}]
["MWh/月",{"$f":"B2009*B2010/1000","v":0},{"$f":"C2009*C2010/1000","v":0},0,0,0,0,0,0,0,0,0,0,{"$f":"SUM(B2011:M2011)","v":0},null,"MWh/月",{"$f":"Q2009*Q2010/1000","v":0},{"$f":"R2009*R2010/1000","v":0},0,0,0,0,0,0,0,0,0,0,{"$f":"SUM(Q2011:AB2011)","v":0},null,"MWh/月",{"$f":"AF2009*AF2010/1000","v":0},{"$f":"AG2009*AG2010/1000","v":0},0,0,0,0,0,0,0,0,0,0,{"$f":"SUM(AF2011:AQ2011)","v":0}]
[]
["暖房負荷残り",null,null,null,null,null,null,null,null,null,null,null,null,"（既設建物・平日）",null,"暖房負荷残り",null,null,null,null,null,null,null,null,null,null,null,null,"（既設建物・土曜）",null,"暖房負荷残り",null,null,null,null,null,null,null,null,null,null,null,null,"（既設建物・休日）"]
["kW","1月","2月","3月","4月","5月","6月","7月","8月","9月","10月","11月","12月","計",null,"kW","1月","2月","3月","4月","5月","6月","7月","8月","9月","10月","11月","12月","計",null,"kW","1月","2月","3月","4月","5月","6月","7月","8月","9月","10月","11月","12月","計"]
[1,{"$f":"B1566-B1686","v":0},0,0,0,0,0,0,0,0,0,0,0,{"$f":"SUM(B2016:M2016)","v":0},null,1,{"$f":"Q1566-Q1686","v":0},0,0,0,0,0,0,0,0,0,0,0,{"$f":"SUM(Q2016:AB2016)","v":0},null,1,{"$f":"AF1566-AF1686","v":0},0,0,0,0,0,0,0,0,0,0,0,{"$f":"SUM(AF2016:AQ2016)","v":0}]
[2,{"$f":"B1567-B1687","v":0},0,0,0,0,0,0,0,0,0,0,0,0,null,2,{"$f":"Q1567-Q1687","v":0},0,0,0,0,0,0,0,0,0,0,0,0,null,2,{"$f":"AF1567-AF1687","v":0},0,0,0,0,0,0,0,0,0,0,0,0]
[3,{"$f":"B1568-B1688","v":0},0,0,0,0,0,0,0,0,0,0,0,0,null,3,{"$f":"Q1568-Q1688","v":0},0,0,0,0,0,0,0,0,0,0,0,0,null,3,{"$f":"AF1568-AF1688","v":0},0,0,0,0,0,0,0,0,0,0,0,0]
[4,{"$f":"B1569-B1689","v":0},0,0,0,0,0,0,0,0,0,0,0,0,null,4,{"$f":"Q1569-Q1689","v":0},0,0,0,0,0,0,0,0,0,0,0,0,null,4,{"$f":"AF1569-AF1689","v":0},0,0,0,0,0,0,0,0,0,0,0,0]
[6,{"$f":"B1571-B1691","v":0},0,0,0,0,0,0,0,0,0,0,0,0,null,6,{"$f":"Q1571-Q1691","v":0},0,0,0,0,0,0,0,0,0,0,0,0,null,6,{"$f":"AF1571-AF1691","v":0},0,0,0,0,0,0,0,0,0,0,0,0]
[7,{"$f":"B1572-B1692","v":0},0,0,0,0,0,0,0,0,0,0,0,0,null,7,{"$f":"Q1572-Q1692","v":0},0,0,0,0,0,0,0,0,0,0,0,0,null,7,{"$f":"AF1572-AF1692","v":0},0,0,0,0,0,0,0,0,0,0,0,0]
[8,{"$f":"B1573-B1693","v":0},0,0,0,0,0,0,0,0,0,0,0,0,null,8,{"$f":"Q1573-Q1693","v":0},0,0,0,0,0,0,0,0,0,0,0,0,null,8,{"$f":"AF1573-AF1693","v":0},0,0,0,0,0,0,0,0,0,0,0,0]
[9,{"$f":"B1574-B1694","v":0},0,0,0,0,0,0,0,0,0,0,0,0,null,9,{"$f":"Q1574-Q1694","v":0},0,0,0,0,0,0,0,0,0,0,0,0,null,9,{"$f":"AF1574-AF1694","v":0},0,0,0,0,0,0,0,0,0,0,0,0]
[11,{"$f":"B1576-B1696","v":0},0,0,0,0,0,0,0,0,0,0,0,0,null,11,{"$f":"Q1576-Q1696","v":0},0,0,0,0,0,0,0,0,0,0,0,0,null,11,{"$f":"AF1576-AF1696","v":0},0,0,0,0,0,0,0,0,0,0,0,0]
[12,{"$f":"B1577-B1697","v":0},0,0,0,0,0,0,0,0,0,0,0,0,null,12,{"$f":"Q1577-Q1697","v":0},0,0,0,0,0,0,0,0,0,0,0,0,null,12,{"$f":"AF1577-AF1697","v":0},0,0,0,0,0,0,0,0,0,0,0,0]
[14,{"$f":"B1579-B1699","v":0},0,0,0,0,0,0,0,0,0,0,0,0,null,14,{"$f":"Q1579-Q1699","v":0},0,0,0,0,0,0,0,0,0,0,0,0,null,14,{"$f":"AF1579-AF1699","v":0},0,0,0,0,0,0,0,0,0,0,0,0]
[15,{"$f":"B1580-B1700","v":0},0,0,0,0,0,0,0,0,0,0,0,0,null,15,{"$f":"Q1580-Q1700","v":0},0,0,0,0,0,0,0,0,0,0,0,0,null,15,{"$f":"AF1580-AF1700","v":0},0,0,0,0,0,0,0,0,0,0,0,0]
[16,{"$f":"B1581-B1701","v":0},0,0,0,0,0,0,0,0,0,0,0,0,null,16,{"$f":"Q1581-Q1701","v":0},0,0,0,0,0,0,0,0,0,0,0,0,null,16,{"$f":"AF1581-AF1701","v":0},0,0,0,0,0,0,0,0,0,0,0,0]
[17,{"$f":"B1582-B1702","v":0},0,0,0,0,0,0,0,0,0,0,0,0,null,17,{"$f":"Q1582-Q1702","v":0},0,0,0,0,0,0,0,0,0,0,0,0,null,17,{"$f":"AF1582-AF1702","v":0},0,0,0,0,0,0,0,0,0,0,0,0]
[19,{"$f":"B1584-B1704","v":0},0,0,0,0,0,0,0,0,0,0,0,0,null,19,{"$f":"Q1584-Q1704","v":0},0,0,0,0,0,0,0,0,0,0,0,0,null,19,{"$f":"AF1584-AF1704","v":0},0,0,0,0,0,0,0,0,0,0,0,0]
[20,{"$f":"B1585-B1705","v":0},0,0,0,0,0,0,0,0,0,0,0,0,null,20,{"$f":"Q1585-Q1705","v":0},0,0,0,0,0,0,0,0,0,0,0,0,null,20,{"$f":"AF1585-AF1705","v":0},0,0,0,0,0,0,0,0,0,0,0,0]
[21,{"$f":"B1586-B1706","v":0},0,0,0,0,0,0,0,0,0,0,0,0,null,21,{"$f":"Q1586-Q1706","v":0},0,0,0,0,0,0,0,0,0,0,0,0,null,21,{"$f":"AF1586-AF1706","v":0},0,0,0,0,0,0,0,0,0,0,0,0]
[22,{"$f":"B1587-B1707","v":0},0,0,0,0,0,0,0,0,0,0,0,0,null,22,{"$f":"Q1587-Q1707","v":0},0,0,0,0,0,0,0,0,0,0,0,0,null,22,{"$f":"AF1587-AF1707","v":0},0,0,0,0,0,0,0,0,0,0,0,0]
["kWh/日",{"$f":"SUM(B2015:B2038)","v":0},{"$f":"SUM(C2015:C2038)","v":0},0,0,0,0,0,0,0,0,0,0,{"$f":"SUM(B2039:M2039)","v":0},null,"kWh/日",{"$f":"SUM(Q2015:Q2038)","v":0},{"$f":"SUM(R2015:R2038)","v":0},0,0,0,0,0,0,0,0,0,0,{"$f":"SUM(Q2039:AB2039)","v":0},null,"kWh/日",{"$f":"SUM(AF2015:AF2038)","v":0},{"$f":"SUM(AG2015:AG2038)","v":0},0,0,0,0,0,0,0,0,0,0,{"$f":"SUM(AF2039:AQ2039)","v":0}]
["日",{"$f":"B$28","v":20},{"$f":"C$28","v":20},22,20,20,22,20,23,20,21,20,21,{"$f":"SUM(B2040:M2040)","v":249},null,"日",{"$f":"Q$28","v":4},{"$f":"R$28","v":3},4,4,4,4,5,4,4,4,4,4,{"$f":"SUM(Q2040:AB2040)","v":48},null,"日",{"$f":"AF$28","v":7},{"$f":"AG$28","v":5},5,6,7,4,6,4,6,6,6,6,{"$f":"SUM(AF2040:AQ2040)","v":68}]
["MWh/月",{"$f":"B2039*B2040/1000","v":0},{"$f":"C2039*C2040/1000","v":0},0,0,0,0,0,0,0,0,0,0,{"$f":"SUM(B2041:M2041)","v":0},null,"MWh/月",{"$f":"Q2039*Q2040/1000","v":0},{"$f":"R2039*R2040/1000","v":0},0,0,0,0,0,0,0,0,0,0,{"$f":"SUM(Q2041:AB2041)","v":0},null,"MWh/月",{"$f":"AF2039*AF2040/1000","v":0},{"$f":"AG2039*AG2040/1000","v":0},0,0,0,0,0,0,0,0,0,0,{"$f":"SUM(AF2041:AQ2041)","v":0}]
[]
["kW","1月","2月","3月","4月","5月","6月","7月","8月","9月","10月","11月","12月","計",null,"kW","1月","2月","3月","4月","5月","6月","7月","8月","9月","10月","11月","12月","計",null,"kW","1月","2月","3月","4月","5月","6月","7月","8月","9月","10月","11月","12月","計"]
[0,{"$f":"B1595-B1625","v":0},{"$f":"C1595-C1625","v":0},0,0,0,0,0,0,0,0,0,0,{"$f":"SUM(B2045:M2045)","v":0},null,0,{"$f":"Q1595-Q1625","v":0},{"$f":"R1595-R1625","v":0},0,0,0,0,0,0,0,0,0,0,{"$f":"SUM(Q2045:AB2045)","v":0},null,0,{"$f":"AF1595-AF1625","v":0},{"$f":"AG1595-AG1625","v":0},0,0,0,0,0,0,0,0,0,0,{"$f":"SUM(AF2045:AQ2045)","v":0}]
[1,{"$f":"B1596-B1626","v":0},0,0,0,0,0,0,0,0,0,0,0,{"$f":"SUM(B2046:M2046)","v":0},null,1,{"$f":"Q1596-Q1626","v":0},0,0,0,0,0,0,0,0,0,0,0,{"$f":"SUM(Q2046:AB2046)","v":0},null,1,{"$f":"AF1596-AF1626","v":0},0,0,0,0,0,0,0,0,0,0,0,{"$f":"SUM(AF2046:AQ2046)","v":0}]
[2,{"$f":"B1597-B1627","v":0},0,0,0,0,0,0,0,0,0,0,0,0,null,2,{"$f":"Q1597-Q1627","v":0},0,0,0,0,0,0,0,0,0,0,0,0,null,2,{"$f":"AF1597-AF1627","v":0},0,0,0,0,0,0,0,0,0,0,0,0]
[4,{"$f":"B1599-B1629","v":0},0,0,0,0,0,0,0,0,0,0,0,0,null,4,{"$f":"Q1599-Q1629","v":0},0,0,{"$f":"T1599-T1629","v":0},0,0,0,0,0,0,0,0,0,null,4,{"$f":"AF1599-AF1629","v":0},0,0,0,0,0,0,0,0,0,0,0,0]
[5,{"$f":"B1600-B1630","v":0},0,0,0,0,0,0,0,0,0,0,0,0,null,5,{"$f":"Q1600-Q1630","v":0},0,0,0,0,0,0,0,0,0,0,0,0,null,5,{"$f":"AF1600-AF1630","v":0},0,0,0,0,0,0,0,0,0,0,0,0]
[6,{"$f":"B1601-B1631","v":0},0,0,0,0,0,0,0,0,0,0,0,0,null,6,{"$f":"Q1601-Q1631","v":0},0,0,0,0,0,0,0,0,0,0,0,0,null,6,{"$f":"AF1601-AF1631","v":0},0,0,0,0,0,0,0,0,0,0,0,0]
[7,{"$f":"B1602-B1632","v":0},0,0,0,0,0,0,0,0,0,0,0,0,null,7,{"$f":"Q1602-Q1632","v":0},0,0,0,0,0,0,0,0,0,0,0,0,null,7,{"$f":"AF1602-AF1632","v":0},0,0,0,0,0,0,0,0,0,0,0,0]
[9,{"$f":"B1604-B1634","v":0},0,0,0,0,0,0,0,0,0,0,0,0,null,9,{"$f":"Q1604-Q1634","v":0},0,0,0,0,0,0,0,0,0,0,0,0,null,9,{"$f":"AF1604-AF1634","v":0},0,0,0,0,0,0,0,0,0,0,0,0]
[10,{"$f":"B1605-B1635","v":0},0,0,0,0,0,0,0,0,0,0,0,0,null,10,{"$f":"Q1605-Q1635","v":0},0,0,0,0,0,0,0,0,0,0,0,0,null,10,{"$f":"AF1605-AF1635","v":0},0,0,0,0,0,0,0,0,0,0,0,0]
[12,{"$f":"B1607-B1637","v":0},0,0,0,0,0,0,0,0,0,0,0,0,null,12,{"$f":"Q1607-Q1637","v":0},0,0,0,0,0,0,0,0,0,0,0,0,null,12,{"$f":"AF1607-AF1637","v":0},0,0,0,0,0,0,0,0,0,0,0,0]
[13,{"$f":"B1608-B1638","v":0},0,0,0,0,0,0,0,0,0,0,0,0,null,13,{"$f":"Q1608-Q1638","v":0},0,0,0,0,0,0,0,0,0,0,0,0,null,13,{"$f":"AF1608-AF1638","v":0},0,0,0,0,0,0,0,0,0,0,0,0]
[14,{"$f":"B1609-B1639","v":0},0,0,0,0,0,0,0,0,0,0,0,0,null,14,{"$f":"Q1609-Q1639","v":0},0,0,0,0,0,0,0,0,0,0,0,0,null,14,{"$f":"AF1609-AF1639","v":0},0,0,0,0,0,0,0,0,0,0,0,0]
[15,{"$f":"B1610-B1640","v":0},0,0,0,0,0,0,0,0,0,0,0,0,null,15,{"$f":"Q1610-Q1640","v":0},0,0,0,0,0,0,0,0,0,0,0,0,null,15,{"$f":"AF1610-AF1640","v":0},0,0,0,0,0,0,0,0,0,0,0,0]
[17,{"$f":"B1612-B1642","v":0},0,0,0,0,0,0,0,0,0,0,0,0,null,17,{"$f":"Q1612-Q1642","v":0},0,0,0,0,0,0,0,0,0,0,0,0,null,17,{"$f":"AF1612-AF1642","v":0},0,0,0,0,0,0,0,0,0,0,0,0]
[18,{"$f":"B1613-B1643","v":0},0,0,0,0,0,0,0,0,0,0,0,0,null,18,{"$f":"Q1613-Q1643","v":0},0,0,0,0,0,0,0,0,0,0,0,0,null,18,{"$f":"AF1613-AF1643","v":0},0,0,0,0,0,0,0,0,0,0,0,0]
[19,{"$f":"B1614-B1644","v":0},0,0,0,0,0,0,0,0,0,0,0,0,null,19,{"$f":"Q1614-Q1644","v":0},0,0,0,0,0,0,0,0,0,0,0,0,null,19,{"$f":"AF1614-AF1644","v":0},0,0,0,0,0,0,0,0,0,0,0,0]
[20,{"$f":"B1615-B1645","v":0},0,0,0,0,0,0,0,0,0,0,0,0,null,20,{"$f":"Q1615-Q1645","v":0},0,0,0,0,0,0,0,0,0,0,0,0,null,20,{"$f":"AF1615-AF1645","v":0},0,0,0,0,0,0,0,0,0,0,0,0]
[22,{"$f":"B1617-B1647","v":0},0,0,0,0,0,0,0,0,0,0,0,0,null,22,{"$f":"Q1617-Q1647","v":0},0,0,0,0,0,0,0,0,0,0,0,0,null,22,{"$f":"AF1617-AF1647","v":0},0,0,0,0,0,0,0,0,0,0,0,0]
[23,{"$f":"B1618-B1648","v":0},0,0,0,0,0,0,0,0,0,0,0,0,null,23,{"$f":"Q1618-Q1648","v":0},0,0,0,0,0,0,0,0,0,0,0,0,null,23,{"$f":"AF1618-AF1648","v":0},0,0,0,0,0,0,0,0,0,0,0,0]
["kWh/日",{"$f":"SUM(B2045:B2068)","v":0},{"$f":"SUM(C2045:C2068)","v":0},0,0,0,0,0,0,0,0,0,0,{"$f":"SUM(B2069:M2069)","v":0},null,"kWh/日",{"$f":"SUM(Q2045:Q2068)","v":0},{"$f":"SUM(R2045:R2068)","v":0},0,0,0,0,0,0,0,0,0,0,{"$f":"SUM(Q2069:AB2069)","v":0},null,"kWh/日",{"$f":"SUM(AF2045:AF2068)","v":0},{"$f":"SUM(AG2045:AG2068)","v":0},0,0,0,0,0,0,0,0,0,0,{"$f":"SUM(AF2069:AQ2069)","v":0}]
["日",{"$f":"B$28","v":20},{"$f":"C$28","v":20},22,20,20,22,20,23,20,21,20,21,{"$f":"SUM(B2070:M2070)","v":249},null,"日",{"$f":"Q$28","v":4},{"$f":"R$28","v":3},4,4,4,4,5,4,4,4,4,4,{"$f":"SUM(Q2070:AB2070)","v":48},null,"日",{"$f":"AF$28","v":7},{"$f":"AG$28","v":5},5,6,7,4,6,4,6,6,6,6,{"$f":"SUM(AF2070:AQ2070)","v":68}]
[]
["冷房追焚（冷温水器）稼働台数",null,null,null,"単機容量",{"$f":"詳細版!AC9/詳細版!AC10","v":0},"kW/台",null,"台数",{"$f":"詳細版!AC10","v":2},"台",null,null,"（既設建物・平日）",null,"冷房追焚（冷温水器）稼働台数",null,null,null,null,null,null,null,null,null,null,null,null,"（既設建物・土曜）",null,"冷房追焚（冷温水器）稼働台数",null,null,null,null,null,null,null,null,null,null,null,null,"（既設建物・休日）"]
["kW","1月","2月","3月","4月","5月","6月","7月","8月","9月","10月","11月","12月","計",null,"kW","1月","2月","3月","4月","5月","6月","7月","8月","9月","10月","11月","12月","計",null,"kW","1月","2月","3月","4月","5月","6月","7月","8月","9月","10月","11月","12月","計"]
[0,{"$f":"IF($F$2073=0,0,MIN(ROUNDUP(B1985/$F$2073,0),$J$2073))","v":0},{"$f":"IF($F$2073=0,0,MIN(ROUNDUP(C1985/$F$2073,0),$J$2073))","v":0},0,0,0,0,0,0,0,0,0,0,{"$f":"SUM(B2075:M2075)","v":0},null,0,{"$f":"IF($F$2073=0,0,MIN(ROUNDUP(Q1985/$F$2073,0),$J$2073))","v":0},{"$f":"IF($F$2073=0,0,MIN(ROUNDUP(R1985/$F$2073,0),$J$2073))","v":0},0,0,0,0,0,0,0,0,0,0,{"$f":"SUM(Q2075:AB2075)","v":0},null,0,{"$f":"IF($F$2073=0,0,MIN(ROUNDUP(AF1985/$F$2073,0),$J$2073))","v":0},{"$f":"IF($F$2073=0,0,MIN(ROUNDUP(AG1985/$F$2073,0),$J$2073))","v":0},0,0,0,0,0,0,0,0,0,0,{"$f":"SUM(AF2075:AQ2075)","v":0}]
[2,{"$f":"IF($F$2073=0,0,MIN(ROUNDUP(B1987/$F$2073,0),$J$2073))","v":0},0,0,0,0,0,0,0,0,0,0,0,0,null,2,{"$f":"IF($F$2073=0,0,MIN(ROUNDUP(Q1987/$F$2073,0),$J$2073))","v":0},0,0,0,0,0,0,0,0,0,0,0,0,null,2,{"$f":"IF($F$2073=0,0,MIN(ROUNDUP(AF1987/$F$2073,0),$J$2073))","v":0},0,0,0,0,0,0,0,0,0,0,0,0]
[3,{"$f":"IF($F$2073=0,0,MIN(ROUNDUP(B1988/$F$2073,0),$J$2073))","v":0},0,0,0,0,0,0,0,0,0,0,0,0,null,3,{"$f":"IF($F$2073=0,0,MIN(ROUNDUP(Q1988/$F$2073,0),$J$2073))","v":0},0,0,0,0,0,0,0,0,0,0,0,0,null,3,{"$f":"IF($F$2073=0,0,MIN(ROUNDUP(AF1988/$F$2073,0),$J$2073))","v":0},0,0,0,0,0,0,0,0,0,0,0,0]
[4,{"$f":"IF($F$2073=0,0,MIN(ROUNDUP(B1989/$F$2073,0),$J$2073))","v":0},0,0,0,0,0,0,0,0,0,0,0,0,null,4,{"$f":"IF($F$2073=0,0,MIN(ROUNDUP(Q1989/$F$2073,0),$J$2073))","v":0},0,0,0,0,0,0,0,0,0,0,0,0,null,4,{"$f":"IF($F$2073=0,0,MIN(ROUNDUP(AF1989/$F$2073,0),$J$2073))","v":0},0,0,0,0,0,0,0,0,0,0,0,0]
[5,{"$f":"IF($F$2073=0,0,MIN(ROUNDUP(B1990/$F$2073,0),$J$2073))","v":0},0,0,0,0,0,0,0,0,0,0,0,0,null,5,{"$f":"IF($F$2073=0,0,MIN(ROUNDUP(Q1990/$F$2073,0),$J$2073))","v":0},0,0,0,0,0,0,0,0,0,0,0,0,null,5,{"$f":"IF($F$2073=0,0,MIN(ROUNDUP(AF1990/$F$2073,0),$J$2073))","v":0},0,0,0,0,0,0,0,0,0,0,0,0]
[7,{"$f":"IF($F$2073=0,0,MIN(ROUNDUP(B1992/$F$2073,0),$J$2073))","v":0},0,0,0,0,0,0,0,0,0,0,0,0,null,7,{"$f":"IF($F$2073=0,0,MIN(ROUNDUP(Q1992/$F$2073,0),$J$2073))","v":0},0,0,0,0,0,0,0,0,0,0,0,0,null,7,{"$f":"IF($F$2073=0,0,MIN(ROUNDUP(AF1992/$F$2073,0),$J$2073))","v":0},0,0,0,0,0,0,0,0,0,0,0,0]
[8,{"$f":"IF($F$2073=0,0,MIN(ROUNDUP(B1993/$F$2073,0),$J$2073))","v":0},0,0,0,0,0,0,0,0,0,0,0,0,null,8,{"$f":"IF($F$2073=0,0,MIN(ROUNDUP(Q1993/$F$2073,0),$J$2073))","v":0},0,0,0,0,0,0,0,0,0,0,0,0,null,8,{"$f":"IF($F$2073=0,0,MIN(ROUNDUP(AF1993/$F$2073,0),$J$2073))","v":0},0,0,0,0,0,0,0,0,0,0,0,0]
[10,{"$f":"IF($F$2073=0,0,MIN(ROUNDUP(B1995/$F$2073,0),$J$2073))","v":0},0,0,0,0,0,0,0,0,0,0,0,0,null,10,{"$f":"IF($F$2073=0,0,MIN(ROUNDUP(Q1995/$F$2073,0),$J$2073))","v":0},0,0,0,0,0,0,0,0,0,0,0,0,null,10,{"$f":"IF($F$2073=0,0,MIN(ROUNDUP(AF1995/$F$2073,0),$J$2073))","v":0},0,0,0,0,0,0,0,0,0,0,0,0]
[11,{"$f":"IF($F$2073=0,0,MIN(ROUNDUP(B1996/$F$2073,0),$J$2073))","v":0},0,0,0,0,0,0,0,0,0,0,0,0,null,11,{"$f":"IF($F$2073=0,0,MIN(ROUNDUP(Q1996/$F$2073,0),$J$2073))","v":0},0,0,0,0,0,0,0,0,0,0,0,0,null,11,{"$f":"IF($F$2073=0,0,MIN(ROUNDUP(AF1996/$F$2073,0),$J$2073))","v":0},0,0,0,0,0,0,0,0,0,0,0,0]
[12,{"$f":"IF($F$2073=0,0,MIN(ROUNDUP(B1997/$F$2073,0),$J$2073))","v":0},0,0,0,0,0,0,0,0,0,0,0,0,null,12,{"$f":"IF($F$2073=0,0,MIN(ROUNDUP(Q1997/$F$2073,0),$J$2073))","v":0},0,0,0,0,0,0,0,0,0,0,0,0,null,12,{"$f":"IF($F$2073=0,0,MIN(ROUNDUP(AF1997/$F$2073,0),$J$2073))","v":0},0,0,0,0,0,0,0,0,0,0,0,0]
[13,{"$f":"IF($F$2073=0,0,MIN(ROUNDUP(B1998/$F$2073,0),$J$2073))","v":0},0,0,0,0,0,0,0,0,0,0,0,0,null,13,{"$f":"IF($F$2073=0,0,MIN(ROUNDUP(Q1998/$F$2073,0),$J$2073))","v":0},0,0,0,0,0,0,0,0,0,0,0,0,null,13,{"$f":"IF($F$2073=0,0,MIN(ROUNDUP(AF1998/$F$2073,0),$J$2073))","v":0},0,0,0,0,0,0,0,0,0,0,0,0]
[15,{"$f":"IF($F$2073=0,0,MIN(ROUNDUP(B2000/$F$2073,0),$J$2073))","v":0},0,0,0,0,0,0,0,0,0,0,0,0,null,15,{"$f":"IF($F$2073=0,0,MIN(ROUNDUP(Q2000/$F$2073,0),$J$2073))","v":0},0,0,0,0,0,0,0,0,0,0,0,0,null,15,{"$f":"IF($F$2073=0,0,MIN(ROUNDUP(AF2000/$F$2073,0),$J$2073))","v":0},0,0,0,0,0,0,0,0,0,0,0,0]
[16,{"$f":"IF($F$2073=0,0,MIN(ROUNDUP(B2001/$F$2073,0),$J$2073))","v":0},0,0,0,0,0,0,0,0,0,0,0,0,null,16,{"$f":"IF($F$2073=0,0,MIN(ROUNDUP(Q2001/$F$2073,0),$J$2073))","v":0},0,0,0,0,0,0,0,0,0,0,0,0,null,16,{"$f":"IF($F$2073=0,0,MIN(ROUNDUP(AF2001/$F$2073,0),$J$2073))","v":0},0,0,0,0,0,0,0,0,0,0,0,0]
[17,{"$f":"IF($F$2073=0,0,MIN(ROUNDUP(B2002/$F$2073,0),$J$2073))","v":0},0,0,0,0,0,0,0,0,0,0,0,0,null,17,{"$f":"IF($F$2073=0,0,MIN(ROUNDUP(Q2002/$F$2073,0),$J$2073))","v":0},0,0,0,0,0,0,0,0,0,0,0,0,null,17,{"$f":"IF($F$2073=0,0,MIN(ROUNDUP(AF2002/$F$2073,0),$J$2073))","v":0},0,0,0,0,0,0,0,0,0,0,0,0]
[18,{"$f":"IF($F$2073=0,0,MIN(ROUNDUP(B2003/$F$2073,0),$J$2073))","v":0},0,0,0,0,0,0,0,0,0,0,0,0,null,18,{"$f":"IF($F$2073=0,0,MIN(ROUNDUP(Q2003/$F$2073,0),$J$2073))","v":0},0,0,0,0,0,0,0,0,0,0,0,0,null,18,{"$f":"IF($F$2073=0,0,MIN(ROUNDUP(AF2003/$F$2073,0),$J$2073))","v":0},0,0,0,0,0,0,0,0,0,0,0,0]
[20,{"$f":"IF($F$2073=0,0,MIN(ROUNDUP(B2005/$F$2073,0),$J$2073))","v":0},0,0,0,0,0,0,0,0,0,0,0,0,null,20,{"$f":"IF($F$2073=0,0,MIN(ROUNDUP(Q2005/$F$2073,0),$J$2073))","v":0},0,0,0,0,0,0,0,0,0,0,0,0,null,20,{"$f":"IF($F$2073=0,0,MIN(ROUNDUP(AF2005/$F$2073,0),$J$2073))","v":0},0,0,0,0,0,0,0,0,0,0,0,0]
[21,{"$f":"IF($F$2073=0,0,MIN(ROUNDUP(B2006/$F$2073,0),$J$2073))","v":0},0,0,0,0,0,0,0,0,0,0,0,0,null,21,{"$f":"IF($F$2073=0,0,MIN(ROUNDUP(Q2006/$F$2073,0),$J$2073))","v":0},0,0,0,0,0,0,0,0,0,0,0,0,null,21,{"$f":"IF($F$2073=0,0,MIN(ROUNDUP(AF2006/$F$2073,0),$J$2073))","v":0},0,0,0,0,0,0,0,0,0,0,0,0]
[22,{"$f":"IF($F$2073=0,0,MIN(ROUNDUP(B2007/$F$2073,0),$J$2073))","v":0},0,0,0,0,0,0,0,0,0,0,0,0,null,22,{"$f":"IF($F$2073=0,0,MIN(ROUNDUP(Q2007/$F$2073,0),$J$2073))","v":0},0,0,0,0,0,0,0,0,0,0,0,0,null,22,{"$f":"IF($F$2073=0,0,MIN(ROUNDUP(AF2007/$F$2073,0),$J$2073))","v":0},0,0,0,0,0,0,0,0,0,0,0,0]
[23,{"$f":"IF($F$2073=0,0,MIN(ROUNDUP(B2008/$F$2073,0),$J$2073))","v":0},0,0,0,0,0,0,0,0,0,0,0,0,null,23,{"$f":"IF($F$2073=0,0,MIN(ROUNDUP(Q2008/$F$2073,0),$J$2073))","v":0},0,0,0,0,0,0,0,0,0,0,0,0,null,23,{"$f":"IF($F$2073=0,0,MIN(ROUNDUP(AF2008/$F$2073,0),$J$2073))","v":0},0,0,0,0,0,0,0,0,0,0,0,0]
["日",{"$f":"B$28","v":20},{"$f":"C$28","v":20},22,20,20,22,20,23,20,21,20,21,{"$f":"SUM(B2100:M2100)","v":249},null,"日",{"$f":"Q$28","v":4},{"$f":"R$28","v":3},4,4,4,4,5,4,4,4,4,4,{"$f":"SUM(Q2100:AB2100)","v":48},null,"日",{"$f":"AF$28","v":7},{"$f":"AG$28","v":5},5,6,7,4,6,4,6,6,6,6,{"$f":"SUM(AF2100:AQ2100)","v":68}]
["MWh/月",{"$f":"B2099*B2100/1000","v":0},{"$f":"C2099*C2100/1000","v":0},0,0,0,0,0,0,0,0,0,0,{"$f":"SUM(B2101:M2101)","v":0},null,"MWh/月",{"$f":"Q2099*Q2100/1000","v":0},{"$f":"R2099*R2100/1000","v":0},0,0,0,0,0,0,0,0,0,0,{"$f":"SUM(Q2101:AB2101)","v":0},null,"MWh/月",{"$f":"AF2099*AF2100/1000","v":0},{"$f":"AG2099*AG2100/1000","v":0},0,0,0,0,0,0,0,0,0,0,{"$f":"SUM(AF2101:AQ2101)","v":0}]
[]
["冷房追焚（冷温水器）供給熱量",null,null,null,null,null,null,null,null,null,null,null,null,"（既設建物・平日）",null,"冷房追焚（冷温水器）供給熱量",null,null,null,null,null,null,null,null,null,null,null,null,"（既設建物・土曜）",null,"冷房追焚（冷温水器）供給熱量",null,null,null,null,null,null,null,null,null,null,null,null,"（既設建物・休日）"]
[0,{"$f":"MIN($F$2073*B2075,B1985)","v":0},{"$f":"MIN($F$2073*C2075,C1985)","v":0},0,0,0,0,0,0,0,0,0,0,{"$f":"SUM(B2105:M2105)","v":0},null,0,{"$f":"MIN($F$2073*Q2075,Q1985)","v":0},{"$f":"MIN($F$2073*R2075,R1985)","v":0},0,0,0,0,0,0,0,0,0,0,{"$f":"SUM(Q2105:AB2105)","v":0},null,0,{"$f":"MIN($F$2073*AF2075,AF1985)","v":0},{"$f":"MIN($F$2073*AG2075,AG1985)","v":0},0,0,0,0,0,0,0,0,0,0,{"$f":"SUM(AF2105:AQ2105)","v":0}]
[1,{"$f":"MIN($F$2073*B2076,B1986)","v":0},0,0,0,0,0,0,0,0,0,0,0,{"$f":"SUM(B2106:M2106)","v":0},null,1,{"$f":"MIN($F$2073*Q2076,Q1986)","v":0},0,0,0,0,0,0,0,0,0,0,0,{"$f":"SUM(Q2106:AB2106)","v":0},null,1,{"$f":"MIN($F$2073*AF2076,AF1986)","v":0},0,0,0,0,0,0,0,0,0,0,0,{"$f":"SUM(AF2106:AQ2106)","v":0}]
[2,{"$f":"MIN($F$2073*B2077,B1987)","v":0},0,0,0,0,0,0,0,0,0,0,0,0,null,2,{"$f":"MIN($F$2073*Q2077,Q1987)","v":0},0,0,0,0,0,0,0,0,0,0,0,0,null,2,{"$f":"MIN($F$2073*AF2077,AF1987)","v":0},0,0,0,0,0,0,0,0,0,0,0,0]
[3,{"$f":"MIN($F$2073*B2078,B1988)","v":0},0,0,0,0,0,0,0,0,0,0,0,0,null,3,{"$f":"MIN($F$2073*Q2078,Q1988)","v":0},0,0,0,0,0,0,0,0,0,0,0,0,null,3,{"$f":"MIN($F$2073*AF2078,AF1988)","v":0},0,0,0,0,0,0,0,0,0,0,0,0]
[5,{"$f":"MIN($F$2073*B2080,B1990)","v":0},0,0,0,0,0,0,0,0,0,0,0,0,null,5,{"$f":"MIN($F$2073*Q2080,Q1990)","v":0},0,0,0,0,0,0,0,0,0,0,0,0,null,5,{"$f":"MIN($F$2073*AF2080,AF1990)","v":0},0,0,0,0,0,0,0,0,0,0,0,0]
[6,{"$f":"MIN($F$2073*B2081,B1991)","v":0},0,0,0,0,0,0,0,0,0,0,0,0,null,6,{"$f":"MIN($F$2073*Q2081,Q1991)","v":0},0,0,0,0,0,0,0,0,0,0,0,0,null,6,{"$f":"MIN($F$2073*AF2081,AF1991)","v":0},0,0,0,0,0,0,0,0,0,0,0,0]
[8,{"$f":"MIN($F$2073*B2083,B1993)","v":0},0,0,0,0,0,0,0,0,0,0,0,0,null,8,{"$f":"MIN($F$2073*Q2083,Q1993)","v":0},0,0,0,0,0,0,0,0,0,0,0,0,null,8,{"$f":"MIN($F$2073*AF2083,AF1993)","v":0},0,0,0,0,0,0,0,0,0,0,0,0]
[9,{"$f":"MIN($F$2073*B2084,B1994)","v":0},0,0,0,0,0,0,0,0,0,0,0,0,null,9,{"$f":"MIN($F$2073*Q2084,Q1994)","v":0},0,0,0,0,0,0,0,0,0,0,0,0,null,9,{"$f":"MIN($F$2073*AF2084,AF1994)","v":0},0,0,0,0,0,0,0,0,0,0,0,0]
[10,{"$f":"MIN($F$2073*B2085,B1995)","v":0},0,0,0,0,0,0,0,0,0,0,0,0,null,10,{"$f":"MIN($F$2073*Q2085,Q1995)","v":0},0,0,0,0,0,0,0,0,0,0,0,0,null,10,{"$f":"MIN($F$2073*AF2085,AF1995)","v":0},0,0,0,0,0,0,0,0,0,0,0,0]
[11,{"$f":"MIN($F$2073*B2086,B1996)","v":0},0,0,0,0,0,0,0,0,0,0,0,0,null,11,{"$f":"MIN($F$2073*Q2086,Q1996)","v":0},0,0,0,0,0,0,0,0,0,0,0,0,null,11,{"$f":"MIN($F$2073*AF2086,AF1996)","v":0},0,0,0,0,0,0,0,0,0,0,0,0]
[13,{"$f":"MIN($F$2073*B2088,B1998)","v":0},0,0,0,0,0,0,0,0,0,0,0,0,null,13,{"$f":"MIN($F$2073*Q2088,Q1998)","v":0},0,0,0,0,0,0,0,0,0,0,0,0,null,13,{"$f":"MIN($F$2073*AF2088,AF1998)","v":0},0,0,0,0,0,0,0,0,0,0,0,0]
[14,{"$f":"MIN($F$2073*B2089,B1999)","v":0},0,0,0,0,0,0,0,0,0,0,0,0,null,14,{"$f":"MIN($F$2073*Q2089,Q1999)","v":0},0,0,0,0,0,0,0,0,0,0,0,0,null,14,{"$f":"MIN($F$2073*AF2089,AF1999)","v":0},0,0,0,0,0,0,0,0,0,0,0,0]
[15,{"$f":"MIN($F$2073*B2090,B2000)","v":0},0,0,0,0,0,0,0,0,0,0,0,0,null,15,{"$f":"MIN($F$2073*Q2090,Q2000)","v":0},0,0,0,0,0,0,0,0,0,0,0,0,null,15,{"$f":"MIN($F$2073*AF2090,AF2000)","v":0},0,0,0,0,0,0,0,0,0,0,0,0]
[16,{"$f":"MIN($F$2073*B2091,B2001)","v":0},0,0,0,0,0,0,0,0,0,0,0,0,null,16,{"$f":"MIN($F$2073*Q2091,Q2001)","v":0},0,0,0,0,0,0,0,0,0,0,0,0,null,16,{"$f":"MIN($F$2073*AF2091,AF2001)","v":0},0,0,0,0,0,0,0,0,0,0,0,0]
[18,{"$f":"MIN($F$2073*B2093,B2003)","v":0},0,0,0,0,0,0,0,0,0,0,0,0,null,18,{"$f":"MIN($F$2073*Q2093,Q2003)","v":0},0,0,0,0,0,0,0,0,0,0,0,0,null,18,{"$f":"MIN($F$2073*AF2093,AF2003)","v":0},0,0,0,0,0,0,0,0,0,0,0,0]
[19,{"$f":"MIN($F$2073*B2094,B2004)","v":0},0,0,0,0,0,0,0,0,0,0,0,0,null,19,{"$f":"MIN($F$2073*Q2094,Q2004)","v":0},0,0,0,0,0,0,0,0,0,0,0,0,null,19,{"$f":"MIN($F$2073*AF2094,AF2004)","v":0},0,0,0,0,0,0,0,0,0,0,0,0]
[20,{"$f":"MIN($F$2073*B2095,B2005)","v":0},0,0,0,0,0,0,0,0,0,0,0,0,null,20,{"$f":"MIN($F$2073*Q2095,Q2005)","v":0},0,0,0,0,0,0,0,0,0,0,0,0,null,20,{"$f":"MIN($F$2073*AF2095,AF2005)","v":0},0,0,0,0,0,0,0,0,0,0,0,0]
[21,{"$f":"MIN($F$2073*B2096,B2006)","v":0},0,0,0,0,0,0,0,0,0,0,0,0,null,21,{"$f":"MIN($F$2073*Q2096,Q2006)","v":0},0,0,0,0,0,0,0,0,0,0,0,0,null,21,{"$f":"MIN($F$2073*AF2096,AF2006)","v":0},0,0,0,0,0,0,0,0,0,0,0,0]
[23,{"$f":"MIN($F$2073*B2098,B2008)","v":0},0,0,0,0,0,0,0,0,0,0,0,0,null,23,{"$f":"MIN($F$2073*Q2098,Q2008)","v":0},0,0,0,0,0,0,0,0,0,0,0,0,null,23,{"$f":"MIN($F$2073*AF2098,AF2008)","v":0},0,0,0,0,0,0,0,0,0,0,0,0]
["kWh/日",{"$f":"SUM(B2105:B2128)","v":0},{"$f":"SUM(C2105:C2128)","v":0},0,0,0,0,0,0,0,0,0,0,{"$f":"SUM(B2129:M2129)","v":0},null,"kWh/日",{"$f":"SUM(Q2105:Q2128)","v":0},{"$f":"SUM(R2105:R2128)","v":0},0,0,0,0,0,0,0,0,0,0,{"$f":"SUM(Q2129:AB2129)","v":0},null,"kWh/日",{"$f":"SUM(AF2105:AF2128)","v":0},{"$f":"SUM(AG2105:AG2128)","v":0},0,0,0,0,0,0,0,0,0,0,{"$f":"SUM(AF2129:AQ2129)","v":0}]
["日",{"$f":"B$28","v":20},{"$f":"C$28","v":20},22,20,20,22,20,23,20,21,20,21,{"$f":"SUM(B2130:M2130)","v":249},null,"日",{"$f":"Q$28","v":4},{"$f":"R$28","v":3},4,4,4,4,5,4,4,4,4,4,{"$f":"SUM(Q2130:AB2130)","v":48},null,"日",{"$f":"AF$28","v":7},{"$f":"AG$28","v":5},5,6,7,4,6,4,6,6,6,6,{"$f":"SUM(AF2130:AQ2130)","v":68}]
["MWh/月",{"$f":"B2129*B2130/1000","v":0},{"$f":"C2129*C2130/1000","v":0},0,0,0,0,0,0,0,0,0,0,{"$f":"SUM(B2131:M2131)","v":0},null,"MWh/月",{"$f":"Q2129*Q2130/1000","v":0},{"$f":"R2129*R2130/1000","v":0},0,0,0,0,0,0,0,0,0,0,{"$f":"SUM(Q2131:AB2131)","v":0},null,"MWh/月",{"$f":"AF2129*AF2130/1000","v":0},{"$f":"AG2129*AG2130/1000","v":0},0,0,0,0,0,0,0,0,0,0,{"$f":"SUM(AF2131:AQ2131)","v":0}]
["冷房追焚時冷温水器補機電力",null,null,null,"補機",{"$f":"詳細版!AE10","v":0},"kW/台",null,null,null,null,null,null,"（既設建物・平日）",null,"冷房追焚時冷温水器補機電力",null,null,null,null,null,null,null,null,null,null,null,null,"（既設建物・土曜）",null,"冷房追焚時冷温水器補機電力",null,null,null,null,null,null,null,null,null,null,null,null,"（既設建物・休日）"]
["kW","1月","2月","3月","4月","5月","6月","7月","8月","9月","10月","11月","12月","計",null,"kW","1月","2月","3月","4月","5月","6月","7月","8月","9月","10月","11月","12月","計",null,"kW","1月","2月","3月","4月","5月","6月","7月","8月","9月","10月","11月","12月","計"]
[0,{"$f":"B2075*$F$2133","v":0},{"$f":"C2075*$F$2133","v":0},0,0,0,0,0,0,0,0,0,0,{"$f":"SUM(B2135:M2135)","v":0},null,0,{"$f":"Q2075*$F$2133","v":0},{"$f":"R2075*$F$2133","v":0},0,0,0,0,0,0,0,0,0,0,{"$f":"SUM(Q2135:AB2135)","v":0},null,0,{"$f":"AF2075*$F$2133","v":0},{"$f":"AG2075*$F$2133","v":0},0,0,0,0,0,0,0,0,0,0,{"$f":"SUM(AF2135:AQ2135)","v":0}]
[1,{"$f":"B2076*$F$2133","v":0},0,0,0,0,0,0,0,0,0,0,0,{"$f":"SUM(B2136:M2136)","v":0},null,1,{"$f":"Q2076*$F$2133","v":0},0,0,0,0,0,0,0,0,0,0,0,{"$f":"SUM(Q2136:AB2136)","v":0},null,1,{"$f":"AF2076*$F$2133","v":0},0,0,0,0,0,0,0,0,0,0,0,{"$f":"SUM(AF2136:AQ2136)","v":0}]
[3,{"$f":"B2078*$F$2133","v":0},0,0,0,0,0,0,0,0,0,0,0,0,null,3,{"$f":"Q2078*$F$2133","v":0},0,0,0,0,0,0,0,0,0,0,0,0,null,3,{"$f":"AF2078*$F$2133","v":0},0,0,0,0,0,0,0,0,0,0,0,0]
[4,{"$f":"B2079*$F$2133","v":0},0,0,0,0,0,0,0,0,0,0,0,0,null,4,{"$f":"Q2079*$F$2133","v":0},0,0,0,0,0,0,0,0,0,0,0,0,null,4,{"$f":"AF2079*$F$2133","v":0},0,0,0,0,0,0,0,0,0,0,0,0]
[5,{"$f":"B2080*$F$2133","v":0},0,0,0,0,0,0,0,0,0,0,0,0,null,5,{"$f":"Q2080*$F$2133","v":0},0,0,0,0,0,0,0,0,0,0,0,0,null,5,{"$f":"AF2080*$F$2133","v":0},0,0,0,0,0,0,0,0,0,0,0,0]
[6,{"$f":"B2081*$F$2133","v":0},0,0,0,0,0,0,0,0,0,0,0,0,null,6,{"$f":"Q2081*$F$2133","v":0},0,0,0,0,0,0,0,0,0,0,0,0,null,6,{"$f":"AF2081*$F$2133","v":0},0,0,0,0,0,0,0,0,0,0,0,0]
[8,{"$f":"B2083*$F$2133","v":0},0,0,0,0,0,0,0,0,0,0,0,0,null,8,{"$f":"Q2083*$F$2133","v":0},0,0,0,0,0,0,0,0,0,0,0,0,null,8,{"$f":"AF2083*$F$2133","v":0},0,0,0,0,0,0,0,0,0,0,0,0]
[9,{"$f":"B2084*$F$2133","v":0},0,0,0,0,0,0,0,0,0,0,0,0,null,9,{"$f":"Q2084*$F$2133","v":0},0,0,0,0,0,0,0,0,0,0,0,0,null,9,{"$f":"AF2084*$F$2133","v":0},0,0,0,0,0,0,0,0,0,0,0,0]
[11,{"$f":"B2086*$F$2133","v":0},0,0,0,0,0,0,0,0,0,0,0,0,null,11,{"$f":"Q2086*$F$2133","v":0},0,0,0,0,0,0,0,0,0,0,0,0,null,11,{"$f":"AF2086*$F$2133","v":0},0,0,0,0,0,0,0,0,0,0,0,0]
[12,{"$f":"B2087*$F$2133","v":0},0,0,0,0,0,0,0,0,0,0,0,0,null,12,{"$f":"Q2087*$F$2133","v":0},0,0,0,0,0,0,0,0,0,0,0,0,null,12,{"$f":"AF2087*$F$2133","v":0},0,0,0,0,0,0,0,0,0,0,0,0]
[13,{"$f":"B2088*$F$2133","v":0},0,0,0,0,0,0,0,0,0,0,0,0,null,13,{"$f":"Q2088*$F$2133","v":0},0,0,0,0,0,0,0,0,0,0,0,0,null,13,{"$f":"AF2088*$F$2133","v":0},0,0,0,0,0,0,0,0,0,0,0,0]
[14,{"$f":"B2089*$F$2133","v":0},0,0,0,0,0,0,0,0,0,0,0,0,null,14,{"$f":"Q2089*$F$2133","v":0},0,0,0,0,0,0,0,0,0,0,0,0,null,14,{"$f":"AF2089*$F$2133","v":0},0,0,0,0,0,0,0,0,0,0,0,0]
[16,{"$f":"B2091*$F$2133","v":0},0,0,0,0,0,0,0,0,0,0,0,0,null,16,{"$f":"Q2091*$F$2133","v":0},0,0,0,0,0,0,0,0,0,0,0,0,null,16,{"$f":"AF2091*$F$2133","v":0},0,0,0,0,0,0,0,0,0,0,0,0]
[17,{"$f":"B2092*$F$2133","v":0},0,0,0,0,0,0,0,0,0,0,0,0,null,17,{"$f":"Q2092*$F$2133","v":0},0,0,0,0,0,0,0,0,0,0,0,0,null,17,{"$f":"AF2092*$F$2133","v":0},0,0,0,0,0,0,0,0,0,0,0,0]
[18,{"$f":"B2093*$F$2133","v":0},0,0,0,0,0,0,0,0,0,0,0,0,null,18,{"$f":"Q2093*$F$2133","v":0},0,0,0,0,0,0,0,0,0,0,0,0,null,18,{"$f":"AF2093*$F$2133","v":0},0,0,0,0,0,0,0,0,0,0,0,0]
[19,{"$f":"B2094*$F$2133","v":0},0,0,0,0,0,0,0,0,0,0,0,0,null,19,{"$f":"Q2094*$F$2133","v":0},0,0,0,0,0,0,0,0,0,0,0,0,null,19,{"$f":"AF2094*$F$2133","v":0},0,0,0,0,0,0,0,0,0,0,0,0]
[21,{"$f":"B2096*$F$2133","v":0},0,0,0,0,0,0,0,0,0,0,0,0,null,21,{"$f":"Q2096*$F$2133","v":0},0,0,0,0,0,0,0,0,0,0,0,0,null,21,{"$f":"AF2096*$F$2133","v":0},0,0,0,0,0,0,0,0,0,0,0,0]
[22,{"$f":"B2097*$F$2133","v":0},0,0,0,0,0,0,0,0,0,0,0,0,null,22,{"$f":"Q2097*$F$2133","v":0},0,0,0,0,0,0,0,0,0,0,0,0,null,22,{"$f":"AF2097*$F$2133","v":0},0,0,0,0,0,0,0,0,0,0,0,0]
[23,{"$f":"B2098*$F$2133","v":0},0,0,0,0,0,0,0,0,0,0,0,0,null,23,{"$f":"Q2098*$F$2133","v":0},0,0,0,0,0,0,0,0,0,0,0,0,null,23,{"$f":"AF2098*$F$2133","v":0},0,0,0,0,0,0,0,0,0,0,0,0]
["kWh/日",{"$f":"SUM(B2135:B2158)","v":0},{"$f":"SUM(C2135:C2158)","v":0},0,0,0,0,0,0,0,0,0,0,{"$f":"SUM(B2159:M2159)","v":0},null,"kWh/日",{"$f":"SUM(Q2135:Q2158)","v":0},{"$f":"SUM(R2135:R2158)","v":0},0,0,0,0,0,0,0,0,0,0,{"$f":"SUM(Q2159:AB2159)","v":0},null,"kWh/日",{"$f":"SUM(AF2135:AF2158)","v":0},{"$f":"SUM(AG2135:AG2158)","v":0},0,0,0,0,0,0,0,0,0,0,{"$f":"SUM(AF2159:AQ2159)","v":0}]
["MWh/月",{"$f":"B2159*B2160/1000","v":0},{"$f":"C2159*C2160/1000","v":0},0,0,0,0,0,0,0,0,0,0,{"$f":"SUM(B2161:M2161)","v":0},null,"MWh/月",{"$f":"Q2159*Q2160/1000","v":0},{"$f":"R2159*R2160/1000","v":0},0,0,0,0,0,0,0,0,0,0,{"$f":"SUM(Q2161:AB2161)","v":0},null,"MWh/月",{"$f":"AF2159*AF2160/1000","v":0},{"$f":"AG2159*AG2160/1000","v":0},0,0,0,0,0,0,0,0,0,0,{"$f":"SUM(AF2161:AQ2161)","v":0}]
[]
["暖房追焚（冷温水器）稼働台数",null,null,null,"単機容量",{"$f":"詳細版!AC9/詳細版!AC10","v":0},"kW/台",null,"台数",{"$f":"詳細版!AC10","v":2},"台",null,null,"（既設建物・平日）",null,"暖房追焚（冷温水器）稼働台数",null,null,null,null,null,null,null,null,null,null,null,null,"（既設建物・土曜）",null,"暖房追焚（冷温水器）稼働台数",null,null,null,null,null,null,null,null,null,null,null,null,"（既設建物・休日）"]
["kW","1月","2月","3月","4月","5月","6月","7月","8月","9月","10月","11月","12月","計",null,"kW","1月","2月","3月","4月","5月","6月","7月","8月","9月","10月","11月","12月","計",null,"kW","1月","2月","3月","4月","5月","6月","7月","8月","9月","10月","11月","12月","計"]
[1,{"$f":"IF($F$2163=0,0,MIN(ROUNDUP(B2016/$F$2163,0),$J$2163))","v":0},0,0,0,0,0,0,0,0,0,0,0,{"$f":"SUM(B2166:M2166)","v":0},null,1,{"$f":"IF($F$2163=0,0,MIN(ROUNDUP(Q2016/$F$2163,0),$J$2163))","v":0},0,0,0,0,0,0,0,0,0,0,0,{"$f":"SUM(Q2166:AB2166)","v":0},null,1,{"$f":"IF($F$2163=0,0,MIN(ROUNDUP(AF2016/$F$2163,0),$J$2163))","v":0},0,0,0,0,0,0,0,0,0,0,0,{"$f":"SUM(AF2166:AQ2166)","v":0}]
[2,{"$f":"IF($F$2163=0,0,MIN(ROUNDUP(B2017/$F$2163,0),$J$2163))","v":0},0,0,0,0,0,0,0,0,0,0,0,0,null,2,{"$f":"IF($F$2163=0,0,MIN(ROUNDUP(Q2017/$F$2163,0),$J$2163))","v":0},0,0,0,0,0,0,0,0,0,0,0,0,null,2,{"$f":"IF($F$2163=0,0,MIN(ROUNDUP(AF2017/$F$2163,0),$J$2163))","v":0},0,0,0,0,0,0,0,0,0,0,0,0]
[3,{"$f":"IF($F$2163=0,0,MIN(ROUNDUP(B2018/$F$2163,0),$J$2163))","v":0},0,0,0,0,0,0,0,0,0,0,0,0,null,3,{"$f":"IF($F$2163=0,0,MIN(ROUNDUP(Q2018/$F$2163,0),$J$2163))","v":0},0,0,0,0,0,0,0,0,0,0,0,0,null,3,{"$f":"IF($F$2163=0,0,MIN(ROUNDUP(AF2018/$F$2163,0),$J$2163))","v":0},0,0,0,0,0,0,0,0,0,0,0,0]
[4,{"$f":"IF($F$2163=0,0,MIN(ROUNDUP(B2019/$F$2163,0),$J$2163))","v":0},0,0,0,0,0,0,0,0,0,0,0,0,null,4,{"$f":"IF($F$2163=0,0,MIN(ROUNDUP(Q2019/$F$2163,0),$J$2163))","v":0},0,0,0,0,0,0,0,0,0,0,0,0,null,4,{"$f":"IF($F$2163=0,0,MIN(ROUNDUP(AF2019/$F$2163,0),$J$2163))","v":0},0,0,0,0,0,0,0,0,0,0,0,0]
[6,{"$f":"IF($F$2163=0,0,MIN(ROUNDUP(B2021/$F$2163,0),$J$2163))","v":0},0,0,0,0,0,0,0,0,0,0,0,0,null,6,{"$f":"IF($F$2163=0,0,MIN(ROUNDUP(Q2021/$F$2163,0),$J$2163))","v":0},0,0,0,0,0,0,0,0,0,0,0,0,null,6,{"$f":"IF($F$2163=0,0,MIN(ROUNDUP(AF2021/$F$2163,0),$J$2163))","v":0},0,0,0,0,0,0,0,0,0,0,0,0]
[7,{"$f":"IF($F$2163=0,0,MIN(ROUNDUP(B2022/$F$2163,0),$J$2163))","v":0},0,0,0,0,0,0,0,0,0,0,0,0,null,7,{"$f":"IF($F$2163=0,0,MIN(ROUNDUP(Q2022/$F$2163,0),$J$2163))","v":0},0,0,0,0,0,0,0,0,0,0,0,0,null,7,{"$f":"IF($F$2163=0,0,MIN(ROUNDUP(AF2022/$F$2163,0),$J$2163))","v":0},0,0,0,0,0,0,0,0,0,0,0,0]
[9,{"$f":"IF($F$2163=0,0,MIN(ROUNDUP(B2024/$F$2163,0),$J$2163))","v":0},0,0,0,0,0,0,0,0,0,0,0,0,null,9,{"$f":"IF($F$2163=0,0,MIN(ROUNDUP(Q2024/$F$2163,0),$J$2163))","v":0},0,0,0,0,0,0,0,0,0,0,0,0,null,9,{"$f":"IF($F$2163=0,0,MIN(ROUNDUP(AF2024/$F$2163,0),$J$2163))","v":0},0,0,0,0,0,0,0,0,0,0,0,0]
[10,{"$f":"IF($F$2163=0,0,MIN(ROUNDUP(B2025/$F$2163,0),$J$2163))","v":0},0,0,0,0,0,0,0,0,0,0,0,0,null,10,{"$f":"IF($F$2163=0,0,MIN(ROUNDUP(Q2025/$F$2163,0),$J$2163))","v":0},0,0,0,0,0,0,0,0,0,0,0,0,null,10,{"$f":"IF($F$2163=0,0,MIN(ROUNDUP(AF2025/$F$2163,0),$J$2163))","v":0},0,0,0,0,0,0,0,0,0,0,0,0]
[11,{"$f":"IF($F$2163=0,0,MIN(ROUNDUP(B2026/$F$2163,0),$J$2163))","v":0},0,0,0,0,0,0,0,0,0,0,0,0,null,11,{"$f":"IF($F$2163=0,0,MIN(ROUNDUP(Q2026/$F$2163,0),$J$2163))","v":0},0,0,0,0,0,0,0,0,0,0,0,0,null,11,{"$f":"IF($F$2163=0,0,MIN(ROUNDUP(AF2026/$F$2163,0),$J$2163))","v":0},0,0,0,0,0,0,0,0,0,0,0,0]
[12,{"$f":"IF($F$2163=0,0,MIN(ROUNDUP(B2027/$F$2163,0),$J$2163))","v":0},0,0,0,0,0,0,0,0,0,0,0,0,null,12,{"$f":"IF($F$2163=0,0,MIN(ROUNDUP(Q2027/$F$2163,0),$J$2163))","v":0},0,0,0,0,0,0,0,0,0,0,0,0,null,12,{"$f":"IF($F$2163=0,0,MIN(ROUNDUP(AF2027/$F$2163,0),$J$2163))","v":0},0,0,0,0,0,0,0,0,0,0,0,0]
[14,{"$f":"IF($F$2163=0,0,MIN(ROUNDUP(B2029/$F$2163,0),$J$2163))","v":0},0,0,0,0,0,0,0,0,0,0,0,0,null,14,{"$f":"IF($F$2163=0,0,MIN(ROUNDUP(Q2029/$F$2163,0),$J$2163))","v":0},0,0,0,0,0,0,0,0,0,0,0,0,null,14,{"$f":"IF($F$2163=0,0,MIN(ROUNDUP(AF2029/$F$2163,0),$J$2163))","v":0},0,0,0,0,0,0,0,0,0,0,0,0]
[15,{"$f":"IF($F$2163=0,0,MIN(ROUNDUP(B2030/$F$2163,0),$J$2163))","v":0},0,0,0,0,0,0,0,0,0,0,0,0,null,15,{"$f":"IF($F$2163=0,0,MIN(ROUNDUP(Q2030/$F$2163,0),$J$2163))","v":0},0,0,0,0,0,0,0,0,0,0,0,0,null,15,{"$f":"IF($F$2163=0,0,MIN(ROUNDUP(AF2030/$F$2163,0),$J$2163))","v":0},0,0,0,0,0,0,0,0,0,0,0,0]
[16,{"$f":"IF($F$2163=0,0,MIN(ROUNDUP(B2031/$F$2163,0),$J$2163))","v":0},0,0,0,0,0,0,0,0,0,0,0,0,null,16,{"$f":"IF($F$2163=0,0,MIN(ROUNDUP(Q2031/$F$2163,0),$J$2163))","v":0},0,0,0,0,0,0,0,0,0,0,0,0,null,16,{"$f":"IF($F$2163=0,0,MIN(ROUNDUP(AF2031/$F$2163,0),$J$2163))","v":0},0,0,0,0,0,0,0,0,0,0,0,0]
[17,{"$f":"IF($F$2163=0,0,MIN(ROUNDUP(B2032/$F$2163,0),$J$2163))","v":0},0,0,0,0,0,0,0,0,0,0,0,0,null,17,{"$f":"IF($F$2163=0,0,MIN(ROUNDUP(Q2032/$F$2163,0),$J$2163))","v":0},0,0,0,0,0,0,0,0,0,0,0,0,null,17,{"$f":"IF($F$2163=0,0,MIN(ROUNDUP(AF2032/$F$2163,0),$J$2163))","v":0},0,0,0,0,0,0,0,0,0,0,0,0]
[19,{"$f":"IF($F$2163=0,0,MIN(ROUNDUP(B2034/$F$2163,0),$J$2163))","v":0},0,0,0,0,0,0,0,0,0,0,0,0,null,19,{"$f":"IF($F$2163=0,0,MIN(ROUNDUP(Q2034/$F$2163,0),$J$2163))","v":0},0,0,0,0,0,0,0,0,0,0,0,0,null,19,{"$f":"IF($F$2163=0,0,MIN(ROUNDUP(AF2034/$F$2163,0),$J$2163))","v":0},0,0,0,0,0,0,0,0,0,0,0,0]
[20,{"$f":"IF($F$2163=0,0,MIN(ROUNDUP(B2035/$F$2163,0),$J$2163))","v":0},0,0,0,0,0,0,0,0,0,0,0,0,null,20,{"$f":"IF($F$2163=0,0,MIN(ROUNDUP(Q2035/$F$2163,0),$J$2163))","v":0},0,0,0,0,0,0,0,0,0,0,0,0,null,20,{"$f":"IF($F$2163=0,0,MIN(ROUNDUP(AF2035/$F$2163,0),$J$2163))","v":0},0,0,0,0,0,0,0,0,0,0,0,0]
[21,{"$f":"IF($F$2163=0,0,MIN(ROUNDUP(B2036/$F$2163,0),$J$2163))","v":0},0,0,0,0,0,0,0,0,0,0,0,0,null,21,{"$f":"IF($F$2163=0,0,MIN(ROUNDUP(Q2036/$F$2163,0),$J$2163))","v":0},0,0,0,0,0,0,0,0,0,0,0,0,null,21,{"$f":"IF($F$2163=0,0,MIN(ROUNDUP(AF2036/$F$2163,0),$J$2163))","v":0},0,0,0,0,0,0,0,0,0,0,0,0]
[22,{"$f":"IF($F$2163=0,0,MIN(ROUNDUP(B2037/$F$2163,0),$J$2163))","v":0},0,0,0,0,0,0,0,0,0,0,0,0,null,22,{"$f":"IF($F$2163=0,0,MIN(ROUNDUP(Q2037/$F$2163,0),$J$2163))","v":0},0,0,0,0,0,0,0,0,0,0,0,0,null,22,{"$f":"IF($F$2163=0,0,MIN(ROUNDUP(AF2037/$F$2163,0),$J$2163))","v":0},0,0,0,0,0,0,0,0,0,0,0,0]
["kWh/日",{"$f":"SUM(B2165:B2188)","v":0},{"$f":"SUM(C2165:C2188)","v":0},0,0,0,0,0,0,0,0,0,0,{"$f":"SUM(B2189:M2189)","v":0},null,"kWh/日",{"$f":"SUM(Q2165:Q2188)","v":0},{"$f":"SUM(R2165:R2188)","v":0},0,0,0,0,0,0,0,0,0,0,{"$f":"SUM(Q2189:AB2189)","v":0},null,"kWh/日",{"$f":"SUM(AF2165:AF2188)","v":0},{"$f":"SUM(AG2165:AG2188)","v":0},0,0,0,0,0,0,0,0,0,0,{"$f":"SUM(AF2189:AQ2189)","v":0}]
["日",{"$f":"B$28","v":20},{"$f":"C$28","v":20},22,20,20,22,20,23,20,21,20,21,{"$f":"SUM(B2190:M2190)","v":249},null,"日",{"$f":"Q$28","v":4},{"$f":"R$28","v":3},4,4,4,4,5,4,4,4,4,4,{"$f":"SUM(Q2190:AB2190)","v":48},null,"日",{"$f":"AF$28","v":7},{"$f":"AG$28","v":5},5,6,7,4,6,4,6,6,6,6,{"$f":"SUM(AF2190:AQ2190)","v":68}]
["MWh/月",{"$f":"B2189*B2190/1000","v":0},{"$f":"C2189*C2190/1000","v":0},0,0,0,0,0,0,0,0,0,0,{"$f":"SUM(B2191:M2191)","v":0},null,"MWh/月",{"$f":"Q2189*Q2190/1000","v":0},{"$f":"R2189*R2190/1000","v":0},0,0,0,0,0,0,0,0,0,0,{"$f":"SUM(Q2191:AB2191)","v":0},null,"MWh/月",{"$f":"AF2189*AF2190/1000","v":0},{"$f":"AG2189*AG2190/1000","v":0},0,0,0,0,0,0,0,0,0,0,{"$f":"SUM(AF2191:AQ2191)","v":0}]
[]
["kW","1月","2月","3月","4月","5月","6月","7月","8月","9月","10月","11月","12月","計",null,"kW","1月","2月","3月","4月","5月","6月","7月","8月","9月","10月","11月","12月","計",null,"kW","1月","2月","3月","4月","5月","6月","7月","8月","9月","10月","11月","12月","計"]
[0,{"$f":"MIN(B2165*$F$2163,B2015)","v":0},{"$f":"MIN(C2165*$F$2163,C2015)","v":0},0,0,0,0,0,0,0,0,0,0,{"$f":"SUM(B2195:M2195)","v":0},null,0,{"$f":"MIN(Q2165*$F$2163,Q2015)","v":0},{"$f":"MIN(R2165*$F$2163,R2015)","v":0},0,0,0,0,0,0,0,0,0,0,{"$f":"SUM(Q2195:AB2195)","v":0},null,0,{"$f":"MIN(AF2165*$F$2163,AF2015)","v":0},{"$f":"MIN(AG2165*$F$2163,AG2015)","v":0},0,0,0,0,0,0,0,0,0,0,{"$f":"SUM(AF2195:AQ2195)","v":0}]
[1,{"$f":"MIN(B2166*$F$2163,B2016)","v":0},0,0,0,0,0,0,0,0,0,0,0,{"$f":"SUM(B2196:M2196)","v":0},null,1,{"$f":"MIN(Q2166*$F$2163,Q2016)","v":0},0,0,0,0,0,0,0,0,0,0,0,{"$f":"SUM(Q2196:AB2196)","v":0},null,1,{"$f":"MIN(AF2166*$F$2163,AF2016)","v":0},0,0,0,0,0,0,0,0,0,0,0,{"$f":"SUM(AF2196:AQ2196)","v":0}]
[2,{"$f":"MIN(B2167*$F$2163,B2017)","v":0},0,0,0,0,0,0,0,0,0,0,0,0,null,2,{"$f":"MIN(Q2167*$F$2163,Q2017)","v":0},0,0,0,0,0,0,0,0,0,0,0,0,null,2,{"$f":"MIN(AF2167*$F$2163,AF2017)","v":0},0,0,0,0,0,0,0,0,0,0,0,0]
[4,{"$f":"MIN(B2169*$F$2163,B2019)","v":0},0,0,0,0,0,0,0,0,0,0,0,0,null,4,{"$f":"MIN(Q2169*$F$2163,Q2019)","v":0},0,0,0,0,0,0,0,0,0,0,0,0,null,4,{"$f":"MIN(AF2169*$F$2163,AF2019)","v":0},0,0,0,0,0,0,0,0,0,0,0,0]
[5,{"$f":"MIN(B2170*$F$2163,B2020)","v":0},0,0,0,0,0,0,0,0,0,0,0,0,null,5,{"$f":"MIN(Q2170*$F$2163,Q2020)","v":0},0,0,0,0,0,0,0,0,0,0,0,0,null,5,{"$f":"MIN(AF2170*$F$2163,AF2020)","v":0},0,0,0,0,0,0,0,0,0,0,0,0]
[7,{"$f":"MIN(B2172*$F$2163,B2022)","v":0},0,0,0,0,0,0,0,0,0,0,0,0,null,7,{"$f":"MIN(Q2172*$F$2163,Q2022)","v":0},0,0,0,0,0,0,0,0,0,0,0,0,null,7,{"$f":"MIN(AF2172*$F$2163,AF2022)","v":0},0,0,0,0,0,0,0,0,0,0,0,0]
[8,{"$f":"MIN(B2173*$F$2163,B2023)","v":0},0,0,0,0,0,0,0,0,0,0,0,0,null,8,{"$f":"MIN(Q2173*$F$2163,Q2023)","v":0},0,0,0,0,0,0,0,0,0,0,0,0,null,8,{"$f":"MIN(AF2173*$F$2163,AF2023)","v":0},0,0,0,0,0,0,0,0,0,0,0,0]
[9,{"$f":"MIN(B2174*$F$2163,B2024)","v":0},0,0,0,0,0,0,0,0,0,0,0,0,null,9,{"$f":"MIN(Q2174*$F$2163,Q2024)","v":0},0,0,0,0,0,0,0,0,0,0,0,0,null,9,{"$f":"MIN(AF2174*$F$2163,AF2024)","v":0},0,0,0,0,0,0,0,0,0,0,0,0]
[10,{"$f":"MIN(B2175*$F$2163,B2025)","v":0},0,0,0,0,0,0,0,0,0,0,0,0,null,10,{"$f":"MIN(Q2175*$F$2163,Q2025)","v":0},0,0,0,0,0,0,0,0,0,0,0,0,null,10,{"$f":"MIN(AF2175*$F$2163,AF2025)","v":0},0,0,0,0,0,0,0,0,0,0,0,0]
[12,{"$f":"MIN(B2177*$F$2163,B2027)","v":0},0,0,0,0,0,0,0,0,0,0,0,0,null,12,{"$f":"MIN(Q2177*$F$2163,Q2027)","v":0},0,0,0,0,0,0,0,0,0,0,0,0,null,12,{"$f":"MIN(AF2177*$F$2163,AF2027)","v":0},0,0,0,0,0,0,0,0,0,0,0,0]
[13,{"$f":"MIN(B2178*$F$2163,B2028)","v":0},0,0,0,0,0,0,0,0,0,0,0,0,null,13,{"$f":"MIN(Q2178*$F$2163,Q2028)","v":0},0,0,0,0,0,0,0,0,0,0,0,0,null,13,{"$f":"MIN(AF2178*$F$2163,AF2028)","v":0},0,0,0,0,0,0,0,0,0,0,0,0]
[14,{"$f":"MIN(B2179*$F$2163,B2029)","v":0},0,0,0,0,0,0,0,0,0,0,0,0,null,14,{"$f":"MIN(Q2179*$F$2163,Q2029)","v":0},0,0,0,0,0,0,0,0,0,0,0,0,null,14,{"$f":"MIN(AF2179*$F$2163,AF2029)","v":0},0,0,0,0,0,0,0,0,0,0,0,0]
[15,{"$f":"MIN(B2180*$F$2163,B2030)","v":0},0,0,0,0,0,0,0,0,0,0,0,0,null,15,{"$f":"MIN(Q2180*$F$2163,Q2030)","v":0},0,0,0,0,0,0,0,0,0,0,0,0,null,15,{"$f":"MIN(AF2180*$F$2163,AF2030)","v":0},0,0,0,0,0,0,0,0,0,0,0,0]
[17,{"$f":"MIN(B2182*$F$2163,B2032)","v":0},0,0,0,0,0,0,0,0,0,0,0,0,null,17,{"$f":"MIN(Q2182*$F$2163,Q2032)","v":0},0,0,0,0,0,0,0,0,0,0,0,0,null,17,{"$f":"MIN(AF2182*$F$2163,AF2032)","v":0},0,0,0,0,0,0,0,0,0,0,0,0]
[18,{"$f":"MIN(B2183*$F$2163,B2033)","v":0},0,0,0,0,0,0,0,0,0,0,0,0,null,18,{"$f":"MIN(Q2183*$F$2163,Q2033)","v":0},0,0,0,0,0,0,0,0,0,0,0,0,null,18,{"$f":"MIN(AF2183*$F$2163,AF2033)","v":0},0,0,0,0,0,0,0,0,0,0,0,0]
[19,{"$f":"MIN(B2184*$F$2163,B2034)","v":0},0,0,0,0,0,0,0,0,0,0,0,0,null,19,{"$f":"MIN(Q2184*$F$2163,Q2034)","v":0},0,0,0,0,0,0,0,0,0,0,0,0,null,19,{"$f":"MIN(AF2184*$F$2163,AF2034)","v":0},0,0,0,0,0,0,0,0,0,0,0,0]
[20,{"$f":"MIN(B2185*$F$2163,B2035)","v":0},0,0,0,0,0,0,0,0,0,0,0,0,null,20,{"$f":"MIN(Q2185*$F$2163,Q2035)","v":0},0,0,0,0,0,0,0,0,0,0,0,0,null,20,{"$f":"MIN(AF2185*$F$2163,AF2035)","v":0},0,0,0,0,0,0,0,0,0,0,0,0]
[22,{"$f":"MIN(B2187*$F$2163,B2037)","v":0},0,0,0,0,0,0,0,0,0,0,0,0,null,22,{"$f":"MIN(Q2187*$F$2163,Q2037)","v":0},0,0,0,0,0,0,0,0,0,0,0,0,null,22,{"$f":"MIN(AF2187*$F$2163,AF2037)","v":0},0,0,0,0,0,0,0,0,0,0,0,0]
[23,{"$f":"MIN(B2188*$F$2163,B2038)","v":0},0,0,0,0,0,0,0,0,0,0,0,0,null,23,{"$f":"MIN(Q2188*$F$2163,Q2038)","v":0},0,0,0,0,0,0,0,0,0,0,0,0,null,23,{"$f":"MIN(AF2188*$F$2163,AF2038)","v":0},0,0,0,0,0,0,0,0,0,0,0,0]
["kWh/日",{"$f":"SUM(B2195:B2218)","v":0},{"$f":"SUM(C2195:C2218)","v":0},0,0,0,0,0,0,0,0,0,0,{"$f":"SUM(B2219:M2219)","v":0},null,"kWh/日",{"$f":"SUM(Q2195:Q2218)","v":0},{"$f":"SUM(R2195:R2218)","v":0},0,0,0,0,0,0,0,0,0,0,{"$f":"SUM(Q2219:AB2219)","v":0},null,"kWh/日",{"$f":"SUM(AF2195:AF2218)","v":0},{"$f":"SUM(AG2195:AG2218)","v":0},0,0,0,0,0,0,0,0,0,0,{"$f":"SUM(AF2219:AQ2219)","v":0}]
["日",{"$f":"B$28","v":20},{"$f":"C$28","v":20},22,20,20,22,20,23,20,21,20,21,{"$f":"SUM(B2220:M2220)","v":249},null,"日",{"$f":"Q$28","v":4},{"$f":"R$28","v":3},4,4,4,4,5,4,4,4,4,4,{"$f":"SUM(Q2220:AB2220)","v":48},null,"日",{"$f":"AF$28","v":7},{"$f":"AG$28","v":5},5,6,7,4,6,4,6,6,6,6,{"$f":"SUM(AF2220:AQ2220)","v":68}]
[]
["暖房追焚（冷温水器）補機電力",null,null,null,"補機",{"$f":"詳細版!AF10","v":0},"kW/台",null,null,null,null,null,null,"（既設建物・平日）",null,"暖房追焚（冷温水器）補機電力",null,null,null,null,null,null,null,null,null,null,null,null,"（既設建物・土曜）",null,"暖房追焚（冷温水器）補機電力",null,null,null,null,null,null,null,null,null,null,null,null,"（既設建物・休日）"]
["kW","1月","2月","3月","4月","5月","6月","7月","8月","9月","10月","11月","12月","計",null,"kW","1月","2月","3月","4月","5月","6月","7月","8月","9月","10月","11月","12月","計",null,"kW","1月","2月","3月","4月","5月","6月","7月","8月","9月","10月","11月","12月","計"]
[0,{"$f":"B2165*$F$2223","v":0},{"$f":"C2165*$F$2223","v":0},0,0,0,0,0,0,0,0,0,0,{"$f":"SUM(B2225:M2225)","v":0},null,0,{"$f":"Q2165*$F$1081","v":0},{"$f":"R2165*$F$1081","v":0},0,0,0,0,0,0,0,0,0,0,{"$f":"SUM(Q2225:AB2225)","v":0},null,0,{"$f":"AF2165*$F$1081","v":0},{"$f":"AG2165*$F$1081","v":0},0,0,0,0,0,0,0,0,0,0,{"$f":"SUM(AF2225:AQ2225)","v":0}]
[2,{"$f":"B2167*$F$2223","v":0},0,0,0,0,0,0,0,0,0,0,0,0,null,2,{"$f":"Q2167*$F$1081","v":0},0,0,0,0,0,0,0,0,0,0,0,0,null,2,{"$f":"AF2167*$F$1081","v":0},0,0,0,0,0,0,0,0,0,0,0,0]
[3,{"$f":"B2168*$F$2223","v":0},0,0,0,0,0,0,0,0,0,0,0,0,null,3,{"$f":"Q2168*$F$1081","v":0},0,0,0,0,0,0,0,0,0,0,0,0,null,3,{"$f":"AF2168*$F$1081","v":0},0,0,0,0,0,0,0,0,0,0,0,0]
[5,{"$f":"B2170*$F$2223","v":0},0,0,0,0,0,0,0,0,0,0,0,0,null,5,{"$f":"Q2170*$F$1081","v":0},0,0,0,0,0,0,0,0,0,0,0,0,null,5,{"$f":"AF2170*$F$1081","v":0},0,0,0,0,0,0,0,0,0,0,0,0]
[6,{"$f":"B2171*$F$2223","v":0},0,0,0,0,0,0,0,0,0,0,0,0,null,6,{"$f":"Q2171*$F$1081","v":0},0,0,0,0,0,0,0,0,0,0,0,0,null,6,{"$f":"AF2171*$F$1081","v":0},0,0,0,0,0,0,0,0,0,0,0,0]
[7,{"$f":"B2172*$F$2223","v":0},0,0,0,0,0,0,0,0,0,0,0,0,null,7,{"$f":"Q2172*$F$1081","v":0},0,0,0,0,0,0,0,0,0,0,0,0,null,7,{"$f":"AF2172*$F$1081","v":0},0,0,0,0,0,0,0,0,0,0,0,0]
[8,{"$f":"B2173*$F$2223","v":0},0,0,0,0,0,0,0,0,0,0,0,0,null,8,{"$f":"Q2173*$F$1081","v":0},0,0,0,0,0,0,0,0,0,0,0,0,null,8,{"$f":"AF2173*$F$1081","v":0},0,0,0,0,0,0,0,0,0,0,0,0]
[10,{"$f":"B2175*$F$2223","v":0},0,0,0,0,0,0,0,0,0,0,0,0,null,10,{"$f":"Q2175*$F$1081","v":0},0,0,0,0,0,0,0,0,0,0,0,0,null,10,{"$f":"AF2175*$F$1081","v":0},0,0,0,0,0,0,0,0,0,0,0,0]
[11,{"$f":"B2176*$F$2223","v":0},0,0,0,0,0,0,0,0,0,0,0,0,null,11,{"$f":"Q2176*$F$1081","v":0},0,0,0,0,0,0,0,0,0,0,0,0,null,11,{"$f":"AF2176*$F$1081","v":0},0,0,0,0,0,0,0,0,0,0,0,0]
[12,{"$f":"B2177*$F$2223","v":0},0,0,0,0,0,0,0,0,0,0,0,0,null,12,{"$f":"Q2177*$F$1081","v":0},0,0,0,0,0,0,0,0,0,0,0,0,null,12,{"$f":"AF2177*$F$1081","v":0},0,0,0,0,0,0,0,0,0,0,0,0]
[13,{"$f":"B2178*$F$2223","v":0},0,0,0,0,0,0,0,0,0,0,0,0,null,13,{"$f":"Q2178*$F$1081","v":0},0,0,0,0,0,0,0,0,0,0,0,0,null,13,{"$f":"AF2178*$F$1081","v":0},0,0,0,0,0,0,0,0,0,0,0,0]
[15,{"$f":"B2180*$F$2223","v":0},0,0,0,0,0,0,0,0,0,0,0,0,null,15,{"$f":"Q2180*$F$1081","v":0},0,0,0,0,0,0,0,0,0,0,0,0,null,15,{"$f":"AF2180*$F$1081","v":0},0,0,0,0,0,0,0,0,0,0,0,0]
[16,{"$f":"B2181*$F$2223","v":0},0,0,0,0,0,0,0,0,0,0,0,0,null,16,{"$f":"Q2181*$F$1081","v":0},0,0,0,0,0,0,0,0,0,0,0,0,null,16,{"$f":"AF2181*$F$1081","v":0},0,0,0,0,0,0,0,0,0,0,0,0]
[17,{"$f":"B2182*$F$2223","v":0},0,0,0,0,0,0,0,0,0,0,0,0,null,17,{"$f":"Q2182*$F$1081","v":0},0,0,0,0,0,0,0,0,0,0,0,0,null,17,{"$f":"AF2182*$F$1081","v":0},0,0,0,0,0,0,0,0,0,0,0,0]
[18,{"$f":"B2183*$F$2223","v":0},0,0,0,0,0,0,0,0,0,0,0,0,null,18,{"$f":"Q2183*$F$1081","v":0},0,0,0,0,0,0,0,0,0,0,0,0,null,18,{"$f":"AF2183*$F$1081","v":0},0,0,0,0,0,0,0,0,0,0,0,0]
[20,{"$f":"B2185*$F$2223","v":0},0,0,0,0,0,0,0,0,0,0,0,0,null,20,{"$f":"Q2185*$F$1081","v":0},0,0,0,0,0,0,0,0,0,0,0,0,null,20,{"$f":"AF2185*$F$1081","v":0},0,0,0,0,0,0,0,0,0,0,0,0]
[21,{"$f":"B2186*$F$2223","v":0},0,0,0,0,0,0,0,0,0,0,0,0,null,21,{"$f":"Q2186*$F$1081","v":0},0,0,0,0,0,0,0,0,0,0,0,0,null,21,{"$f":"AF2186*$F$1081","v":0},0,0,0,0,0,0,0,0,0,0,0,0]
[22,{"$f":"B2187*$F$2223","v":0},0,0,0,0,0,0,0,0,0,0,0,0,null,22,{"$f":"Q2187*$F$1081","v":0},0,0,0,0,0,0,0,0,0,0,0,0,null,22,{"$f":"AF2187*$F$1081","v":0},0,0,0,0,0,0,0,0,0,0,0,0]
[23,{"$f":"B2188*$F$2223","v":0},0,0,0,0,0,0,0,0,0,0,0,0,null,23,{"$f":"Q2188*$F$1081","v":0},0,0,0,0,0,0,0,0,0,0,0,0,null,23,{"$f":"AF2188*$F$1081","v":0},0,0,0,0,0,0,0,0,0,0,0,0]
["日",{"$f":"B$28","v":20},{"$f":"C$28","v":20},22,20,20,22,20,23,20,21,20,21,{"$f":"SUM(B2250:M2250)","v":249},null,"日",{"$f":"Q$28","v":4},{"$f":"R$28","v":3},4,4,4,4,5,4,4,4,4,4,{"$f":"SUM(Q2250:AB2250)","v":48},null,"日",{"$f":"AF$28","v":7},{"$f":"AG$28","v":5},5,6,7,4,6,4,6,6,6,6,{"$f":"SUM(AF2250:AQ2250)","v":68}]
["MWh/月",{"$f":"B2249*B2250/1000","v":0},{"$f":"C2249*C2250/1000","v":0},0,0,0,0,0,0,0,0,0,0,{"$f":"SUM(B2251:M2251)","v":0},null,"MWh/月",{"$f":"Q2249*Q2250/1000","v":0},{"$f":"R2249*R2250/1000","v":0},0,0,0,0,0,0,0,0,0,0,{"$f":"SUM(Q2251:AB2251)","v":0},null,"MWh/月",{"$f":"AF2249*AF2250/1000","v":0},{"$f":"AG2249*AG2250/1000","v":0},0,0,0,0,0,0,0,0,0,0,{"$f":"SUM(AF2251:AQ2251)","v":0}]
[]
["給湯追焚（ボイラ）稼働台数",null,null,null,"単機容量",{"$f":"詳細版!AC11/詳細版!AC12","v":0},"kW/台",null,"台数",{"$f":"詳細版!AC12","v":2},"台",null,null,"（既設建物・平日）",null,"給湯追焚（ボイラ）稼働台数",null,null,null,null,null,null,null,null,null,null,null,null,"（既設建物・土曜）",null,"給湯追焚（ボイラ）稼働台数",null,null,null,null,null,null,null,null,null,null,null,null,"（既設建物・休日）"]
[0,{"$f":"IF($F$2253=0,0,MIN(ROUNDUP(B2045/$F$2253,0),$J$2253))","v":0},{"$f":"IF($F$2253=0,0,MIN(ROUNDUP(C2045/$F$2253,0),$J$2253))","v":0},0,0,0,0,0,0,0,0,0,0,{"$f":"SUM(B2255:M2255)","v":0},null,0,{"$f":"IF($F$2253=0,0,MIN(ROUNDUP(Q2045/$F$2253,0),$J$2253))","v":0},{"$f":"IF($F$2253=0,0,MIN(ROUNDUP(R2045/$F$2253,0),$J$2253))","v":0},0,0,0,0,0,0,0,0,0,0,{"$f":"SUM(Q2255:AB2255)","v":0},null,0,{"$f":"IF($F$2253=0,0,MIN(ROUNDUP(AF2045/$F$2253,0),$J$2253))","v":0},{"$f":"IF($F$2253=0,0,MIN(ROUNDUP(AG2045/$F$2253,0),$J$2253))","v":0},0,0,0,0,0,0,0,0,0,0,{"$f":"SUM(AF2255:AQ2255)","v":0}]
[1,{"$f":"IF($F$2253=0,0,MIN(ROUNDUP(B2046/$F$2253,0),$J$2253))","v":0},0,0,0,0,0,0,0,0,0,0,0,{"$f":"SUM(B2256:M2256)","v":0},null,1,{"$f":"IF($F$2253=0,0,MIN(ROUNDUP(Q2046/$F$2253,0),$J$2253))","v":0},0,0,0,0,0,0,0,0,0,0,0,{"$f":"SUM(Q2256:AB2256)","v":0},null,1,{"$f":"IF($F$2253=0,0,MIN(ROUNDUP(AF2046/$F$2253,0),$J$2253))","v":0},0,0,0,0,0,0,0,0,0,0,0,{"$f":"SUM(AF2256:AQ2256)","v":0}]
[3,{"$f":"IF($F$2253=0,0,MIN(ROUNDUP(B2048/$F$2253,0),$J$2253))","v":0},0,0,0,0,0,0,0,0,0,0,0,0,null,3,{"$f":"IF($F$2253=0,0,MIN(ROUNDUP(Q2048/$F$2253,0),$J$2253))","v":0},0,0,0,0,0,0,0,0,0,0,0,0,null,3,{"$f":"IF($F$2253=0,0,MIN(ROUNDUP(AF2048/$F$2253,0),$J$2253))","v":0},0,0,0,0,0,0,0,0,0,0,0,0]
[4,{"$f":"IF($F$2253=0,0,MIN(ROUNDUP(B2049/$F$2253,0),$J$2253))","v":0},0,0,0,0,0,0,0,0,0,0,0,0,null,4,{"$f":"IF($F$2253=0,0,MIN(ROUNDUP(Q2049/$F$2253,0),$J$2253))","v":0},0,0,0,0,0,0,0,0,0,0,0,0,null,4,{"$f":"IF($F$2253=0,0,MIN(ROUNDUP(AF2049/$F$2253,0),$J$2253))","v":0},0,0,0,0,0,0,0,0,0,0,0,0]
[5,{"$f":"IF($F$2253=0,0,MIN(ROUNDUP(B2050/$F$2253,0),$J$2253))","v":0},0,0,0,0,0,0,0,0,0,0,0,0,null,5,{"$f":"IF($F$2253=0,0,MIN(ROUNDUP(Q2050/$F$2253,0),$J$2253))","v":0},0,0,0,0,0,0,0,0,0,0,0,0,null,5,{"$f":"IF($F$2253=0,0,MIN(ROUNDUP(AF2050/$F$2253,0),$J$2253))","v":0},0,0,0,0,0,0,0,0,0,0,0,0]
[6,{"$f":"IF($F$2253=0,0,MIN(ROUNDUP(B2051/$F$2253,0),$J$2253))","v":0},0,0,0,0,0,0,0,0,0,0,0,0,null,6,{"$f":"IF($F$2253=0,0,MIN(ROUNDUP(Q2051/$F$2253,0),$J$2253))","v":0},0,0,0,0,0,0,0,0,0,0,0,0,null,6,{"$f":"IF($F$2253=0,0,MIN(ROUNDUP(AF2051/$F$2253,0),$J$2253))","v":0},0,0,0,0,0,0,0,0,0,0,0,0]
[8,{"$f":"IF($F$2253=0,0,MIN(ROUNDUP(B2053/$F$2253,0),$J$2253))","v":0},0,0,0,0,0,0,0,0,0,0,0,0,null,8,{"$f":"IF($F$2253=0,0,MIN(ROUNDUP(Q2053/$F$2253,0),$J$2253))","v":0},0,0,0,0,0,0,0,0,0,0,0,0,null,8,{"$f":"IF($F$2253=0,0,MIN(ROUNDUP(AF2053/$F$2253,0),$J$2253))","v":0},0,0,0,0,0,0,0,0,0,0,0,0]
[9,{"$f":"IF($F$2253=0,0,MIN(ROUNDUP(B2054/$F$2253,0),$J$2253))","v":0},0,0,0,0,0,0,0,0,0,0,0,0,null,9,{"$f":"IF($F$2253=0,0,MIN(ROUNDUP(Q2054/$F$2253,0),$J$2253))","v":0},0,0,0,0,0,0,0,0,0,0,0,0,null,9,{"$f":"IF($F$2253=0,0,MIN(ROUNDUP(AF2054/$F$2253,0),$J$2253))","v":0},0,0,0,0,0,0,0,0,0,0,0,0]
[10,{"$f":"IF($F$2253=0,0,MIN(ROUNDUP(B2055/$F$2253,0),$J$2253))","v":0},0,0,0,0,0,0,0,0,0,0,0,0,null,10,{"$f":"IF($F$2253=0,0,MIN(ROUNDUP(Q2055/$F$2253,0),$J$2253))","v":0},0,0,0,0,0,0,0,0,0,0,0,0,null,10,{"$f":"IF($F$2253=0,0,MIN(ROUNDUP(AF2055/$F$2253,0),$J$2253))","v":0},0,0,0,0,0,0,0,0,0,0,0,0]
[11,{"$f":"IF($F$2253=0,0,MIN(ROUNDUP(B2056/$F$2253,0),$J$2253))","v":0},0,0,0,0,0,0,0,0,0,0,0,0,null,11,{"$f":"IF($F$2253=0,0,MIN(ROUNDUP(Q2056/$F$2253,0),$J$2253))","v":0},0,0,0,0,0,0,0,0,0,0,0,0,null,11,{"$f":"IF($F$2253=0,0,MIN(ROUNDUP(AF2056/$F$2253,0),$J$2253))","v":0},0,0,0,0,0,0,0,0,0,0,0,0]
[13,{"$f":"IF($F$2253=0,0,MIN(ROUNDUP(B2058/$F$2253,0),$J$2253))","v":0},0,0,0,0,0,0,0,0,0,0,0,0,null,13,{"$f":"IF($F$2253=0,0,MIN(ROUNDUP(Q2058/$F$2253,0),$J$2253))","v":0},0,0,0,0,0,0,0,0,0,0,0,0,null,13,{"$f":"IF($F$2253=0,0,MIN(ROUNDUP(AF2058/$F$2253,0),$J$2253))","v":0},0,0,0,0,0,0,0,0,0,0,0,0]
[14,{"$f":"IF($F$2253=0,0,MIN(ROUNDUP(B2059/$F$2253,0),$J$2253))","v":0},0,0,0,0,0,0,0,0,0,0,0,0,null,14,{"$f":"IF($F$2253=0,0,MIN(ROUNDUP(Q2059/$F$2253,0),$J$2253))","v":0},0,0,0,0,0,0,0,0,0,0,0,0,null,14,{"$f":"IF($F$2253=0,0,MIN(ROUNDUP(AF2059/$F$2253,0),$J$2253))","v":0},0,0,0,0,0,0,0,0,0,0,0,0]
[15,{"$f":"IF($F$2253=0,0,MIN(ROUNDUP(B2060/$F$2253,0),$J$2253))","v":0},0,0,0,0,0,0,0,0,0,0,0,0,null,15,{"$f":"IF($F$2253=0,0,MIN(ROUNDUP(Q2060/$F$2253,0),$J$2253))","v":0},0,0,0,0,0,0,0,0,0,0,0,0,null,15,{"$f":"IF($F$2253=0,0,MIN(ROUNDUP(AF2060/$F$2253,0),$J$2253))","v":0},0,0,0,0,0,0,0,0,0,0,0,0]
[16,{"$f":"IF($F$2253=0,0,MIN(ROUNDUP(B2061/$F$2253,0),$J$2253))","v":0},0,0,0,0,0,0,0,0,0,0,0,0,null,16,{"$f":"IF($F$2253=0,0,MIN(ROUNDUP(Q2061/$F$2253,0),$J$2253))","v":0},0,0,0,0,0,0,0,0,0,0,0,0,null,16,{"$f":"IF($F$2253=0,0,MIN(ROUNDUP(AF2061/$F$2253,0),$J$2253))","v":0},0,0,0,0,0,0,0,0,0,0,0,0]
[18,{"$f":"IF($F$2253=0,0,MIN(ROUNDUP(B2063/$F$2253,0),$J$2253))","v":0},0,0,0,0,0,0,0,0,0,0,0,0,null,18,{"$f":"IF($F$2253=0,0,MIN(ROUNDUP(Q2063/$F$2253,0),$J$2253))","v":0},0,0,0,0,0,0,0,0,0,0,0,0,null,18,{"$f":"IF($F$2253=0,0,MIN(ROUNDUP(AF2063/$F$2253,0),$J$2253))","v":0},0,0,0,0,0,0,0,0,0,0,0,0]
[19,{"$f":"IF($F$2253=0,0,MIN(ROUNDUP(B2064/$F$2253,0),$J$2253))","v":0},0,0,0,0,0,0,0,0,0,0,0,0,null,19,{"$f":"IF($F$2253=0,0,MIN(ROUNDUP(Q2064/$F$2253,0),$J$2253))","v":0},0,0,0,0,0,0,0,0,0,0,0,0,null,19,{"$f":"IF($F$2253=0,0,MIN(ROUNDUP(AF2064/$F$2253,0),$J$2253))","v":0},0,0,0,0,0,0,0,0,0,0,0,0]
[20,{"$f":"IF($F$2253=0,0,MIN(ROUNDUP(B2065/$F$2253,0),$J$2253))","v":0},0,0,0,0,0,0,0,0,0,0,0,0,null,20,{"$f":"IF($F$2253=0,0,MIN(ROUNDUP(Q2065/$F$2253,0),$J$2253))","v":0},0,0,0,0,0,0,0,0,0,0,0,0,null,20,{"$f":"IF($F$2253=0,0,MIN(ROUNDUP(AF2065/$F$2253,0),$J$2253))","v":0},0,0,0,0,0,0,0,0,0,0,0,0]
[21,{"$f":"IF($F$2253=0,0,MIN(ROUNDUP(B2066/$F$2253,0),$J$2253))","v":0},0,0,0,0,0,0,0,0,0,0,0,0,null,21,{"$f":"IF($F$2253=0,0,MIN(ROUNDUP(Q2066/$F$2253,0),$J$2253))","v":0},0,0,0,0,0,0,0,0,0,0,0,0,null,21,{"$f":"IF($F$2253=0,0,MIN(ROUNDUP(AF2066/$F$2253,0),$J$2253))","v":0},0,0,0,0,0,0,0,0,0,0,0,0]
[22,{"$f":"IF($F$2253=0,0,MIN(ROUNDUP(B2067/$F$2253,0),$J$2253))","v":0},0,0,0,0,0,0,0,0,0,0,0,0,null,22,{"$f":"IF($F$2253=0,0,MIN(ROUNDUP(Q2067/$F$2253,0),$J$2253))","v":0},0,0,0,0,0,0,0,0,0,0,0,0,null,22,{"$f":"IF($F$2253=0,0,MIN(ROUNDUP(AF2067/$F$2253,0),$J$2253))","v":0},0,0,0,0,0,0,0,0,0,0,0,0]
[23,{"$f":"IF($F$2253=0,0,MIN(ROUNDUP(B2068/$F$2253,0),$J$2253))","v":0},0,0,0,0,0,0,0,0,0,0,0,0,null,23,{"$f":"IF($F$2253=0,0,MIN(ROUNDUP(Q2068/$F$2253,0),$J$2253))","v":0},0,0,0,0,0,0,0,0,0,0,0,0,null,23,{"$f":"IF($F$2253=0,0,MIN(ROUNDUP(AF2068/$F$2253,0),$J$2253))","v":0},0,0,0,0,0,0,0,0,0,0,0,0]
["kWh/日",{"$f":"SUM(B2255:B2278)","v":0},{"$f":"SUM(C2255:C2278)","v":0},0,0,0,0,0,0,0,0,0,0,{"$f":"SUM(B2279:M2279)","v":0},null,"kWh/日",{"$f":"SUM(Q2255:Q2278)","v":0},{"$f":"SUM(R2255:R2278)","v":0},0,0,0,0,0,0,0,0,0,0,{"$f":"SUM(Q2279:AB2279)","v":0},null,"kWh/日",{"$f":"SUM(AF2255:AF2278)","v":0},{"$f":"SUM(AG2255:AG2278)","v":0},0,0,0,0,0,0,0,0,0,0,{"$f":"SUM(AF2279:AQ2279)","v":0}]
["日",{"$f":"B$28","v":20},{"$f":"C$28","v":20},22,20,20,22,20,23,20,21,20,21,{"$f":"SUM(B2280:M2280)","v":249},null,"日",{"$f":"Q$28","v":4},{"$f":"R$28","v":3},4,4,4,4,5,4,4,4,4,4,{"$f":"SUM(Q2280:AB2280)","v":48},null,"日",{"$f":"AF$28","v":7},{"$f":"AG$28","v":5},5,6,7,4,6,4,6,6,6,6,{"$f":"SUM(AF2280:AQ2280)","v":68}]
["MWh/月",{"$f":"B2279*B2280/1000","v":0},{"$f":"C2279*C2280/1000","v":0},0,0,0,0,0,0,0,0,0,0,{"$f":"SUM(B2281:M2281)","v":0},null,"MWh/月",{"$f":"Q2279*Q2280/1000","v":0},{"$f":"R2279*R2280/1000","v":0},0,0,0,0,0,0,0,0,0,0,{"$f":"SUM(Q2281:AB2281)","v":0},null,"MWh/月",{"$f":"AF2279*AF2280/1000","v":0},{"$f":"AG2279*AG2280/1000","v":0},0,0,0,0,0,0,0,0,0,0,{"$f":"SUM(AF2281:AQ2281)","v":0}]
[]
["給湯追焚（ボイラ）供給熱量",null,null,null,null,null,null,null,null,null,null,null,null,"（既設建物・平日）",null,"給湯追焚（ボイラ）供給熱量",null,null,null,null,null,null,null,null,null,null,null,null,"（既設建物・土曜）",null,"給湯追焚（ボイラ）供給熱量",null,null,null,null,null,null,null,null,null,null,null,null,"（既設建物・休日）"]
["kW","1月","2月","3月","4月","5月","6月","7月","8月","9月","10月","11月","12月","計",null,"kW","1月","2月","3月","4月","5月","6月","7月","8月","9月","10月","11月","12月","計",null,"kW","1月","2月","3月","4月","5月","6月","7月","8月","9月","10月","11月","12月","計"]
[0,{"$f":"MIN($F$2253*B2255,B2045)","v":0},{"$f":"MIN($F$2253*C2255,C2045)","v":0},0,0,0,0,0,0,0,0,0,0,{"$f":"SUM(B2285:M2285)","v":0},null,0,{"$f":"MIN($F$2253*Q2255,Q2045)","v":0},{"$f":"MIN($F$2253*R2255,R2045)","v":0},0,0,0,0,0,0,0,0,0,0,{"$f":"SUM(Q2285:AB2285)","v":0},null,0,{"$f":"MIN($F$2253*AF2255,AF2045)","v":0},{"$f":"MIN($F$2253*AG2255,AG2045)","v":0},0,0,0,0,0,0,0,0,0,0,{"$f":"SUM(AF2285:AQ2285)","v":0}]
[1,{"$f":"MIN($F$2253*B2256,B2046)","v":0},0,0,0,0,0,0,0,0,0,0,0,{"$f":"SUM(B2286:M2286)","v":0},null,1,{"$f":"MIN($F$2253*Q2256,Q2046)","v":0},0,0,0,0,0,0,0,0,0,0,0,{"$f":"SUM(Q2286:AB2286)","v":0},null,1,{"$f":"MIN($F$2253*AF2256,AF2046)","v":0},0,0,0,0,0,0,0,0,0,0,0,{"$f":"SUM(AF2286:AQ2286)","v":0}]
[2,{"$f":"MIN($F$2253*B2257,B2047)","v":0},0,0,0,0,0,0,0,0,0,0,0,0,null,2,{"$f":"MIN($F$2253*Q2257,Q2047)","v":0},0,0,0,0,0,0,0,0,0,0,0,0,null,2,{"$f":"MIN($F$2253*AF2257,AF2047)","v":0},0,0,0,0,0,0,0,0,0,0,0,0]
[3,{"$f":"MIN($F$2253*B2258,B2048)","v":0},0,0,0,0,0,0,0,0,0,0,0,0,null,3,{"$f":"MIN($F$2253*Q2258,Q2048)","v":0},0,0,0,0,0,0,0,0,0,0,0,0,null,3,{"$f":"MIN($F$2253*AF2258,AF2048)","v":0},0,0,0,0,0,0,0,0,0,0,0,0]
[4,{"$f":"MIN($F$2253*B2259,B2049)","v":0},0,0,0,0,0,0,0,0,0,0,0,0,null,4,{"$f":"MIN($F$2253*Q2259,Q2049)","v":0},0,0,0,0,0,0,0,0,0,0,0,0,null,4,{"$f":"MIN($F$2253*AF2259,AF2049)","v":0},0,0,0,0,0,0,0,0,0,0,0,0]
[5,{"$f":"MIN($F$2253*B2260,B2050)","v":0},0,0,0,0,0,0,0,0,0,0,0,0,null,5,{"$f":"MIN($F$2253*Q2260,Q2050)","v":0},0,0,0,0,0,0,0,0,0,0,0,0,null,5,{"$f":"MIN($F$2253*AF2260,AF2050)","v":0},0,0,0,0,0,0,0,0,0,0,0,0]
[6,{"$f":"MIN($F$2253*B2261,B2051)","v":0},0,0,0,0,0,0,0,0,0,0,0,0,null,6,{"$f":"MIN($F$2253*Q2261,Q2051)","v":0},0,0,0,0,0,0,0,0,0,0,0,0,null,6,{"$f":"MIN($F$2253*AF2261,AF2051)","v":0},0,0,0,0,0,0,0,0,0,0,0,0]
[7,{"$f":"MIN($F$2253*B2262,B2052)","v":0},0,0,0,0,0,0,0,0,0,0,0,0,null,7,{"$f":"MIN($F$2253*Q2262,Q2052)","v":0},0,0,0,0,0,0,0,0,0,0,0,0,null,7,{"$f":"MIN($F$2253*AF2262,AF2052)","v":0},0,0,0,0,0,0,0,0,0,0,0,0]
[8,{"$f":"MIN($F$2253*B2263,B2053)","v":0},0,0,0,0,0,0,0,0,0,0,0,0,null,8,{"$f":"MIN($F$2253*Q2263,Q2053)","v":0},0,0,0,0,0,0,0,0,0,0,0,0,null,8,{"$f":"MIN($F$2253*AF2263,AF2053)","v":0},0,0,0,0,0,0,0,0,0,0,0,0]
[9,{"$f":"MIN($F$2253*B2264,B2054)","v":0},0,0,0,0,0,0,0,0,0,0,0,0,null,9,{"$f":"MIN($F$2253*Q2264,Q2054)","v":0},0,0,0,0,0,0,0,0,0,0,0,0,null,9,{"$f":"MIN($F$2253*AF2264,AF2054)","v":0},0,0,0,0,0,0,0,0,0,0,0,0]
[10,{"$f":"MIN($F$2253*B2265,B2055)","v":0},0,0,0,0,0,0,0,0,0,0,0,0,null,10,{"$f":"MIN($F$2253*Q2265,Q2055)","v":0},0,0,0,0,0,0,0,0,0,0,0,0,null,10,{"$f":"MIN($F$2253*AF2265,AF2055)","v":0},0,0,0,0,0,0,0,0,0,0,0,0]
[11,{"$f":"MIN($F$2253*B2266,B2056)","v":0},0,0,0,0,0,0,0,0,0,0,0,0,null,11,{"$f":"MIN($F$2253*Q2266,Q2056)","v":0},0,0,0,0,0,0,0,0,0,0,0,0,null,11,{"$f":"MIN($F$2253*AF2266,AF2056)","v":0},0,0,0,0,0,0,0,0,0,0,0,0]
[12,{"$f":"MIN($F$2253*B2267,B2057)","v":0},0,0,0,0,0,0,0,0,0,0,0,0,null,12,{"$f":"MIN($F$2253*Q2267,Q2057)","v":0},0,0,0,0,0,0,0,0,0,0,0,0,null,12,{"$f":"MIN($F$2253*AF2267,AF2057)","v":0},0,0,0,0,0,0,0,0,0,0,0,0]
[13,{"$f":"MIN($F$2253*B2268,B2058)","v":0},0,0,0,0,0,0,0,0,0,0,0,0,null,13,{"$f":"MIN($F$2253*Q2268,Q2058)","v":0},0,0,0,0,0,0,0,0,0,0,0,0,null,13,{"$f":"MIN($F$2253*AF2268,AF2058)","v":0},0,0,0,0,0,0,0,0,0,0,0,0]
[14,{"$f":"MIN($F$2253*B2269,B2059)","v":0},0,0,0,0,0,0,0,0,0,0,0,0,null,14,{"$f":"MIN($F$2253*Q2269,Q2059)","v":0},0,0,0,0,0,0,0,0,0,0,0,0,null,14,{"$f":"MIN($F$2253*AF2269,AF2059)","v":0},0,0,0,0,0,0,0,0,0,0,0,0]
[15,{"$f":"MIN($F$2253*B2270,B2060)","v":0},0,0,0,0,0,0,0,0,0,0,0,0,null,15,{"$f":"MIN($F$2253*Q2270,Q2060)","v":0},0,0,0,0,0,0,0,0,0,0,0,0,null,15,{"$f":"MIN($F$2253*AF2270,AF2060)","v":0},0,0,0,0,0,0,0,0,0,0,0,0]
[16,{"$f":"MIN($F$2253*B2271,B2061)","v":0},0,0,0,0,0,0,0,0,0,0,0,0,null,16,{"$f":"MIN($F$2253*Q2271,Q2061)","v":0},0,0,0,0,0,0,0,0,0,0,0,0,null,16,{"$f":"MIN($F$2253*AF2271,AF2061)","v":0},0,0,0,0,0,0,0,0,0,0,0,0]
[17,{"$f":"MIN($F$2253*B2272,B2062)","v":0},0,0,0,0,0,0,0,0,0,0,0,0,null,17,{"$f":"MIN($F$2253*Q2272,Q2062)","v":0},0,0,0,0,0,0,0,0,0,0,0,0,null,17,{"$f":"MIN($F$2253*AF2272,AF2062)","v":0},0,0,0,0,0,0,0,0,0,0,0,0]
[18,{"$f":"MIN($F$2253*B2273,B2063)","v":0},0,0,0,0,0,0,0,0,0,0,0,0,null,18,{"$f":"MIN($F$2253*Q2273,Q2063)","v":0},0,0,0,0,0,0,0,0,0,0,0,0,null,18,{"$f":"MIN($F$2253*AF2273,AF2063)","v":0},0,0,0,0,0,0,0,0,0,0,0,0]
[19,{"$f":"MIN($F$2253*B2274,B2064)","v":0},0,0,0,0,0,0,0,0,0,0,0,0,null,19,{"$f":"MIN($F$2253*Q2274,Q2064)","v":0},0,0,0,0,0,0,0,0,0,0,0,0,null,19,{"$f":"MIN($F$2253*AF2274,AF2064)","v":0},0,0,0,0,0,0,0,0,0,0,0,0]
[20,{"$f":"MIN($F$2253*B2275,B2065)","v":0},0,0,0,0,0,0,0,0,0,0,0,0,null,20,{"$f":"MIN($F$2253*Q2275,Q2065)","v":0},0,0,0,0,0,0,0,0,0,0,0,0,null,20,{"$f":"MIN($F$2253*AF2275,AF2065)","v":0},0,0,0,0,0,0,0,0,0,0,0,0]
[21,{"$f":"MIN($F$2253*B2276,B2066)","v":0},0,0,0,0,0,0,0,0,0,0,0,0,null,21,{"$f":"MIN($F$2253*Q2276,Q2066)","v":0},0,0,0,0,0,0,0,0,0,0,0,0,null,21,{"$f":"MIN($F$2253*AF2276,AF2066)","v":0},0,0,0,0,0,0,0,0,0,0,0,0]
[22,{"$f":"MIN($F$2253*B2277,B2067)","v":0},0,0,0,0,0,0,0,0,0,0,0,0,null,22,{"$f":"MIN($F$2253*Q2277,Q2067)","v":0},0,0,0,0,0,0,0,0,0,0,0,0,null,22,{"$f":"MIN($F$2253*AF2277,AF2067)","v":0},0,0,0,0,0,0,0,0,0,0,0,0]
[23,{"$f":"MIN($F$2253*B2278,B2068)","v":0},0,0,0,0,0,0,0,0,0,0,0,0,null,23,{"$f":"MIN($F$2253*Q2278,Q2068)","v":0},0,0,0,0,0,0,0,0,0,0,0,0,null,23,{"$f":"MIN($F$2253*AF2278,AF2068)","v":0},0,0,0,0,0,0,0,0,0,0,0,0]
["kWh/日",{"$f":"SUM(B2285:B2308)","v":0},{"$f":"SUM(C2285:C2308)","v":0},0,0,0,0,0,0,0,0,0,0,{"$f":"SUM(B2309:M2309)","v":0},null,"kWh/日",{"$f":"SUM(Q2285:Q2308)","v":0},{"$f":"SUM(R2285:R2308)","v":0},0,0,0,0,0,0,0,0,0,0,{"$f":"SUM(Q2309:AB2309)","v":0},null,"kWh/日",{"$f":"SUM(AF2285:AF2308)","v":0},{"$f":"SUM(AG2285:AG2308)","v":0},0,0,0,0,0,0,0,0,0,0,{"$f":"SUM(AF2309:AQ2309)","v":0}]
["日",{"$f":"B$28","v":20},{"$f":"C$28","v":20},22,20,20,22,20,23,20,21,20,21,{"$f":"SUM(B2310:M2310)","v":249},null,"日",{"$f":"Q$28","v":4},{"$f":"R$28","v":3},4,4,4,4,5,4,4,4,4,4,{"$f":"SUM(Q2310:AB2310)","v":48},null,"日",{"$f":"AF$28","v":7},{"$f":"AG$28","v":5},5,6,7,4,6,4,6,6,6,6,{"$f":"SUM(AF2310:AQ2310)","v":68}]
["MWh/月",{"$f":"B2309*B2310/1000","v":0},{"$f":"C2309*C2310/1000","v":0},0,0,0,0,0,0,0,0,0,0,{"$f":"SUM(B2311:M2311)","v":0},null,"MWh/月",{"$f":"Q2309*Q2310/1000","v":0},{"$f":"R2309*R2310/1000","v":0},0,0,0,0,0,0,0,0,0,0,{"$f":"SUM(Q2311:AB2311)","v":0},null,"MWh/月",{"$f":"AF2309*AF2310/1000","v":0},{"$f":"AG2309*AG2310/1000","v":0},0,0,0,0,0,0,0,0,0,0,{"$f":"SUM(AF2311:AQ2311)","v":0}]
[]
["給湯追焚（ボイラ）補機電力",null,null,null,"補機",{"$f":"詳細版!AG12","v":0},"kW/台",null,null,null,null,null,null,"（既設建物・平日）",null,"給湯追焚（ボイラ）補機電力",null,null,null,null,null,null,null,null,null,null,null,null,"（既設建物・土曜）",null,"給湯追焚（ボイラ）補機電力",null,null,null,null,null,null,null,null,null,null,null,null,"（既設建物・休日）"]
["kW","1月","2月","3月","4月","5月","6月","7月","8月","9月","10月","11月","12月","計",null,"kW","1月","2月","3月","4月","5月","6月","7月","8月","9月","10月","11月","12月","計",null,"kW","1月","2月","3月","4月","5月","6月","7月","8月","9月","10月","11月","12月","計"]
[0,{"$f":"B2255*$F$2313","v":0},{"$f":"C2255*$F$2313","v":0},0,0,0,0,0,0,0,0,0,0,{"$f":"SUM(B2315:M2315)","v":0},null,0,{"$f":"Q2255*$F$2313","v":0},{"$f":"R2255*$F$2313","v":0},0,0,0,0,0,0,0,0,0,0,{"$f":"SUM(Q2315:AB2315)","v":0},null,0,{"$f":"AF2255*$F$2313","v":0},{"$f":"AG2255*$F$2313","v":0},0,0,0,0,0,0,0,0,0,0,{"$f":"SUM(AF2315:AQ2315)","v":0}]
[1,{"$f":"B2256*$F$2313","v":0},0,0,0,0,0,0,0,0,0,0,0,{"$f":"SUM(B2316:M2316)","v":0},null,1,{"$f":"Q2256*$F$2313","v":0},0,0,0,0,0,0,0,0,0,0,0,{"$f":"SUM(Q2316:AB2316)","v":0},null,1,{"$f":"AF2256*$F$2313","v":0},0,0,0,0,0,0,0,0,0,0,0,{"$f":"SUM(AF2316:AQ2316)","v":0}]
[2,{"$f":"B2257*$F$2313","v":0},0,0,0,0,0,0,0,0,0,0,0,0,null,2,{"$f":"Q2257*$F$2313","v":0},0,0,0,0,0,0,0,0,0,0,0,0,null,2,{"$f":"AF2257*$F$2313","v":0},0,0,0,0,0,0,0,0,0,0,0,0]
[3,{"$f":"B2258*$F$2313","v":0},0,0,0,0,0,0,0,0,0,0,0,0,null,3,{"$f":"Q2258*$F$2313","v":0},0,0,0,0,0,0,0,0,0,0,0,0,null,3,{"$f":"AF2258*$F$2313","v":0},0,0,0,0,0,0,0,0,0,0,0,0]
[4,{"$f":"B2259*$F$2313","v":0},0,0,0,0,0,0,0,0,0,0,0,0,null,4,{"$f":"Q2259*$F$2313","v":0},0,0,0,0,0,0,0,0,0,0,0,0,null,4,{"$f":"AF2259*$F$2313","v":0},0,0,0,0,0,0,0,0,0,0,0,0]
[5,{"$f":"B2260*$F$2313","v":0},0,0,0,0,0,0,0,0,0,0,0,0,null,5,{"$f":"Q2260*$F$2313","v":0},0,0,0,0,0,0,0,0,0,0,0,0,null,5,{"$f":"AF2260*$F$2313","v":0},0,0,0,0,0,0,0,0,0,0,0,0]
[6,{"$f":"B2261*$F$2313","v":0},0,0,0,0,0,0,0,0,0,0,0,0,null,6,{"$f":"Q2261*$F$2313","v":0},0,0,0,0,0,0,0,0,0,0,0,0,null,6,{"$f":"AF2261*$F$2313","v":0},0,0,0,0,0,0,0,0,0,0,0,0]
[7,{"$f":"B2262*$F$2313","v":0},0,0,0,0,0,0,0,0,0,0,0,0,null,7,{"$f":"Q2262*$F$2313","v":0},0,0,0,0,0,0,0,0,0,0,0,0,null,7,{"$f":"AF2262*$F$2313","v":0},0,0,0,0,0,0,0,0,0,0,0,0]
[8,{"$f":"B2263*$F$2313","v":0},0,0,0,0,0,0,0,0,0,0,0,0,null,8,{"$f":"Q2263*$F$2313","v":0},0,0,0,0,0,0,0,0,0,0,0,0,null,8,{"$f":"AF2263*$F$2313","v":0},0,0,0,0,0,0,0,0,0,0,0,0]
[9,{"$f":"B2264*$F$2313","v":0},0,0,0,0,0,0,0,0,0,0,0,0,null,9,{"$f":"Q2264*$F$2313","v":0},0,0,0,0,0,0,0,0,0,0,0,0,null,9,{"$f":"AF2264*$F$2313","v":0},0,0,0,0,0,0,0,0,0,0,0,0]
[10,{"$f":"B2265*$F$2313","v":0},0,0,0,0,0,0,0,0,0,0,0,0,null,10,{"$f":"Q2265*$F$2313","v":0},0,0,0,0,0,0,0,0,0,0,0,0,null,10,{"$f":"AF2265*$F$2313","v":0},0,0,0,0,0,0,0,0,0,0,0,0]
[11,{"$f":"B2266*$F$2313","v":0},0,0,0,0,0,0,0,0,0,0,0,0,null,11,{"$f":"Q2266*$F$2313","v":0},0,0,0,0,0,0,0,0,0,0,0,0,null,11,{"$f":"AF2266*$F$2313","v":0},0,0,0,0,0,0,0,0,0,0,0,0]
[12,{"$f":"B2267*$F$2313","v":0},0,0,0,0,0,0,0,0,0,0,0,0,null,12,{"$f":"Q2267*$F$2313","v":0},0,0,0,0,0,0,0,0,0,0,0,0,null,12,{"$f":"AF2267*$F$2313","v":0},0,0,0,0,0,0,0,0,0,0,0,0]
[13,{"$f":"B2268*$F$2313","v":0},0,0,0,0,0,0,0,0,0,0,0,0,null,13,{"$f":"Q2268*$F$2313","v":0},0,0,0,0,0,0,0,0,0,0,0,0,null,13,{"$f":"AF2268*$F$2313","v":0},0,0,0,0,0,0,0,0,0,0,0,0]
[14,{"$f":"B2269*$F$2313","v":0},0,0,0,0,0,0,0,0,0,0,0,0,null,14,{"$f":"Q2269*$F$2313","v":0},0,0,0,0,0,0,0,0,0,0,0,0,null,14,{"$f":"AF2269*$F$2313","v":0},0,0,0,0,0,0,0,0,0,0,0,0]
[15,{"$f":"B2270*$F$2313","v":0},0,0,0,0,0,0,0,0,0,0,0,0,null,15,{"$f":"Q2270*$F$2313","v":0},0,0,0,0,0,0,0,0,0,0,0,0,null,15,{"$f":"AF2270*$F$2313","v":0},0,0,0,0,0,0,0,0,0,0,0,0]
[16,{"$f":"B2271*$F$2313","v":0},0,0,0,0,0,0,0,0,0,0,0,0,null,16,{"$f":"Q2271*$F$2313","v":0},0,0,0,0,0,0,0,0,0,0,0,0,null,16,{"$f":"AF2271*$F$2313","v":0},0,0,0,0,0,0,0,0,0,0,0,0]
[17,{"$f":"B2272*$F$2313","v":0},0,0,0,0,0,0,0,0,0,0,0,0,null,17,{"$f":"Q2272*$F$2313","v":0},0,0,0,0,0,0,0,0,0,0,0,0,null,17,{"$f":"AF2272*$F$2313","v":0},0,0,0,0,0,0,0,0,0,0,0,0]
[18,{"$f":"B2273*$F$2313","v":0},0,0,0,0,0,0,0,0,0,0,0,0,null,18,{"$f":"Q2273*$F$2313","v":0},0,0,0,0,0,0,0,0,0,0,0,0,null,18,{"$f":"AF2273*$F$2313","v":0},0,0,0,0,0,0,0,0,0,0,0,0]
[19,{"$f":"B2274*$F$2313","v":0},0,0,0,0,0,0,0,0,0,0,0,0,null,19,{"$f":"Q2274*$F$2313","v":0},0,0,0,0,0,0,0,0,0,0,0,0,null,19,{"$f":"AF2274*$F$2313","v":0},0,0,0,0,0,0,0,0,0,0,0,0]
[20,{"$f":"B2275*$F$2313","v":0},0,0,0,0,0,0,0,0,0,0,0,0,null,20,{"$f":"Q2275*$F$2313","v":0},0,0,0,0,0,0,0,0,0,0,0,0,null,20,{"$f":"AF2275*$F$2313","v":0},0,0,0,0,0,0,0,0,0,0,0,0]
[21,{"$f":"B2276*$F$2313","v":0},0,0,0,0,0,0,0,0,0,0,0,0,null,21,{"$f":"Q2276*$F$2313","v":0},0,0,0,0,0,0,0,0,0,0,0,0,null,21,{"$f":"AF2276*$F$2313","v":0},0,0,0,0,0,0,0,0,0,0,0,0]
[22,{"$f":"B2277*$F$2313","v":0},0,0,0,0,0,0,0,0,0,0,0,0,null,22,{"$f":"Q2277*$F$2313","v":0},0,0,0,0,0,0,0,0,0,0,0,0,null,22,{"$f":"AF2277*$F$2313","v":0},0,0,0,0,0,0,0,0,0,0,0,0]
[23,{"$f":"B2278*$F$2313","v":0},0,0,0,0,0,0,0,0,0,0,0,0,null,23,{"$f":"Q2278*$F$2313","v":0},0,0,0,0,0,0,0,0,0,0,0,0,null,23,{"$f":"AF2278*$F$2313","v":0},0,0,0,0,0,0,0,0,0,0,0,0]
["kWh/日",{"$f":"SUM(B2315:B2338)","v":0},{"$f":"SUM(C2315:C2338)","v":0},0,0,0,0,0,0,0,0,0,0,{"$f":"SUM(B2339:M2339)","v":0},null,"kWh/日",{"$f":"SUM(Q2315:Q2338)","v":0},{"$f":"SUM(R2315:R2338)","v":0},0,0,0,0,0,0,0,0,0,0,{"$f":"SUM(Q2339:AB2339)","v":0},null,"kWh/日",{"$f":"SUM(AF2315:AF2338)","v":0},{"$f":"SUM(AG2315:AG2338)","v":0},0,0,0,0,0,0,0,0,0,0,{"$f":"SUM(AF2339:AQ2339)","v":0}]
["日",{"$f":"B$28","v":20},{"$f":"C$28","v":20},22,20,20,22,20,23,20,21,20,21,{"$f":"SUM(B2340:M2340)","v":249},null,"日",{"$f":"Q$28","v":4},{"$f":"R$28","v":3},4,4,4,4,5,4,4,4,4,4,{"$f":"SUM(Q2340:AB2340)","v":48},null,"日",{"$f":"AF$28","v":7},{"$f":"AG$28","v":5},5,6,7,4,6,4,6,6,6,6,{"$f":"SUM(AF2340:AQ2340)","v":68}]
["MWh/月",{"$f":"B2339*B2340/1000","v":0},{"$f":"C2339*C2340/1000","v":0},0,0,0,0,0,0,0,0,0,0,{"$f":"SUM(B2341:M2341)","v":0},null,"MWh/月",{"$f":"Q2339*Q2340/1000","v":0},{"$f":"R2339*R2340/1000","v":0},0,0,0,0,0,0,0,0,0,0,{"$f":"SUM(Q2341:AB2341)","v":0},null,"MWh/月",{"$f":"AF2339*AF2340/1000","v":0},{"$f":"AG2339*AG2340/1000","v":0},0,0,0,0,0,0,0,0,0,0,{"$f":"SUM(AF2341:AQ2341)","v":0}]
[]
["冷房追焚（冷温水器）燃料消費量",null,null,null,"効率",{"$f":"詳細版!AE9","v":1.2},null,null,null,null,null,null,null,"（既設建物・平日）",null,"冷房追焚（冷温水器）燃料消費量",null,null,null,null,null,null,null,null,null,null,null,null,"（既設建物・土曜）",null,"冷房追焚（冷温水器）燃料消費量",null,null,null,null,null,null,null,null,null,null,null,null,"（既設建物・休日）"]
["kW","1月","2月","3月","4月","5月","6月","7月","8月","9月","10月","11月","12月","計",null,"kW","1月","2月","3月","4月","5月","6月","7月","8月","9月","10月","11月","12月","計",null,"kW","1月","2月","3月","4月","5月","6月","7月","8月","9月","10月","11月","12月","計"]
[0,{"$f":"B2105/$F$2343","v":0},{"$f":"C2105/$F$2343","v":0},0,0,0,0,0,0,0,0,0,0,{"$f":"SUM(B2345:M2345)","v":0},null,0,{"$f":"Q2105/$F$2343","v":0},{"$f":"R2105/$F$2343","v":0},0,0,0,0,0,0,0,0,0,0,{"$f":"SUM(Q2345:AB2345)","v":0},null,0,{"$f":"AF2105/$F$2343","v":0},{"$f":"AG2105/$F$2343","v":0},0,0,0,0,0,0,0,0,0,0,{"$f":"SUM(AF2345:AQ2345)","v":0}]
[1,{"$f":"B2106/$F$2343","v":0},0,0,0,0,0,0,0,0,0,0,0,{"$f":"SUM(B2346:M2346)","v":0},null,1,{"$f":"Q2106/$F$2343","v":0},0,0,0,0,0,0,0,0,0,0,0,{"$f":"SUM(Q2346:AB2346)","v":0},null,1,{"$f":"AF2106/$F$2343","v":0},0,0,0,0,0,0,0,0,0,0,0,{"$f":"SUM(AF2346:AQ2346)","v":0}]
[2,{"$f":"B2107/$F$2343","v":0},0,0,0,0,0,0,0,0,0,0,0,0,null,2,{"$f":"Q2107/$F$2343","v":0},0,0,0,0,0,0,0,0,0,0,0,0,null,2,{"$f":"AF2107/$F$2343","v":0},0,0,0,0,0,0,0,0,0,0,0,0]
[3,{"$f":"B2108/$F$2343","v":0},0,0,0,0,0,0,0,0,0,0,0,0,null,3,{"$f":"Q2108/$F$2343","v":0},0,0,0,0,0,0,0,0,0,0,0,0,null,3,{"$f":"AF2108/$F$2343","v":0},0,0,0,0,0,0,0,0,0,0,0,0]
[4,{"$f":"B2109/$F$2343","v":0},0,0,0,0,0,0,0,0,0,0,0,0,null,4,{"$f":"Q2109/$F$2343","v":0},0,0,0,0,0,0,0,0,0,0,0,0,null,4,{"$f":"AF2109/$F$2343","v":0},0,0,0,0,0,0,0,0,0,0,0,0]
[5,{"$f":"B2110/$F$2343","v":0},0,0,0,0,0,0,0,0,0,0,0,0,null,5,{"$f":"Q2110/$F$2343","v":0},0,0,0,0,0,0,0,0,0,0,0,0,null,5,{"$f":"AF2110/$F$2343","v":0},0,0,0,0,0,0,0,0,0,0,0,0]
[6,{"$f":"B2111/$F$2343","v":0},0,0,0,0,0,0,0,0,0,0,0,0,null,6,{"$f":"Q2111/$F$2343","v":0},0,0,0,0,0,0,0,0,0,0,0,0,null,6,{"$f":"AF2111/$F$2343","v":0},0,0,0,0,0,0,0,0,0,0,0,0]
[7,{"$f":"B2112/$F$2343","v":0},0,0,0,0,0,0,0,0,0,0,0,0,null,7,{"$f":"Q2112/$F$2343","v":0},0,0,0,0,0,0,0,0,0,0,0,0,null,7,{"$f":"AF2112/$F$2343","v":0},0,0,0,0,0,0,0,0,0,0,0,0]
[8,{"$f":"B2113/$F$2343","v":0},0,0,0,0,0,0,0,0,0,0,0,0,null,8,{"$f":"Q2113/$F$2343","v":0},0,0,0,0,0,0,0,0,0,0,0,0,null,8,{"$f":"AF2113/$F$2343","v":0},0,0,0,0,0,0,0,0,0,0,0,0]
[9,{"$f":"B2114/$F$2343","v":0},0,0,0,0,0,0,0,0,0,0,0,0,null,9,{"$f":"Q2114/$F$2343","v":0},0,0,0,0,0,0,0,0,0,0,0,0,null,9,{"$f":"AF2114/$F$2343","v":0},0,0,0,0,0,0,0,0,0,0,0,0]
[10,{"$f":"B2115/$F$2343","v":0},0,0,0,0,0,0,0,0,0,0,0,0,null,10,{"$f":"Q2115/$F$2343","v":0},0,0,0,0,0,0,0,0,0,0,0,0,null,10,{"$f":"AF2115/$F$2343","v":0},0,0,0,0,0,0,0,0,0,0,0,0]
[11,{"$f":"B2116/$F$2343","v":0},0,0,0,0,0,0,0,0,0,0,0,0,null,11,{"$f":"Q2116/$F$2343","v":0},0,0,0,0,0,0,0,0,0,0,0,0,null,11,{"$f":"AF2116/$F$2343","v":0},0,0,0,0,0,0,0,0,0,0,0,0]
[12,{"$f":"B2117/$F$2343","v":0},0,0,0,0,0,0,0,0,0,0,0,0,null,12,{"$f":"Q2117/$F$2343","v":0},0,0,0,0,0,0,0,0,0,0,0,0,null,12,{"$f":"AF2117/$F$2343","v":0},0,0,0,0,0,0,0,0,0,0,0,0]
[13,{"$f":"B2118/$F$2343","v":0},0,0,0,0,0,0,0,0,0,0,0,0,null,13,{"$f":"Q2118/$F$2343","v":0},0,0,0,0,0,0,0,0,0,0,0,0,null,13,{"$f":"AF2118/$F$2343","v":0},0,0,0,0,0,0,0,0,0,0,0,0]
[14,{"$f":"B2119/$F$2343","v":0},0,0,0,0,0,0,0,0,0,0,0,0,null,14,{"$f":"Q2119/$F$2343","v":0},0,0,0,0,0,0,0,0,0,0,0,0,null,14,{"$f":"AF2119/$F$2343","v":0},0,0,0,0,0,0,0,0,0,0,0,0]
[15,{"$f":"B2120/$F$2343","v":0},0,0,0,0,0,0,0,0,0,0,0,0,null,15,{"$f":"Q2120/$F$2343","v":0},0,0,0,0,0,0,0,0,0,0,0,0,null,15,{"$f":"AF2120/$F$2343","v":0},0,0,0,0,0,0,0,0,0,0,0,0]
[16,{"$f":"B2121/$F$2343","v":0},0,0,0,0,0,0,0,0,0,0,0,0,null,16,{"$f":"Q2121/$F$2343","v":0},0,0,0,0,0,0,0,0,0,0,0,0,null,16,{"$f":"AF2121/$F$2343","v":0},0,0,0,0,0,0,0,0,0,0,0,0]
[17,{"$f":"B2122/$F$2343","v":0},0,0,0,0,0,0,0,0,0,0,0,0,null,17,{"$f":"Q2122/$F$2343","v":0},0,0,0,0,0,0,0,0,0,0,0,0,null,17,{"$f":"AF2122/$F$2343","v":0},0,0,0,0,0,0,0,0,0,0,0,0]
[18,{"$f":"B2123/$F$2343","v":0},0,0,0,0,0,0,0,0,0,0,0,0,null,18,{"$f":"Q2123/$F$2343","v":0},0,0,0,0,0,0,0,0,0,0,0,0,null,18,{"$f":"AF2123/$F$2343","v":0},0,0,0,0,0,0,0,0,0,0,0,0]
[19,{"$f":"B2124/$F$2343","v":0},0,0,0,0,0,0,0,0,0,0,0,0,null,19,{"$f":"Q2124/$F$2343","v":0},0,0,0,0,0,0,0,0,0,0,0,0,null,19,{"$f":"AF2124/$F$2343","v":0},0,0,0,0,0,0,0,0,0,0,0,0]
[20,{"$f":"B2125/$F$2343","v":0},0,0,0,0,0,0,0,0,0,0,0,0,null,20,{"$f":"Q2125/$F$2343","v":0},0,0,0,0,0,0,0,0,0,0,0,0,null,20,{"$f":"AF2125/$F$2343","v":0},0,0,0,0,0,0,0,0,0,0,0,0]
[21,{"$f":"B2126/$F$2343","v":0},0,0,0,0,0,0,0,0,0,0,0,0,null,21,{"$f":"Q2126/$F$2343","v":0},0,0,0,0,0,0,0,0,0,0,0,0,null,21,{"$f":"AF2126/$F$2343","v":0},0,0,0,0,0,0,0,0,0,0,0,0]
[22,{"$f":"B2127/$F$2343","v":0},0,0,0,0,0,0,0,0,0,0,0,0,null,22,{"$f":"Q2127/$F$2343","v":0},0,0,0,0,0,0,0,0,0,0,0,0,null,22,{"$f":"AF2127/$F$2343","v":0},0,0,0,0,0,0,0,0,0,0,0,0]
[23,{"$f":"B2128/$F$2343","v":0},0,0,0,0,0,0,0,0,0,0,0,0,null,23,{"$f":"Q2128/$F$2343","v":0},0,0,0,0,0,0,0,0,0,0,0,0,null,23,{"$f":"AF2128/$F$2343","v":0},0,0,0,0,0,0,0,0,0,0,0,0]
["kWh/日",{"$f":"SUM(B2345:B2368)","v":0},{"$f":"SUM(C2345:C2368)","v":0},0,0,0,0,0,0,0,0,{"$f":"SUM(L2345:L2368)","v":0},0,{"$f":"SUM(B2369:M2369)","v":0},null,"kWh/日",{"$f":"SUM(Q2345:Q2368)","v":0},{"$f":"SUM(R2345:R2368)","v":0},0,0,0,0,0,0,0,0,0,0,{"$f":"SUM(Q2369:AB2369)","v":0},null,"kWh/日",{"$f":"SUM(AF2345:AF2368)","v":0},{"$f":"SUM(AG2345:AG2368)","v":0},0,0,0,0,0,0,0,0,0,0,{"$f":"SUM(AF2369:AQ2369)","v":0}]
["日",{"$f":"B$28","v":20},{"$f":"C$28","v":20},22,20,20,22,20,23,20,21,{"$f":"L$28","v":20},21,{"$f":"SUM(B2370:M2370)","v":249},null,"日",{"$f":"Q$28","v":4},{"$f":"R$28","v":3},4,4,4,4,5,4,4,4,4,4,{"$f":"SUM(Q2370:AB2370)","v":48},null,"日",{"$f":"AF$28","v":7},{"$f":"AG$28","v":5},5,6,7,4,6,4,6,6,6,6,{"$f":"SUM(AF2370:AQ2370)","v":68}]
["MWh/月",{"$f":"B2369*B2370/1000","v":0},{"$f":"C2369*C2370/1000","v":0},0,0,0,0,0,0,0,0,{"$f":"L2369*L2370/1000","v":0},0,{"$f":"SUM(B2371:M2371)","v":0},null,"MWh/月",{"$f":"Q2369*Q2370/1000","v":0},{"$f":"R2369*R2370/1000","v":0},0,0,0,0,0,0,0,0,0,0,{"$f":"SUM(Q2371:AB2371)","v":0},null,"MWh/月",{"$f":"AF2369*AF2370/1000","v":0},{"$f":"AG2369*AG2370/1000","v":0},0,0,0,0,0,0,0,0,0,0,{"$f":"SUM(AF2371:AQ2371)","v":0}]
[]
["暖房追焚（冷温水器）燃料消費量",null,null,null,"効率",{"$f":"詳細版!AF9","v":1.2},null,null,null,null,null,null,null,"（既設建物・平日）",null,"暖房追焚（冷温水器）燃料消費量",null,null,null,null,null,null,null,null,null,null,null,null,"（既設建物・土曜）",null,"暖房追焚（冷温水器）燃料消費量",null,null,null,null,null,null,null,null,null,null,null,null,"（既設建物・休日）"]
["kW","1月","2月","3月","4月","5月","6月","7月","8月","9月","10月","11月","12月","計",null,"kW","1月","2月","3月","4月","5月","6月","7月","8月","9月","10月","11月","12月","計",null,"kW","1月","2月","3月","4月","5月","6月","7月","8月","9月","10月","11月","12月","計"]
[0,{"$f":"B2195/$F$2373","v":0},{"$f":"C2195/$F$2373","v":0},0,0,0,0,0,0,0,0,0,0,{"$f":"SUM(B2375:M2375)","v":0},null,0,{"$f":"Q2195/$F$2373","v":0},{"$f":"R2195/$F$2373","v":0},0,0,0,0,0,0,0,0,0,0,{"$f":"SUM(Q2375:AB2375)","v":0},null,0,{"$f":"AF2195/$F$2373","v":0},{"$f":"AG2195/$F$2373","v":0},0,0,0,0,0,0,0,0,0,0,{"$f":"SUM(AF2375:AQ2375)","v":0}]
[1,{"$f":"B2196/$F$2373","v":0},0,0,0,0,0,0,0,0,0,0,0,{"$f":"SUM(B2376:M2376)","v":0},null,1,{"$f":"Q2196/$F$2373","v":0},0,0,0,0,0,0,0,0,0,0,0,{"$f":"SUM(Q2376:AB2376)","v":0},null,1,{"$f":"AF2196/$F$2373","v":0},0,0,0,0,0,0,0,0,0,0,0,{"$f":"SUM(AF2376:AQ2376)","v":0}]
[2,{"$f":"B2197/$F$2373","v":0},0,0,0,0,0,0,0,0,0,0,0,0,null,2,{"$f":"Q2197/$F$2373","v":0},0,0,0,0,0,0,0,0,0,0,0,0,null,2,{"$f":"AF2197/$F$2373","v":0},0,0,0,0,0,0,0,0,0,0,0,0]
[3,{"$f":"B2198/$F$2373","v":0},0,0,0,0,0,0,0,0,0,0,0,0,null,3,{"$f":"Q2198/$F$2373","v":0},0,0,0,0,0,0,0,0,0,0,0,0,null,3,{"$f":"AF2198/$F$2373","v":0},0,0,0,0,0,0,0,0,0,0,0,0]
[4,{"$f":"B2199/$F$2373","v":0},0,0,0,0,0,0,0,0,0,0,0,0,null,4,{"$f":"Q2199/$F$2373","v":0},0,0,0,0,0,0,0,0,0,0,0,0,null,4,{"$f":"AF2199/$F$2373","v":0},0,0,0,0,0,0,0,0,0,0,0,0]
[5,{"$f":"B2200/$F$2373","v":0},0,0,0,0,0,0,0,0,0,0,0,0,null,5,{"$f":"Q2200/$F$2373","v":0},0,0,0,0,0,0,0,0,0,0,0,0,null,5,{"$f":"AF2200/$F$2373","v":0},0,0,0,0,0,0,0,0,0,0,0,0]
[6,{"$f":"B2201/$F$2373","v":0},0,0,0,0,0,0,0,0,0,0,0,0,null,6,{"$f":"Q2201/$F$2373","v":0},0,0,0,0,0,0,0,0,0,0,0,0,null,6,{"$f":"AF2201/$F$2373","v":0},0,0,0,0,0,0,0,0,0,0,0,0]
[7,{"$f":"B2202/$F$2373","v":0},0,0,0,0,0,0,0,0,0,0,0,0,null,7,{"$f":"Q2202/$F$2373","v":0},0,0,0,0,0,0,0,0,0,0,0,0,null,7,{"$f":"AF2202/$F$2373","v":0},0,0,0,0,0,0,0,0,0,0,0,0]
[8,{"$f":"B2203/$F$2373","v":0},0,0,0,0,0,0,0,0,0,0,0,0,null,8,{"$f":"Q2203/$F$2373","v":0},0,0,0,0,0,0,0,0,0,0,0,0,null,8,{"$f":"AF2203/$F$2373","v":0},0,0,0,0,0,0,0,0,0,0,0,0]
[9,{"$f":"B2204/$F$2373","v":0},0,0,0,0,0,0,0,0,0,0,0,0,null,9,{"$f":"Q2204/$F$2373","v":0},0,0,0,0,0,0,0,0,0,0,0,0,null,9,{"$f":"AF2204/$F$2373","v":0},0,0,0,0,0,0,0,0,0,0,0,0]
[10,{"$f":"B2205/$F$2373","v":0},0,0,0,0,0,0,0,0,0,0,0,0,null,10,{"$f":"Q2205/$F$2373","v":0},0,0,0,0,0,0,0,0,0,0,0,0,null,10,{"$f":"AF2205/$F$2373","v":0},0,0,0,0,0,0,0,0,0,0,0,0]
[11,{"$f":"B2206/$F$2373","v":0},0,0,0,0,0,0,0,0,0,0,0,0,null,11,{"$f":"Q2206/$F$2373","v":0},0,0,0,0,0,0,0,0,0,0,0,0,null,11,{"$f":"AF2206/$F$2373","v":0},0,0,0,0,0,0,0,0,0,0,0,0]
[12,{"$f":"B2207/$F$2373","v":0},0,0,0,0,0,0,0,0,0,0,0,0,null,12,{"$f":"Q2207/$F$2373","v":0},0,0,0,0,0,0,0,0,0,0,0,0,null,12,{"$f":"AF2207/$F$2373","v":0},0,0,0,0,0,0,0,0,0,0,0,0]
[13,{"$f":"B2208/$F$2373","v":0},0,0,0,0,0,0,0,0,0,0,0,0,null,13,{"$f":"Q2208/$F$2373","v":0},0,0,0,0,0,0,0,0,0,0,0,0,null,13,{"$f":"AF2208/$F$2373","v":0},0,0,0,0,0,0,0,0,0,0,0,0]
[14,{"$f":"B2209/$F$2373","v":0},0,0,0,0,0,0,0,0,0,0,0,0,null,14,{"$f":"Q2209/$F$2373","v":0},0,0,0,0,0,0,0,0,0,0,0,0,null,14,{"$f":"AF2209/$F$2373","v":0},0,0,0,0,0,0,0,0,0,0,0,0]
[15,{"$f":"B2210/$F$2373","v":0},0,0,0,0,0,0,0,0,0,0,0,0,null,15,{"$f":"Q2210/$F$2373","v":0},0,0,0,0,0,0,0,0,0,0,0,0,null,15,{"$f":"AF2210/$F$2373","v":0},0,0,0,0,0,0,0,0,0,0,0,0]
[16,{"$f":"B2211/$F$2373","v":0},0,0,0,0,0,0,0,0,0,0,0,0,null,16,{"$f":"Q2211/$F$2373","v":0},0,0,0,0,0,0,0,0,0,0,0,0,null,16,{"$f":"AF2211/$F$2373","v":0},0,0,0,0,0,0,0,0,0,0,0,0]
[17,{"$f":"B2212/$F$2373","v":0},0,0,0,0,0,0,0,0,0,0,0,0,null,17,{"$f":"Q2212/$F$2373","v":0},0,0,0,0,0,0,0,0,0,0,0,0,null,17,{"$f":"AF2212/$F$2373","v":0},0,0,0,0,0,0,0,0,0,0,0,0]
[18,{"$f":"B2213/$F$2373","v":0},0,0,0,0,0,0,0,0,0,0,0,0,null,18,{"$f":"Q2213/$F$2373","v":0},0,0,0,0,0,0,0,0,0,0,0,0,null,18,{"$f":"AF2213/$F$2373","v":0},0,0,0,0,0,0,0,0,0,0,0,0]
[19,{"$f":"B2214/$F$2373","v":0},0,0,0,0,0,0,0,0,0,0,0,0,null,19,{"$f":"Q2214/$F$2373","v":0},0,0,0,0,0,0,0,0,0,0,0,0,null,19,{"$f":"AF2214/$F$2373","v":0},0,0,0,0,0,0,0,0,0,0,0,0]
[20,{"$f":"B2215/$F$2373","v":0},0,0,0,0,0,0,0,0,0,0,0,0,null,20,{"$f":"Q2215/$F$2373","v":0},0,0,0,0,0,0,0,0,0,0,0,0,null,20,{"$f":"AF2215/$F$2373","v":0},0,0,0,0,0,0,0,0,0,0,0,0]
[21,{"$f":"B2216/$F$2373","v":0},0,0,0,0,0,0,0,0,0,0,0,0,null,21,{"$f":"Q2216/$F$2373","v":0},0,0,0,0,0,0,0,0,0,0,0,0,null,21,{"$f":"AF2216/$F$2373","v":0},0,0,0,0,0,0,0,0,0,0,0,0]
[22,{"$f":"B2217/$F$2373","v":0},0,0,0,0,0,0,0,0,0,0,0,0,null,22,{"$f":"Q2217/$F$2373","v":0},0,0,0,0,0,0,0,0,0,0,0,0,null,22,{"$f":"AF2217/$F$2373","v":0},0,0,0,0,0,0,0,0,0,0,0,0]
[23,{"$f":"B2218/$F$2373","v":0},0,0,0,0,0,0,0,0,0,0,0,0,null,23,{"$f":"Q2218/$F$2373","v":0},0,0,0,0,0,0,0,0,0,0,0,0,null,23,{"$f":"AF2218/$F$2373","v":0},0,0,0,0,0,0,0,0,0,0,0,0]
["kWh/日",{"$f":"SUM(B2375:B2398)","v":0},{"$f":"SUM(C2375:C2398)","v":0},0,0,0,0,0,0,0,0,0,0,{"$f":"SUM(B2399:M2399)","v":0},null,"kWh/日",{"$f":"SUM(Q2375:Q2398)","v":0},{"$f":"SUM(R2375:R2398)","v":0},0,0,0,0,0,0,0,0,0,0,{"$f":"SUM(Q2399:AB2399)","v":0},null,"kWh/日",{"$f":"SUM(AF2375:AF2398)","v":0},{"$f":"SUM(AG2375:AG2398)","v":0},0,0,0,0,0,0,0,0,0,0,{"$f":"SUM(AF2399:AQ2399)","v":0}]
["日",{"$f":"B$28","v":20},{"$f":"C$28","v":20},22,20,20,22,20,23,20,21,20,21,{"$f":"SUM(B2400:M2400)","v":249},null,"日",{"$f":"Q$28","v":4},{"$f":"R$28","v":3},4,4,4,4,5,4,4,4,4,4,{"$f":"SUM(Q2400:AB2400)","v":48},null,"日",{"$f":"AF$28","v":7},{"$f":"AG$28","v":5},5,6,7,4,6,4,6,6,6,6,{"$f":"SUM(AF2400:AQ2400)","v":68}]
["MWh/月",{"$f":"B2399*B2400/1000","v":0},{"$f":"C2399*C2400/1000","v":0},0,0,0,0,0,0,0,0,0,0,{"$f":"SUM(B2401:M2401)","v":0},null,"MWh/月",{"$f":"Q2399*Q2400/1000","v":0},{"$f":"R2399*R2400/1000","v":0},0,0,0,0,0,0,0,0,0,0,{"$f":"SUM(Q2401:AB2401)","v":0},null,"MWh/月",{"$f":"AF2399*AF2400/1000","v":0},{"$f":"AG2399*AG2400/1000","v":0},0,0,0,0,0,0,0,0,0,0,{"$f":"SUM(AF2401:AQ2401)","v":0}]
[]
["給湯追焚（ボイラ）燃料消費量",null,null,null,"効率",{"$f":"詳細版!AG11","v":0.9},null,null,null,null,null,null,null,"（既設建物・平日）",null,"給湯追焚（ボイラ）燃料消費量",null,null,null,null,null,null,null,null,null,null,null,null,"（既設建物・土曜）",null,"給湯追焚（ボイラ）燃料消費量",null,null,null,null,null,null,null,null,null,null,null,null,"（既設建物・休日）"]
["kW","1月","2月","3月","4月","5月","6月","7月","8月","9月","10月","11月","12月","計",null,"kW","1月","2月","3月","4月","5月","6月","7月","8月","9月","10月","11月","12月","計",null,"kW","1月","2月","3月","4月","5月","6月","7月","8月","9月","10月","11月","12月","計"]
[0,{"$f":"B2285/$F$2403","v":0},{"$f":"C2285/$F$2403","v":0},0,0,0,0,0,0,0,0,0,0,{"$f":"SUM(B2405:M2405)","v":0},null,0,{"$f":"Q2285/$F$2403","v":0},{"$f":"R2285/$F$2403","v":0},0,0,0,0,0,0,0,0,0,0,{"$f":"SUM(Q2405:AB2405)","v":0},null,0,{"$f":"AF2285/$F$2403","v":0},{"$f":"AG2285/$F$2403","v":0},0,0,0,0,0,0,0,0,0,0,{"$f":"SUM(AF2405:AQ2405)","v":0}]
[1,{"$f":"B2286/$F$2403","v":0},0,0,0,0,0,0,0,0,0,0,0,{"$f":"SUM(B2406:M2406)","v":0},null,1,{"$f":"Q2286/$F$2403","v":0},0,0,0,0,0,0,0,0,0,0,0,{"$f":"SUM(Q2406:AB2406)","v":0},null,1,{"$f":"AF2286/$F$2403","v":0},0,0,0,0,0,0,0,0,0,0,0,{"$f":"SUM(AF2406:AQ2406)","v":0}]
[2,{"$f":"B2287/$F$2403","v":0},0,0,0,0,0,0,0,0,0,0,0,0,null,2,{"$f":"Q2287/$F$2403","v":0},0,0,0,0,0,0,0,0,0,0,0,0,null,2,{"$f":"AF2287/$F$2403","v":0},0,0,0,0,0,0,0,0,0,0,0,0]
[3,{"$f":"B2288/$F$2403","v":0},0,0,0,0,0,0,0,0,0,0,0,0,null,3,{"$f":"Q2288/$F$2403","v":0},0,0,0,0,0,0,0,0,0,0,0,0,null,3,{"$f":"AF2288/$F$2403","v":0},0,0,0,0,0,0,0,0,0,0,0,0]
[4,{"$f":"B2289/$F$2403","v":0},0,0,0,0,0,0,0,0,0,0,0,0,null,4,{"$f":"Q2289/$F$2403","v":0},0,0,0,0,0,0,0,0,0,0,0,0,null,4,{"$f":"AF2289/$F$2403","v":0},0,0,0,0,0,0,0,0,0,0,0,0]
[5,{"$f":"B2290/$F$2403","v":0},0,0,0,0,0,0,0,0,0,0,0,0,null,5,{"$f":"Q2290/$F$2403","v":0},0,0,0,0,0,0,0,0,0,0,0,0,null,5,{"$f":"AF2290/$F$2403","v":0},0,0,0,0,0,0,0,0,0,0,0,0]
[6,{"$f":"B2291/$F$2403","v":0},0,0,0,0,0,0,0,0,0,0,0,0,null,6,{"$f":"Q2291/$F$2403","v":0},0,0,0,0,0,0,0,0,0,0,0,0,null,6,{"$f":"AF2291/$F$2403","v":0},0,0,0,0,0,0,0,0,0,0,0,0]
[7,{"$f":"B2292/$F$2403","v":0},0,0,0,0,0,0,0,0,0,0,0,0,null,7,{"$f":"Q2292/$F$2403","v":0},0,0,0,0,0,0,0,0,0,0,0,0,null,7,{"$f":"AF2292/$F$2403","v":0},0,0,0,0,0,0,0,0,0,0,0,0]
[8,{"$f":"B2293/$F$2403","v":0},0,0,0,0,0,0,0,0,0,0,0,0,null,8,{"$f":"Q2293/$F$2403","v":0},0,0,0,0,0,0,0,0,0,0,0,0,null,8,{"$f":"AF2293/$F$2403","v":0},0,0,0,0,0,0,0,0,0,0,0,0]
[9,{"$f":"B2294/$F$2403","v":0},0,0,0,0,0,0,0,0,0,0,0,0,null,9,{"$f":"Q2294/$F$2403","v":0},0,0,0,0,0,0,0,0,0,0,0,0,null,9,{"$f":"AF2294/$F$2403","v":0},0,0,0,0,0,0,0,0,0,0,0,0]
[10,{"$f":"B2295/$F$2403","v":0},0,0,0,0,0,0,0,0,0,0,0,0,null,10,{"$f":"Q2295/$F$2403","v":0},0,0,0,0,0,0,0,0,0,0,0,0,null,10,{"$f":"AF2295/$F$2403","v":0},0,0,0,0,0,0,0,0,0,0,0,0]
[11,{"$f":"B2296/$F$2403","v":0},0,0,0,0,0,0,0,0,0,0,0,0,null,11,{"$f":"Q2296/$F$2403","v":0},0,0,{"$f":"T2296/$F$2403","v":0},0,0,0,0,0,0,0,0,0,null,11,{"$f":"AF2296/$F$2403","v":0},0,0,0,0,0,0,0,0,0,0,0,0]
[12,{"$f":"B2297/$F$2403","v":0},0,0,0,0,0,0,0,0,0,0,0,0,null,12,{"$f":"Q2297/$F$2403","v":0},0,0,0,0,0,0,0,0,0,0,0,0,null,12,{"$f":"AF2297/$F$2403","v":0},0,0,0,0,0,0,0,0,0,0,0,0]
[13,{"$f":"B2298/$F$2403","v":0},0,0,0,0,0,0,0,0,0,0,0,0,null,13,{"$f":"Q2298/$F$2403","v":0},0,0,0,0,0,0,0,0,0,0,0,0,null,13,{"$f":"AF2298/$F$2403","v":0},0,0,0,0,0,0,0,0,0,0,0,0]
[14,{"$f":"B2299/$F$2403","v":0},0,0,0,0,0,0,0,0,0,0,0,0,null,14,{"$f":"Q2299/$F$2403","v":0},0,0,0,0,0,0,0,0,0,0,0,0,null,14,{"$f":"AF2299/$F$2403","v":0},0,0,0,0,0,0,0,0,0,0,0,0]
[15,{"$f":"B2300/$F$2403","v":0},0,0,0,0,0,0,0,0,0,0,0,0,null,15,{"$f":"Q2300/$F$2403","v":0},0,0,0,0,0,0,0,0,0,0,0,0,null,15,{"$f":"AF2300/$F$2403","v":0},0,0,0,0,0,0,0,0,0,0,0,0]
[16,{"$f":"B2301/$F$2403","v":0},0,0,0,0,0,0,0,0,0,0,0,0,null,16,{"$f":"Q2301/$F$2403","v":0},0,0,0,0,0,0,0,0,0,0,0,0,null,16,{"$f":"AF2301/$F$2403","v":0},0,0,0,0,0,0,0,0,0,0,0,0]
[17,{"$f":"B2302/$F$2403","v":0},0,0,0,0,0,0,0,0,0,0,0,0,null,17,{"$f":"Q2302/$F$2403","v":0},0,0,0,0,0,0,0,0,0,0,0,0,null,17,{"$f":"AF2302/$F$2403","v":0},0,0,0,0,0,0,0,0,0,0,0,0]
[18,{"$f":"B2303/$F$2403","v":0},0,0,0,0,0,0,0,0,0,0,0,0,null,18,{"$f":"Q2303/$F$2403","v":0},0,0,0,0,0,0,0,0,0,0,0,0,null,18,{"$f":"AF2303/$F$2403","v":0},0,0,0,0,0,0,0,0,0,0,0,0]
[19,{"$f":"B2304/$F$2403","v":0},0,0,0,0,0,0,0,0,0,0,0,0,null,19,{"$f":"Q2304/$F$2403","v":0},0,0,0,0,0,0,0,0,0,0,0,0,null,19,{"$f":"AF2304/$F$2403","v":0},0,0,0,0,0,0,0,0,0,0,0,0]
[20,{"$f":"B2305/$F$2403","v":0},0,0,0,0,0,0,0,0,0,0,0,0,null,20,{"$f":"Q2305/$F$2403","v":0},0,0,0,0,0,0,0,0,0,0,0,0,null,20,{"$f":"AF2305/$F$2403","v":0},0,0,0,0,0,0,0,0,0,0,0,0]
[21,{"$f":"B2306/$F$2403","v":0},0,0,0,0,0,0,0,0,0,0,0,0,null,21,{"$f":"Q2306/$F$2403","v":0},0,0,0,0,0,0,0,0,0,0,0,0,null,21,{"$f":"AF2306/$F$2403","v":0},0,0,0,0,0,0,0,0,0,0,0,0]
[22,{"$f":"B2307/$F$2403","v":0},0,0,0,0,0,0,0,0,0,0,0,0,null,22,{"$f":"Q2307/$F$2403","v":0},0,0,0,0,0,0,0,0,0,0,0,0,null,22,{"$f":"AF2307/$F$2403","v":0},0,0,0,0,0,0,0,0,0,0,0,0]
[23,{"$f":"B2308/$F$2403","v":0},0,0,0,0,0,0,0,0,0,0,0,0,null,23,{"$f":"Q2308/$F$2403","v":0},0,0,0,0,0,0,0,0,0,0,0,0,null,23,{"$f":"AF2308/$F$2403","v":0},0,0,0,0,0,0,0,0,0,0,0,0]
["kWh/日",{"$f":"SUM(B2405:B2428)","v":0},{"$f":"SUM(C2405:C2428)","v":0},0,0,0,0,0,0,0,0,0,0,{"$f":"SUM(B2429:M2429)","v":0},null,"kWh/日",{"$f":"SUM(Q2405:Q2428)","v":0},{"$f":"SUM(R2405:R2428)","v":0},0,0,0,0,0,0,0,0,0,0,{"$f":"SUM(Q2429:AB2429)","v":0},null,"kWh/日",{"$f":"SUM(AF2405:AF2428)","v":0},{"$f":"SUM(AG2405:AG2428)","v":0},0,0,0,0,0,0,0,0,0,0,{"$f":"SUM(AF2429:AQ2429)","v":0}]
["日",{"$f":"B$28","v":20},{"$f":"C$28","v":20},22,20,20,22,20,23,20,21,20,21,{"$f":"SUM(B2430:M2430)","v":249},null,"日",{"$f":"Q$28","v":4},{"$f":"R$28","v":3},4,4,4,4,5,4,4,4,4,4,{"$f":"SUM(Q2430:AB2430)","v":48},null,"日",{"$f":"AF$28","v":7},{"$f":"AG$28","v":5},5,6,7,4,6,4,6,6,6,6,{"$f":"SUM(AF2430:AQ2430)","v":68}]
["MWh/月",{"$f":"B2429*B2430/1000","v":0},{"$f":"C2429*C2430/1000","v":0},0,0,0,0,0,0,0,0,0,0,{"$f":"SUM(B2431:M2431)","v":0},null,"MWh/月",{"$f":"Q2429*Q2430/1000","v":0},{"$f":"R2429*R2430/1000","v":0},0,0,0,0,0,0,0,0,0,0,{"$f":"SUM(Q2431:AB2431)","v":0},null,"MWh/月",{"$f":"AF2429*AF2430/1000","v":0},{"$f":"AG2429*AG2430/1000","v":0},0,0,0,0,0,0,0,0,0,0,{"$f":"SUM(AF2431:AQ2431)","v":0}]
[]
["購入電力量（既設建物）",null,null,null,null,null,null,null,null,null,null,null,null,"（既設建物・平日）",null,"購入電力量（既設建物）",null,null,null,null,null,null,null,null,null,null,null,null,"（既設建物・土曜）",null,"購入電力量（既設建物）",null,null,null,null,null,null,null,null,null,null,null,null,"（既設建物・休日）"]
["kW","1月","2月","3月","4月","5月","6月","7月","8月","9月","10月","11月","12月","計",null,"kW","1月","2月","3月","4月","5月","6月","7月","8月","9月","10月","11月","12月","計",null,"kW","1月","2月","3月","4月","5月","6月","7月","8月","9月","10月","11月","12月","計"]
[0,{"$f":"SUM(B1505,B2135,B2225,B2315)","v":0},{"$f":"SUM(C1505,C2135,C2225,C2315)","v":0},0,0,0,0,0,0,0,0,0,0,{"$f":"SUM(B2435:M2435)","v":0},null,0,{"$f":"SUM(Q1505,Q2135,Q2225,Q2315)","v":0},{"$f":"SUM(R1505,R2135,R2225,R2315)","v":0},0,0,0,0,0,0,0,0,0,0,{"$f":"SUM(Q2435:AB2435)","v":0},null,0,{"$f":"SUM(AF1505,AF2135,AF2225,AF2315)","v":0},{"$f":"SUM(AG1505,AG2135,AG2225,AG2315)","v":0},0,0,0,0,0,0,0,0,0,0,{"$f":"SUM(AF2435:AQ2435)","v":0}]
[1,{"$f":"SUM(B1506,B2136,B2226,B2316)","v":0},0,0,0,0,0,0,0,0,0,0,0,{"$f":"SUM(B2436:M2436)","v":0},null,1,{"$f":"SUM(Q1506,Q2136,Q2226,Q2316)","v":0},0,0,0,0,0,0,0,0,0,0,0,{"$f":"SUM(Q2436:AB2436)","v":0},null,1,{"$f":"SUM(AF1506,AF2136,AF2226,AF2316)","v":0},0,0,0,0,0,0,0,0,0,0,0,{"$f":"SUM(AF2436:AQ2436)","v":0}]
[2,{"$f":"SUM(B1507,B2137,B2227,B2317)","v":0},0,0,0,0,0,0,0,0,0,0,0,0,null,2,{"$f":"SUM(Q1507,Q2137,Q2227,Q2317)","v":0},0,0,0,0,0,0,0,0,0,0,0,0,null,2,{"$f":"SUM(AF1507,AF2137,AF2227,AF2317)","v":0},0,0,0,0,0,0,0,0,0,0,0,0]
[3,{"$f":"SUM(B1508,B2138,B2228,B2318)","v":0},0,0,0,0,0,0,0,0,0,0,0,0,null,3,{"$f":"SUM(Q1508,Q2138,Q2228,Q2318)","v":0},0,0,0,0,0,0,0,0,0,0,0,0,null,3,{"$f":"SUM(AF1508,AF2138,AF2228,AF2318)","v":0},0,0,0,0,0,0,0,0,0,0,0,0]
[4,{"$f":"SUM(B1509,B2139,B2229,B2319)","v":0},0,0,0,0,0,0,0,0,0,0,0,0,null,4,{"$f":"SUM(Q1509,Q2139,Q2229,Q2319)","v":0},0,0,0,0,0,0,0,0,0,0,0,0,null,4,{"$f":"SUM(AF1509,AF2139,AF2229,AF2319)","v":0},0,0,0,0,0,0,0,0,0,0,0,0]
[5,{"$f":"SUM(B1510,B2140,B2230,B2320)","v":0},0,0,0,0,0,0,0,0,0,0,0,0,null,5,{"$f":"SUM(Q1510,Q2140,Q2230,Q2320)","v":0},0,0,0,0,0,0,0,0,0,0,0,0,null,5,{"$f":"SUM(AF1510,AF2140,AF2230,AF2320)","v":0},0,0,0,0,0,0,0,0,0,0,0,0]
[6,{"$f":"SUM(B1511,B2141,B2231,B2321)","v":0},0,0,0,0,0,0,0,0,0,0,0,0,null,6,{"$f":"SUM(Q1511,Q2141,Q2231,Q2321)","v":0},0,0,0,0,0,0,0,0,0,0,0,0,null,6,{"$f":"SUM(AF1511,AF2141,AF2231,AF2321)","v":0},0,0,0,0,0,0,0,0,0,0,0,0]
[7,{"$f":"SUM(B1512,B2142,B2232,B2322)","v":0},0,0,0,0,0,0,0,0,0,0,0,0,null,7,{"$f":"SUM(Q1512,Q2142,Q2232,Q2322)","v":0},0,0,0,0,0,0,0,0,0,0,0,0,null,7,{"$f":"SUM(AF1512,AF2142,AF2232,AF2322)","v":0},0,0,0,0,0,0,0,0,0,0,0,0]
[8,{"$f":"SUM(B1513,B2143,B2233,B2323)","v":0},0,0,0,0,0,0,0,0,0,0,0,0,null,8,{"$f":"SUM(Q1513,Q2143,Q2233,Q2323)","v":0},0,0,0,0,0,0,0,0,0,0,0,0,null,8,{"$f":"SUM(AF1513,AF2143,AF2233,AF2323)","v":0},0,0,0,0,0,0,0,0,0,0,0,0]
[9,{"$f":"SUM(B1514,B2144,B2234,B2324)","v":0},0,0,0,0,0,0,0,0,0,0,0,0,null,9,{"$f":"SUM(Q1514,Q2144,Q2234,Q2324)","v":0},0,0,0,0,0,0,0,0,0,0,0,0,null,9,{"$f":"SUM(AF1514,AF2144,AF2234,AF2324)","v":0},0,0,0,0,0,0,0,0,0,0,0,0]
[10,{"$f":"SUM(B1515,B2145,B2235,B2325)","v":0},0,0,0,0,0,0,0,0,0,0,0,0,null,10,{"$f":"SUM(Q1515,Q2145,Q2235,Q2325)","v":0},0,0,0,0,0,0,0,0,0,0,0,0,null,10,{"$f":"SUM(AF1515,AF2145,AF2235,AF2325)","v":0},0,0,0,0,0,0,0,0,0,0,0,0]
[11,{"$f":"SUM(B1516,B2146,B2236,B2326)","v":0},0,0,0,0,0,0,0,0,0,0,0,0,null,11,{"$f":"SUM(Q1516,Q2146,Q2236,Q2326)","v":0},0,0,0,0,0,0,0,0,0,0,0,0,null,11,{"$f":"SUM(AF1516,AF2146,AF2236,AF2326)","v":0},0,0,0,0,0,0,0,0,0,0,0,0]
[12,{"$f":"SUM(B1517,B2147,B2237,B2327)","v":0},0,0,0,0,0,0,0,0,0,0,0,0,null,12,{"$f":"SUM(Q1517,Q2147,Q2237,Q2327)","v":0},0,0,0,0,0,0,0,0,0,0,0,0,null,12,{"$f":"SUM(AF1517,AF2147,AF2237,AF2327)","v":0},0,0,0,0,0,0,0,0,0,0,0,0]
[13,{"$f":"SUM(B1518,B2148,B2238,B2328)","v":0},0,0,0,0,0,0,0,0,0,0,0,0,null,13,{"$f":"SUM(Q1518,Q2148,Q2238,Q2328)","v":0},0,0,0,0,0,0,0,0,0,0,0,0,null,13,{"$f":"SUM(AF1518,AF2148,AF2238,AF2328)","v":0},0,0,0,0,0,0,0,0,0,0,0,0]
[14,{"$f":"SUM(B1519,B2149,B2239,B2329)","v":0},0,0,0,0,0,0,0,0,0,0,0,0,null,14,{"$f":"SUM(Q1519,Q2149,Q2239,Q2329)","v":0},0,0,0,0,0,0,0,0,0,0,0,0,null,14,{"$f":"SUM(AF1519,AF2149,AF2239,AF2329)","v":0},0,0,0,0,0,0,0,0,0,0,0,0]
[15,{"$f":"SUM(B1520,B2150,B2240,B2330)","v":0},0,0,0,0,0,0,0,0,0,0,0,0,null,15,{"$f":"SUM(Q1520,Q2150,Q2240,Q2330)","v":0},0,0,0,0,0,0,0,0,0,0,0,0,null,15,{"$f":"SUM(AF1520,AF2150,AF2240,AF2330)","v":0},0,0,0,0,0,0,0,0,0,0,0,0]
[16,{"$f":"SUM(B1521,B2151,B2241,B2331)","v":0},0,0,0,0,0,0,0,0,0,0,0,0,null,16,{"$f":"SUM(Q1521,Q2151,Q2241,Q2331)","v":0},0,0,0,0,0,0,0,0,0,0,0,0,null,16,{"$f":"SUM(AF1521,AF2151,AF2241,AF2331)","v":0},0,0,0,0,0,0,0,0,0,0,0,0]
[17,{"$f":"SUM(B1522,B2152,B2242,B2332)","v":0},0,0,0,0,0,0,0,0,0,0,0,0,null,17,{"$f":"SUM(Q1522,Q2152,Q2242,Q2332)","v":0},0,0,0,0,0,0,0,0,0,0,0,0,null,17,{"$f":"SUM(AF1522,AF2152,AF2242,AF2332)","v":0},0,0,0,0,0,0,0,0,0,0,0,0]
[18,{"$f":"SUM(B1523,B2153,B2243,B2333)","v":0},0,0,0,0,0,0,0,0,0,0,0,0,null,18,{"$f":"SUM(Q1523,Q2153,Q2243,Q2333)","v":0},0,0,0,0,0,0,0,0,0,0,0,0,null,18,{"$f":"SUM(AF1523,AF2153,AF2243,AF2333)","v":0},0,0,0,0,0,0,0,0,0,0,0,0]
[19,{"$f":"SUM(B1524,B2154,B2244,B2334)","v":0},0,0,0,0,0,0,0,0,0,0,0,0,null,19,{"$f":"SUM(Q1524,Q2154,Q2244,Q2334)","v":0},0,0,0,0,0,0,0,0,0,0,0,0,null,19,{"$f":"SUM(AF1524,AF2154,AF2244,AF2334)","v":0},0,0,0,0,0,0,0,0,0,0,0,0]
[20,{"$f":"SUM(B1525,B2155,B2245,B2335)","v":0},0,0,0,0,0,0,0,0,0,0,0,0,null,20,{"$f":"SUM(Q1525,Q2155,Q2245,Q2335)","v":0},0,0,0,0,0,0,0,0,0,0,0,0,null,20,{"$f":"SUM(AF1525,AF2155,AF2245,AF2335)","v":0},0,0,0,0,0,0,0,0,0,0,0,0]
[21,{"$f":"SUM(B1526,B2156,B2246,B2336)","v":0},0,0,0,0,0,0,0,0,0,0,0,0,null,21,{"$f":"SUM(Q1526,Q2156,Q2246,Q2336)","v":0},0,0,0,0,0,0,0,0,0,0,0,0,null,21,{"$f":"SUM(AF1526,AF2156,AF2246,AF2336)","v":0},0,0,0,0,0,0,0,0,0,0,0,0]
[22,{"$f":"SUM(B1527,B2157,B2247,B2337)","v":0},0,0,0,0,0,0,0,0,0,0,0,0,null,22,{"$f":"SUM(Q1527,Q2157,Q2247,Q2337)","v":0},0,0,0,0,0,0,0,0,0,0,0,0,null,22,{"$f":"SUM(AF1527,AF2157,AF2247,AF2337)","v":0},0,0,0,0,0,0,0,0,0,0,0,0]
[23,{"$f":"SUM(B1528,B2158,B2248,B2338)","v":0},0,0,0,0,0,0,0,0,0,0,0,0,null,23,{"$f":"SUM(Q1528,Q2158,Q2248,Q2338)","v":0},0,0,0,0,0,0,0,0,0,0,0,0,null,23,{"$f":"SUM(AF1528,AF2158,AF2248,AF2338)","v":0},0,0,0,0,0,0,0,0,0,0,0,0]
["kWh/日",{"$f":"SUM(B2435:B2458)","v":0},{"$f":"SUM(C2435:C2458)","v":0},0,0,0,0,0,0,0,0,0,0,{"$f":"SUM(B2459:M2459)","v":0},null,"kWh/日",{"$f":"SUM(Q2435:Q2458)","v":0},{"$f":"SUM(R2435:R2458)","v":0},0,0,0,0,0,0,0,0,0,0,{"$f":"SUM(Q2459:AB2459)","v":0},null,"kWh/日",{"$f":"SUM(AF2435:AF2458)","v":0},{"$f":"SUM(AG2435:AG2458)","v":0},0,0,0,0,0,0,0,0,0,0,{"$f":"SUM(AF2459:AQ2459)","v":0}]
["日",{"$f":"B$28","v":20},{"$f":"C$28","v":20},22,20,20,22,20,23,20,21,20,21,{"$f":"SUM(B2460:M2460)","v":249},null,"日",{"$f":"Q$28","v":4},{"$f":"R$28","v":3},4,4,4,4,5,4,4,4,4,4,{"$f":"SUM(Q2460:AB2460)","v":48},null,"日",{"$f":"AF$28","v":7},{"$f":"AG$28","v":5},5,6,7,4,6,4,6,6,6,6,{"$f":"SUM(AF2460:AQ2460)","v":68}]
["MWh/月",{"$f":"B2459*B2460/1000","v":0},{"$f":"C2459*C2460/1000","v":0},0,0,0,0,0,0,0,0,0,0,{"$f":"SUM(B2461:M2461)","v":0},null,"MWh/月",{"$f":"Q2459*Q2460/1000","v":0},{"$f":"R2459*R2460/1000","v":0},0,0,0,0,0,0,0,0,0,0,{"$f":"SUM(Q2461:AB2461)","v":0},null,"MWh/月",{"$f":"AF2459*AF2460/1000","v":0},{"$f":"AG2459*AG2460/1000","v":0},0,0,0,0,0,0,0,0,0,0,{"$f":"SUM(AF2461:AQ2461)","v":0}]
[]
["都市ガス消費量（既設建物）",null,null,null,null,null,null,null,null,null,null,null,null,"（既設建物・平日）",null,"都市ガス消費量（既設建物）",null,null,null,null,null,null,null,null,null,null,null,null,"（既設建物・土曜）",null,"都市ガス消費量（既設建物）",null,null,null,null,null,null,null,null,null,null,null,null,"（既設建物・休日）"]
["kW","1月","2月","3月","4月","5月","6月","7月","8月","9月","10月","11月","12月","計",null,"kW","1月","2月","3月","4月","5月","6月","7月","8月","9月","10月","11月","12月","計",null,"kW","1月","2月","3月","4月","5月","6月","7月","8月","9月","10月","11月","12月","計"]
[0,{"$f":"SUM(B2405,B2375,B2345,)","v":0},{"$f":"SUM(C2405,C2375,C2345,)","v":0},0,0,0,0,0,0,0,0,0,0,{"$f":"SUM(B2465:M2465)","v":0},null,0,{"$f":"SUM(Q2405,Q2375,Q2345,)","v":0},{"$f":"SUM(R2405,R2375,R2345,)","v":0},0,0,0,0,0,0,0,0,0,0,{"$f":"SUM(Q2465:AB2465)","v":0},null,0,{"$f":"SUM(AF2405,AF2375,AF2345,)","v":0},{"$f":"SUM(AG2405,AG2375,AG2345,)","v":0},0,0,0,0,0,0,0,0,0,0,{"$f":"SUM(AF2465:AQ2465)","v":0}]
[1,{"$f":"SUM(B2406,B2376,B2346,)","v":0},0,0,0,0,0,0,0,0,0,0,0,{"$f":"SUM(B2466:M2466)","v":0},null,1,{"$f":"SUM(Q2406,Q2376,Q2346,)","v":0},0,0,0,0,0,0,0,0,0,0,0,{"$f":"SUM(Q2466:AB2466)","v":0},null,1,{"$f":"SUM(AF2406,AF2376,AF2346,)","v":0},0,0,0,0,0,0,0,0,0,0,0,{"$f":"SUM(AF2466:AQ2466)","v":0}]
[2,{"$f":"SUM(B2407,B2377,B2347,)","v":0},0,0,0,0,0,0,0,0,0,0,0,0,null,2,{"$f":"SUM(Q2407,Q2377,Q2347,)","v":0},0,0,0,0,0,0,0,0,0,0,0,0,null,2,{"$f":"SUM(AF2407,AF2377,AF2347,)","v":0},0,0,0,0,0,0,0,0,0,0,0,0]
[3,{"$f":"SUM(B2408,B2378,B2348,)","v":0},0,0,0,0,0,0,0,0,0,0,0,0,null,3,{"$f":"SUM(Q2408,Q2378,Q2348,)","v":0},0,0,0,0,0,0,0,0,0,0,0,0,null,3,{"$f":"SUM(AF2408,AF2378,AF2348,)","v":0},0,0,0,0,0,0,0,0,0,0,0,0]
[4,{"$f":"SUM(B2409,B2379,B2349,)","v":0},0,0,0,0,0,0,0,0,0,0,0,0,null,4,{"$f":"SUM(Q2409,Q2379,Q2349,)","v":0},0,0,0,0,0,0,0,0,0,0,0,0,null,4,{"$f":"SUM(AF2409,AF2379,AF2349,)","v":0},0,0,0,0,0,0,0,0,0,0,0,0]
[5,{"$f":"SUM(B2410,B2380,B2350,)","v":0},0,0,0,0,0,0,0,0,0,0,0,0,null,5,{"$f":"SUM(Q2410,Q2380,Q2350,)","v":0},0,0,0,0,0,0,0,0,0,0,0,0,null,5,{"$f":"SUM(AF2410,AF2380,AF2350,)","v":0},0,0,0,0,0,0,0,0,0,0,0,0]
[6,{"$f":"SUM(B2411,B2381,B2351,)","v":0},0,0,0,0,0,0,0,0,0,0,0,0,null,6,{"$f":"SUM(Q2411,Q2381,Q2351,)","v":0},0,0,0,0,0,0,0,0,0,0,0,0,null,6,{"$f":"SUM(AF2411,AF2381,AF2351,)","v":0},0,0,0,0,0,0,0,0,0,0,0,0]
[7,{"$f":"SUM(B2412,B2382,B2352,)","v":0},0,0,0,0,0,0,0,0,0,0,0,0,null,7,{"$f":"SUM(Q2412,Q2382,Q2352,)","v":0},0,0,0,0,0,0,0,0,0,0,0,0,null,7,{"$f":"SUM(AF2412,AF2382,AF2352,)","v":0},0,0,0,0,0,0,0,0,0,0,0,0]
[8,{"$f":"SUM(B2413,B2383,B2353,)","v":0},0,0,0,0,0,0,0,0,0,0,0,0,null,8,{"$f":"SUM(Q2413,Q2383,Q2353,)","v":0},0,0,0,0,0,0,0,0,0,0,0,0,null,8,{"$f":"SUM(AF2413,AF2383,AF2353,)","v":0},0,0,0,0,0,0,0,0,0,0,0,0]
[9,{"$f":"SUM(B2414,B2384,B2354,)","v":0},0,0,0,0,0,0,0,0,0,0,0,0,null,9,{"$f":"SUM(Q2414,Q2384,Q2354,)","v":0},0,0,0,0,0,0,0,0,0,0,0,0,null,9,{"$f":"SUM(AF2414,AF2384,AF2354,)","v":0},0,0,0,0,0,0,0,0,0,0,0,0]
[10,{"$f":"SUM(B2415,B2385,B2355,)","v":0},0,0,0,0,0,0,0,0,0,0,0,0,null,10,{"$f":"SUM(Q2415,Q2385,Q2355,)","v":0},0,0,0,0,0,0,0,0,0,0,0,0,null,10,{"$f":"SUM(AF2415,AF2385,AF2355,)","v":0},0,0,0,0,0,0,0,0,0,0,0,0]
[11,{"$f":"SUM(B2416,B2386,B2356,)","v":0},0,0,0,0,0,0,0,0,0,0,0,0,null,11,{"$f":"SUM(Q2416,Q2386,Q2356,)","v":0},0,0,0,0,0,0,0,0,0,0,0,0,null,11,{"$f":"SUM(AF2416,AF2386,AF2356,)","v":0},0,0,0,0,0,0,0,0,0,0,0,0]
[12,{"$f":"SUM(B2417,B2387,B2357,)","v":0},0,0,0,0,0,0,0,0,0,0,0,0,null,12,{"$f":"SUM(Q2417,Q2387,Q2357,)","v":0},0,0,0,0,0,0,0,0,0,0,0,0,null,12,{"$f":"SUM(AF2417,AF2387,AF2357,)","v":0},0,0,0,0,0,0,0,0,0,0,0,0]
[13,{"$f":"SUM(B2418,B2388,B2358,)","v":0},0,0,0,0,0,0,0,0,0,0,0,0,null,13,{"$f":"SUM(Q2418,Q2388,Q2358,)","v":0},0,0,0,0,0,0,0,0,0,0,0,0,null,13,{"$f":"SUM(AF2418,AF2388,AF2358,)","v":0},0,0,0,0,0,0,0,0,0,0,0,0]
[14,{"$f":"SUM(B2419,B2389,B2359,)","v":0},0,0,0,0,0,0,0,0,0,0,0,0,null,14,{"$f":"SUM(Q2419,Q2389,Q2359,)","v":0},0,0,0,0,0,0,0,0,0,0,0,0,null,14,{"$f":"SUM(AF2419,AF2389,AF2359,)","v":0},0,0,0,0,0,0,0,0,0,0,0,0]
[15,{"$f":"SUM(B2420,B2390,B2360,)","v":0},0,0,0,0,0,0,0,0,0,0,0,0,null,15,{"$f":"SUM(Q2420,Q2390,Q2360,)","v":0},0,0,0,0,0,0,0,0,0,0,0,0,null,15,{"$f":"SUM(AF2420,AF2390,AF2360,)","v":0},0,0,0,0,0,0,0,0,0,0,0,0]
[16,{"$f":"SUM(B2421,B2391,B2361,)","v":0},0,0,0,0,0,0,0,0,0,0,0,0,null,16,{"$f":"SUM(Q2421,Q2391,Q2361,)","v":0},0,0,0,0,0,0,0,0,0,0,0,0,null,16,{"$f":"SUM(AF2421,AF2391,AF2361,)","v":0},0,0,0,0,0,0,0,0,0,0,0,0]
[17,{"$f":"SUM(B2422,B2392,B2362,)","v":0},0,0,0,0,0,0,0,0,0,0,0,0,null,17,{"$f":"SUM(Q2422,Q2392,Q2362,)","v":0},0,0,0,0,0,0,0,0,0,0,0,0,null,17,{"$f":"SUM(AF2422,AF2392,AF2362,)","v":0},0,0,0,0,0,0,0,0,0,0,0,0]
[18,{"$f":"SUM(B2423,B2393,B2363,)","v":0},0,0,0,0,0,0,0,0,0,0,0,0,null,18,{"$f":"SUM(Q2423,Q2393,Q2363,)","v":0},0,0,0,0,0,0,0,0,0,0,0,0,null,18,{"$f":"SUM(AF2423,AF2393,AF2363,)","v":0},0,0,0,0,0,0,0,0,0,0,0,0]
[19,{"$f":"SUM(B2424,B2394,B2364,)","v":0},0,0,0,0,0,0,0,0,0,0,0,0,null,19,{"$f":"SUM(Q2424,Q2394,Q2364,)","v":0},0,0,0,0,0,0,0,0,0,0,0,0,null,19,{"$f":"SUM(AF2424,AF2394,AF2364,)","v":0},0,0,0,0,0,0,0,0,0,0,0,0]
[20,{"$f":"SUM(B2425,B2395,B2365,)","v":0},0,0,0,0,0,0,0,0,0,0,0,0,null,20,{"$f":"SUM(Q2425,Q2395,Q2365,)","v":0},0,0,0,0,0,0,0,0,0,0,0,0,null,20,{"$f":"SUM(AF2425,AF2395,AF2365,)","v":0},0,0,0,0,0,0,0,0,0,0,0,0]
[21,{"$f":"SUM(B2426,B2396,B2366,)","v":0},0,0,0,0,0,0,0,0,0,0,0,0,null,21,{"$f":"SUM(Q2426,Q2396,Q2366,)","v":0},0,0,0,0,0,0,0,0,0,0,0,0,null,21,{"$f":"SUM(AF2426,AF2396,AF2366,)","v":0},0,0,0,0,0,0,0,0,0,0,0,0]
[22,{"$f":"SUM(B2427,B2397,B2367,)","v":0},0,0,0,0,0,0,0,0,0,0,0,0,null,22,{"$f":"SUM(Q2427,Q2397,Q2367,)","v":0},0,0,0,0,0,0,0,0,0,0,0,0,null,22,{"$f":"SUM(AF2427,AF2397,AF2367,)","v":0},0,0,0,0,0,0,0,0,0,0,0,0]
[23,{"$f":"SUM(B2428,B2398,B2368,)","v":0},0,0,0,0,0,0,0,0,0,0,0,0,null,23,{"$f":"SUM(Q2428,Q2398,Q2368,)","v":0},0,0,0,0,0,0,0,0,0,0,0,0,null,23,{"$f":"SUM(AF2428,AF2398,AF2368,)","v":0},0,0,0,0,0,0,0,0,0,0,0,0]
["kWh/日",{"$f":"SUM(B2465:B2488)","v":0},{"$f":"SUM(C2465:C2488)","v":0},0,0,0,0,0,0,0,0,0,0,{"$f":"SUM(B2489:M2489)","v":0},null,"kWh/日",{"$f":"SUM(Q2465:Q2488)","v":0},{"$f":"SUM(R2465:R2488)","v":0},0,0,0,0,0,0,0,0,0,0,{"$f":"SUM(Q2489:AB2489)","v":0},null,"kWh/日",{"$f":"SUM(AF2465:AF2488)","v":0},{"$f":"SUM(AG2465:AG2488)","v":0},0,0,0,0,0,0,0,0,0,0,{"$f":"SUM(AF2489:AQ2489)","v":0}]
["日",{"$f":"B$28","v":20},{"$f":"C$28","v":20},22,20,20,22,20,23,20,21,20,21,{"$f":"SUM(B2490:M2490)","v":249},null,"日",{"$f":"Q$28","v":4},{"$f":"R$28","v":3},4,4,4,4,5,4,4,4,4,4,{"$f":"SUM(Q2490:AB2490)","v":48},null,"日",{"$f":"AF$28","v":7},{"$f":"AG$28","v":5},5,6,7,4,6,4,6,6,6,6,{"$f":"SUM(AF2490:AQ2490)","v":68}]
["MWh/月",{"$f":"B2489*B2490/1000","v":0},{"$f":"C2489*C2490/1000","v":0},0,0,0,0,0,0,0,0,0,0,{"$f":"SUM(B2491:M2491)","v":0},null,"MWh/月",{"$f":"Q2489*Q2490/1000","v":0},{"$f":"R2489*R2490/1000","v":0},0,0,0,0,0,0,0,0,0,0,{"$f":"SUM(Q2491:AB2491)","v":0},null,"MWh/月",{"$f":"AF2489*AF2490/1000","v":0},{"$f":"AG2489*AG2490/1000","v":0},0,0,0,0,0,0,0,0,0,0,{"$f":"SUM(AF2491:AQ2491)","v":0}]
[]
["電力料金（AS-TOU）",null,null,null,"契約電力",{"$f":"MAX(B2435:M2458,Q2435:AB2458,AF2435:AQ2458)","v":0},"kW (CGS分減算）",null,null,null,null,null,"新設建物（電力・熱融通エリア）","（平日）",null,"電力料金（AS-TOU）",null,null,null,null,null,null,null,null,null,null,null,"新設建物（電力・熱融通エリア）","（土曜）",null,"電力料金（AS-TOU）",null,null,null,null,null,null,null,null,null,null,null,"新設建物（電力・熱融通エリア）","（休日）"]
["kWh","1月","2月","3月","4月","5月","6月","7月","8月","9月","10月","11月","12月","計",null,"kWh","1月","2月","3月","4月","5月","6月","7月","8月","9月","10月","11月","12月","計",null,"kWh","1月","2月","3月","4月","5月","6月","7月","8月","9月","10月","11月","12月","計"]
["重負荷",0,0,0,0,0,0,{"$f":"SUM(H2445:H2451)","v":0},{"$f":"SUM(I2445:I2451)","v":0},{"$f":"SUM(J2445:J2451)","v":0},0,0,0,null,null,"重負荷",0,0,0,0,0,0,{"$f":"SUM(W2445:W2451)","v":0},{"$f":"SUM(X2445:X2451)","v":0},0,0,0,0,null,null,"重負荷",0,0,0,0,0,0,0,0,0,0,0,0]
["昼間",{"$f":"SUM(B2443:B2456)","v":0},{"$f":"SUM(C2443:C2456)","v":0},0,0,0,0,{"$f":"SUM(H2443:H2444,H2452:H2456)","v":0},{"$f":"SUM(I2443:I2444,I2452:I2456)","v":0},0,{"$f":"SUM(K2443:K2456)","v":0},0,0,null,null,"昼間",{"$f":"SUM(Q2443:Q2456)","v":0},{"$f":"SUM(R2443:R2456)","v":0},0,0,0,0,{"$f":"SUM(W2443:W2444,W2452:W2456)","v":0},{"$f":"SUM(X2443:X2444,X2452:X2456)","v":0},0,{"$f":"SUM(Z2443:Z2456)","v":0},0,0,null,null,"昼間",{"$f":"SUM(AF2443:AF2456)","v":0},{"$f":"SUM(AG2443:AG2456)","v":0},0,0,0,0,0,0,{"$f":"SUM(AN2443:AN2456)","v":0},{"$f":"SUM(AO2443:AO2456)","v":0},0,0]
["夜間",{"$f":"SUM(B2435:B2442,B2457:B2458)","v":0},{"$f":"SUM(C2435:C2442,C2457:C2458)","v":0},0,0,0,0,0,0,0,0,0,0,null,null,"夜間",{"$f":"SUM(Q2435:Q2442,Q2457:Q2458)","v":0},{"$f":"SUM(R2435:R2442,R2457:R2458)","v":0},0,0,0,0,0,0,0,0,0,0,null,null,"夜間",{"$f":"SUM(AF2435:AF2442,AF2457:AF2458)","v":0},{"$f":"SUM(AG2435:AG2442,AG2457:AG2458)","v":0},0,0,0,0,0,0,0,0,0,0]
["日",{"$f":"DB!$H$3","v":20},{"$f":"DB!$I$3","v":20},{"$f":"DB!$J$3","v":22},{"$f":"DB!$K$3","v":20},{"$f":"DB!$L$3","v":20},{"$f":"DB!$M$3","v":22},{"$f":"DB!$N$3","v":20},{"$f":"DB!$O$3","v":23},{"$f":"DB!$P$3","v":20},{"$f":"DB!$Q$3","v":21},{"$f":"DB!$R$3","v":20},{"$f":"DB!$S$3","v":21},{"$f":"SUM(B2498:M2498)","v":249},null,"日",{"$f":"DB!$H$4","v":4},{"$f":"DB!$I$4","v":3},{"$f":"DB!$J$4","v":4},{"$f":"DB!$K$4","v":4},{"$f":"DB!$L$4","v":4},{"$f":"DB!$M$4","v":4},{"$f":"DB!$N$4","v":5},{"$f":"DB!$O$4","v":4},{"$f":"DB!$P$4","v":4},{"$f":"DB!$Q$4","v":4},{"$f":"DB!$R$4","v":4},{"$f":"DB!$S$4","v":4},{"$f":"SUM(Q2498:AB2498)","v":48},null,"日",{"$f":"DB!$H$5","v":7},{"$f":"DB!$I$5","v":5},{"$f":"DB!$J$5","v":5},{"$f":"DB!$K$5","v":6},{"$f":"DB!$L$5","v":7},{"$f":"DB!$M$5","v":4},{"$f":"DB!$N$5","v":6},{"$f":"DB!$O$5","v":4},{"$f":"DB!$P$5","v":6},{"$f":"DB!$Q$5","v":6},{"$f":"DB!$R$5","v":6},{"$f":"DB!$S$5","v":6},{"$f":"SUM(AF2498:AQ2498)","v":68}]
["MWh/月",null,null,null,null,null,null,null,null,null,null,null,null,null,null,"MWh/月",null,null,null,null,null,null,null,null,null,null,null,null,null,null,"MWh/月"]
["重負荷",{"$f":"B2495*B$2498","v":0},{"$f":"C2495*C$2498","v":0},0,0,0,0,0,0,0,0,0,0,{"$f":"SUM(B2500:M2500)","v":0},null,"重負荷",{"$f":"Q2495*Q$2498","v":0},{"$f":"R2495*R$2498","v":0},0,0,0,0,0,0,0,0,0,0,{"$f":"SUM(Q2500:AB2500)","v":0},null,"重負荷",{"$f":"AF2495*AF$2498","v":0},{"$f":"AG2495*AG$2498","v":0},0,0,0,0,0,0,0,0,0,0,{"$f":"SUM(AF2500:AQ2500)","v":0}]
["昼間",{"$f":"B2496*B$2498","v":0},{"$f":"C2496*C$2498","v":0},0,0,0,0,0,0,0,0,0,0,{"$f":"SUM(B2501:M2501)","v":0},null,"昼間",{"$f":"Q2496*Q$2498","v":0},0,0,0,0,0,0,0,0,0,0,0,{"$f":"SUM(Q2501:AB2501)","v":0},null,"昼間",{"$f":"AF2496*AF$2498","v":0},0,0,0,0,0,0,0,0,0,0,0,{"$f":"SUM(AF2501:AQ2501)","v":0}]
["夜間",{"$f":"B2497*B$2498","v":0},0,0,0,0,0,0,0,0,0,0,0,{"$f":"SUM(B2502:M2502)","v":0},null,"夜間",{"$f":"Q2497*Q$2498","v":0},0,0,0,0,0,0,0,0,0,0,0,0,null,"夜間",{"$f":"AF2497*AF$2498","v":0},0,0,0,0,0,0,0,0,0,0,0,0]
[null,null,"単価","値","料金"]
["基本",null,{"$f":"詳細版!AD14","v":1733.4},{"$f":"F2493","v":0},{"$f":"C2504*D2504*12","v":0}]
["従量","重負荷",{"$f":"詳細版!AD15+詳細版!$U$39+詳細版!$U$40","v":22.209999999999997},{"$f":"SUM(N2500,AC2500,AR2500)","v":0},{"$f":"C2505*D2505","v":0}]
[null,"昼間",{"$f":"詳細版!AD16+詳細版!$U$39+詳細版!$U$40","v":16.989999999999998},{"$f":"SUM(N2501,AC2501,AR2501)","v":0},{"$f":"C2506*D2506","v":0}]
[null,"夜間",{"$f":"詳細版!AD17+詳細版!$U$39+詳細版!$U$40","v":12.71},{"$f":"SUM(N2502,AC2502,AR2502)","v":0},{"$f":"C2507*D2507","v":0}]
[null,null,null,"合計",{"$f":"SUM(E2504:E2507)","v":0}]
[]
["電力料金（AS）",null,null,null,"契約電力",{"$f":"F2493","v":0},null,null,null,null,null,null,"新設建物（電力・熱融通エリア）","（平日）",null,"電力料金（AS）",null,null,null,null,null,null,null,null,null,null,null,"新設建物（電力・熱融通エリア）","（土曜）",null,"電力料金（AS）",null,null,null,null,null,null,null,null,null,null,null,"新設建物（電力・熱融通エリア）","（休日）"]
["kWh","1月","2月","3月","4月","5月","6月","7月","8月","9月","10月","11月","12月","計",null,"kWh","1月","2月","3月","4月","5月","6月","7月","8月","9月","10月","11月","12月","計",null,"kWh","1月","2月","3月","4月","5月","6月","7月","8月","9月","10月","11月","12月","計"]
["昼間",{"$f":"SUM(B2443:B2456)","v":0},{"$f":"SUM(C2443:C2456)","v":0},0,0,0,0,0,0,0,0,0,0,null,null,"昼間",{"$f":"SUM(Q2443:Q2456)","v":0},{"$f":"SUM(R2443:R2456)","v":0},0,0,0,0,0,0,0,0,0,0,null,null,"昼間",{"$f":"SUM(AF2443:AF2456)","v":0},{"$f":"SUM(AG2443:AG2456)","v":0},0,0,0,0,0,0,0,0,0,0]
["夜間",{"$f":"SUM(B2435:B2442,B2457:B2458)","v":0},{"$f":"SUM(C2435:C2442,C2457:C2458)","v":0},0,0,0,0,0,0,0,0,0,0,null,null,"夜間",{"$f":"SUM(Q2435:Q2442,Q2457:Q2458)","v":0},{"$f":"SUM(R2435:R2442,R2457:R2458)","v":0},0,0,0,0,0,0,0,0,0,0,null,null,"夜間",{"$f":"SUM(AF2435:AF2442,AF2457:AF2458)","v":0},{"$f":"SUM(AG2435:AG2442,AG2457:AG2458)","v":0},0,0,0,0,0,0,0,0,0,0]
["日",{"$f":"DB!$H$3","v":20},{"$f":"DB!$I$3","v":20},{"$f":"DB!$J$3","v":22},{"$f":"DB!$K$3","v":20},{"$f":"DB!$L$3","v":20},{"$f":"DB!$M$3","v":22},{"$f":"DB!$N$3","v":20},{"$f":"DB!$O$3","v":23},{"$f":"DB!$P$3","v":20},{"$f":"DB!$Q$3","v":21},{"$f":"DB!$R$3","v":20},{"$f":"DB!$S$3","v":21},{"$f":"SUM(B2514:M2514)","v":249},null,"日",{"$f":"DB!$H$4","v":4},{"$f":"DB!$I$4","v":3},{"$f":"DB!$J$4","v":4},{"$f":"DB!$K$4","v":4},{"$f":"DB!$L$4","v":4},{"$f":"DB!$M$4","v":4},{"$f":"DB!$N$4","v":5},{"$f":"DB!$O$4","v":4},{"$f":"DB!$P$4","v":4},{"$f":"DB!$Q$4","v":4},{"$f":"DB!$R$4","v":4},{"$f":"DB!$S$4","v":4},{"$f":"SUM(Q2514:AB2514)","v":48},null,"日",{"$f":"DB!$H$5","v":7},{"$f":"DB!$I$5","v":5},{"$f":"DB!$J$5","v":5},{"$f":"DB!$K$5","v":6},{"$f":"DB!$L$5","v":7},{"$f":"DB!$M$5","v":4},{"$f":"DB!$N$5","v":6},{"$f":"DB!$O$5","v":4},{"$f":"DB!$P$5","v":6},{"$f":"DB!$Q$5","v":6},{"$f":"DB!$R$5","v":6},{"$f":"DB!$S$5","v":6},{"$f":"SUM(AF2514:AQ2514)","v":68}]
["MWh/月",null,null,null,null,null,null,null,null,null,null,null,null,null,null,"MWh/月",null,null,null,null,null,null,null,null,null,null,null,null,null,null,"MWh/月"]
["昼間",{"$f":"B2512*B$2514","v":0},{"$f":"C2512*C$2514","v":0},0,0,0,0,0,0,0,0,0,0,{"$f":"SUM(B2516:M2516)","v":0},null,"昼間",{"$f":"Q2512*Q$2514","v":0},{"$f":"R2512*R$2514","v":0},0,0,0,0,0,0,0,0,0,0,{"$f":"SUM(Q2516:AB2516)","v":0},null,"昼間",{"$f":"AF2512*AF$2514","v":0},{"$f":"AG2512*AG$2514","v":0},0,0,0,0,0,0,0,0,0,0,{"$f":"SUM(AF2516:AQ2516)","v":0}]
["夜間",{"$f":"B2513*B$2514","v":0},{"$f":"C2513*C$2514","v":0},0,0,0,0,0,0,0,0,0,0,{"$f":"SUM(B2517:M2517)","v":0},null,"夜間",{"$f":"Q2513*Q$2514","v":0},0,0,0,0,0,0,0,0,0,0,0,0,null,"夜間",{"$f":"AF2513*AF$2514","v":0},0,0,0,0,0,0,0,0,0,0,0,0]
[null,null,"単価","値","料金"]
["基本",null,{"$f":"詳細版!AD18","v":1733.4},{"$f":"F2510","v":0},{"$f":"C2519*D2519*12","v":0}]
["従量","昼間",{"$f":"詳細版!AD19+詳細版!$U$39+詳細版!$U$40","v":16.849999999999998},{"$f":"SUM(N2516,AC2516,AR2516)","v":0},{"$f":"C2520*D2520","v":0}]
[null,"夜間",{"$f":"詳細版!AD20+詳細版!$U$39+詳細版!$U$40","v":15.8},{"$f":"SUM(N2517,AC2517,AR2517)","v":0},{"$f":"C2521*D2521","v":0}]
[null,null,null,"合計",{"$f":"SUM(E2519:E2521)","v":0}]

{"sheet":"SysOld","index":5,"n_rows":480,"n_cols":91,"rows_kept":480,"cut":false,"hidden":true,"merged":[]}
["電力負荷",null,null,null,null,null,null,null,null,null,null,null,"新設建物（電力・熱融通エリア）","（平日）",null,"電力負荷",null,null,null,null,null,null,null,null,null,null,null,"新設建物（電力・熱融通エリア）","（土曜）",null,"電力負荷",null,null,null,null,null,null,null,null,null,null,null,"新設建物（電力・熱融通エリア）","（休日）",null,null,null,"電力負荷",null,null,null,null,null,null,null,null,null,null,null,"既設建物（熱融通エリア）","（平日）",null,"電力負荷",null,null,null,null,null,null,null,null,null,null,null,"既設建物（熱融通エリア）","（土曜）",null,"電力負荷",null,null,null,null,null,null,null,null,null,null,null,"既設建物（熱融通エリア）","（休日）"]
["kWh","1月","2月","3月","4月","5月","6月","7月","8月","9月","10月","11月","12月","計",null,"kWh","1月","2月","3月","4月","5月","6月","7月","8月","9月","10月","11月","12月","計",null,"kWh","1月","2月","3月","4月","5月","6月","7月","8月","9月","10月","11月","12月","計",null,null,null,"kWh","1月","2月","3月","4月","5月","6月","7月","8月","9月","10月","11月","12月","計",null,"kWh","1月","2月","3月","4月","5月","6月","7月","8月","9月","10月","11月","12月","計",null,"kWh","1月","2月","3月","4月","5月","6月","7月","8月","9月","10月","11月","12月","計"]
[0,{"$f":"DmTimely!C782","v":0},{"$f":"DmTimely!D782","v":0},{"$f":"DmTimely!E782","v":0},{"$f":"DmTimely!F782","v":0},{"$f":"DmTimely!G782","v":0},{"$f":"DmTimely!H782","v":0},{"$f":"DmTimely!I782","v":0},{"$f":"DmTimely!J782","v":0},{"$f":"DmTimely!K782","v":0},{"$f":"DmTimely!L782","v":0},{"$f":"DmTimely!M782","v":0},{"$f":"DmTimely!N782","v":0},{"$f":"SUM(B3:M3)","v":0},null,0,{"$f":"DmTimely!R782","v":0},{"$f":"DmTimely!S782","v":0},{"$f":"DmTimely!T782","v":0},{"$f":"DmTimely!U782","v":0},{"$f":"DmTimely!V782","v":0},{"$f":"DmTimely!W782","v":0},{"$f":"DmTimely!X782","v":0},{"$f":"DmTimely!Y782","v":0},{"$f":"DmTimely!Z782","v":0},{"$f":"DmTimely!AA782","v":0},{"$f":"DmTimely!AB782","v":0},{"$f":"DmTimely!AC782","v":0},{"$f":"SUM(Q3:AB3)","v":0},null,0,{"$f":"DmTimely!AG782","v":0},{"$f":"DmTimely!AH782","v":0},{"$f":"DmTimely!AI782","v":0},{"$f":"DmTimely!AJ782","v":0},{"$f":"DmTimely!AK782","v":0},{"$f":"DmTimely!AL782","v":0},{"$f":"DmTimely!AM782","v":0},{"$f":"DmTimely!AN782","v":0},{"$f":"DmTimely!AO782","v":0},{"$f":"DmTimely!AP782","v":0},{"$f":"DmTimely!AQ782","v":0},{"$f":"DmTimely!AR782","v":0},{"$f":"SUM(AF3:AQ3)","v":0},null,null,null,0,{"$f":"DmTimely!CR782","v":0},{"$f":"DmTimely!CS782","v":0},{"$f":"DmTimely!CT782","v":0},{"$f":"DmTimely!CU782","v":0},{"$f":"DmTimely!CV782","v":0},{"$f":"DmTimely!CW782","v":0},{"$f":"DmTimely!CX782","v":0},{"$f":"DmTimely!CY782","v":0},{"$f":"DmTimely!CZ782","v":0},{"$f":"DmTimely!DA782","v":0},{"$f":"DmTimely!DB782","v":0},{"$f":"DmTimely!DC782","v":0},{"$f":"SUM(AW3:BH3)","v":0},null,0,{"$f":"DmTimely!DG782","v":0},{"$f":"DmTimely!DH782","v":0},{"$f":"DmTimely!DI782","v":0},{"$f":"DmTimely!DJ782","v":0},{"$f":"DmTimely!DK782","v":0},{"$f":"DmTimely!DL782","v":0},{"$f":"DmTimely!DM782","v":0},{"$f":"DmTimely!DN782","v":0},{"$f":"DmTimely!DO782","v":0},{"$f":"DmTimely!DP782","v":0},{"$f":"DmTimely!DQ782","v":0},{"$f":"DmTimely!DR782","v":0},{"$f":"SUM(BL3:BW3)","v":0},null,0,{"$f":"DmTimely!DV782","v":0},{"$f":"DmTimely!DW782","v":0},{"$f":"DmTimely!DX782","v":0},{"$f":"DmTimely!DY782","v":0},{"$f":"DmTimely!DZ782","v":0},{"$f":"DmTimely!EA782","v":0},{"$f":"DmTimely!EB782","v":0},{"$f":"DmTimely!EC782","v":0},{"$f":"DmTimely!ED782","v":0},{"$f":"DmTimely!EE782","v":0},{"$f":"DmTimely!EF782","v":0},{"$f":"DmTimely!EG782","v":0},{"$f":"SUM(CA3:CL3)","v":0}]
[1,{"$f":"DmTimely!C783","v":0},{"$f":"DmTimely!D783","v":0},{"$f":"DmTimely!E783","v":0},{"$f":"DmTimely!F783","v":0},{"$f":"DmTimely!G783","v":0},{"$f":"DmTimely!H783","v":0},{"$f":"DmTimely!I783","v":0},{"$f":"DmTimely!J783","v":0},{"$f":"DmTimely!K783","v":0},{"$f":"DmTimely!L783","v":0},{"$f":"DmTimely!M783","v":0},{"$f":"DmTimely!N783","v":0},{"$f":"SUM(B4:M4)","v":0},null,1,{"$f":"DmTimely!R783","v":0},{"$f":"DmTimely!S783","v":0},{"$f":"DmTimely!T783","v":0},{"$f":"DmTimely!U783","v":0},{"$f":"DmTimely!V783","v":0},{"$f":"DmTimely!W783","v":0},{"$f":"DmTimely!X783","v":0},{"$f":"DmTimely!Y783","v":0},{"$f":"DmTimely!Z783","v":0},{"$f":"DmTimely!AA783","v":0},{"$f":"DmTimely!AB783","v":0},{"$f":"DmTimely!AC783","v":0},{"$f":"SUM(Q4:AB4)","v":0},null,1,{"$f":"DmTimely!AG783","v":0},{"$f":"DmTimely!AH783","v":0},{"$f":"DmTimely!AI783","v":0},{"$f":"DmTimely!AJ783","v":0},{"$f":"DmTimely!AK783","v":0},{"$f":"DmTimely!AL783","v":0},{"$f":"DmTimely!AM783","v":0},{"$f":"DmTimely!AN783","v":0},{"$f":"DmTimely!AO783","v":0},{"$f":"DmTimely!AP783","v":0},{"$f":"DmTimely!AQ783","v":0},{"$f":"DmTimely!AR783","v":0},{"$f":"SUM(AF4:AQ4)","v":0},null,null,null,1,{"$f":"DmTimely!CR783","v":0},{"$f":"DmTimely!CS783","v":0},{"$f":"DmTimely!CT783","v":0},{"$f":"DmTimely!CU783","v":0},{"$f":"DmTimely!CV783","v":0},{"$f":"DmTimely!CW783","v":0},{"$f":"DmTimely!CX783","v":0},{"$f":"DmTimely!CY783","v":0},{"$f":"DmTimely!CZ783","v":0},{"$f":"DmTimely!DA783","v":0},{"$f":"DmTimely!DB783","v":0},{"$f":"DmTimely!DC783","v":0},{"$f":"SUM(AW4:BH4)","v":0},null,1,{"$f":"DmTimely!DG783","v":0},{"$f":"DmTimely!DH783","v":0},{"$f":"DmTimely!DI783","v":0},{"$f":"DmTimely!DJ783","v":0},{"$f":"DmTimely!DK783","v":0},{"$f":"DmTimely!DL783","v":0},{"$f":"DmTimely!DM783","v":0},{"$f":"DmTimely!DN783","v":0},{"$f":"DmTimely!DO783","v":0},{"$f":"DmTimely!DP783","v":0},{"$f":"DmTimely!DQ783","v":0},{"$f":"DmTimely!DR783","v":0},{"$f":"SUM(BL4:BW4)","v":0},null,1,{"$f":"DmTimely!DV783","v":0},{"$f":"DmTimely!DW783","v":0},{"$f":"DmTimely!DX783","v":0},{"$f":"DmTimely!DY783","v":0},{"$f":"DmTimely!DZ783","v":0},{"$f":"DmTimely!EA783","v":0},{"$f":"DmTimely!EB783","v":0},{"$f":"DmTimely!EC783","v":0},{"$f":"DmTimely!ED783","v":0},{"$f":"DmTimely!EE783","v":0},{"$f":"DmTimely!EF783","v":0},{"$f":"DmTimely!EG783","v":0},{"$f":"SUM(CA4:CL4)","v":0}]
[2,{"$f":"DmTimely!C784","v":0},{"$f":"DmTimely!D784","v":0},{"$f":"DmTimely!E784","v":0},{"$f":"DmTimely!F784","v":0},{"$f":"DmTimely!G784","v":0},{"$f":"DmTimely!H784","v":0},{"$f":"DmTimely!I784","v":0},{"$f":"DmTimely!J784","v":0},{"$f":"DmTimely!K784","v":0},{"$f":"DmTimely!L784","v":0},{"$f":"DmTimely!M784","v":0},{"$f":"DmTimely!N784","v":0},0,null,2,{"$f":"DmTimely!R784","v":0},{"$f":"DmTimely!S784","v":0},{"$f":"DmTimely!T784","v":0},{"$f":"DmTimely!U784","v":0},{"$f":"DmTimely!V784","v":0},{"$f":"DmTimely!W784","v":0},{"$f":"DmTimely!X784","v":0},{"$f":"DmTimely!Y784","v":0},{"$f":"DmTimely!Z784","v":0},{"$f":"DmTimely!AA784","v":0},{"$f":"DmTimely!AB784","v":0},{"$f":"DmTimely!AC784","v":0},0,null,2,{"$f":"DmTimely!AG784","v":0},{"$f":"DmTimely!AH784","v":0},{"$f":"DmTimely!AI784","v":0},{"$f":"DmTimely!AJ784","v":0},{"$f":"DmTimely!AK784","v":0},{"$f":"DmTimely!AL784","v":0},{"$f":"DmTimely!AM784","v":0},{"$f":"DmTimely!AN784","v":0},{"$f":"DmTimely!AO784","v":0},{"$f":"DmTimely!AP784","v":0},{"$f":"DmTimely!AQ784","v":0},{"$f":"DmTimely!AR784","v":0},0,null,null,null,2,{"$f":"DmTimely!CR784","v":0},{"$f":"DmTimely!CS784","v":0},{"$f":"DmTimely!CT784","v":0},{"$f":"DmTimely!CU784","v":0},{"$f":"DmTimely!CV784","v":0},{"$f":"DmTimely!CW784","v":0},{"$f":"DmTimely!CX784","v":0},{"$f":"DmTimely!CY784","v":0},{"$f":"DmTimely!CZ784","v":0},{"$f":"DmTimely!DA784","v":0},{"$f":"DmTimely!DB784","v":0},{"$f":"DmTimely!DC784","v":0},0,null,2,{"$f":"DmTimely!DG784","v":0},{"$f":"DmTimely!DH784","v":0},{"$f":"DmTimely!DI784","v":0},{"$f":"DmTimely!DJ784","v":0},{"$f":"DmTimely!DK784","v":0},{"$f":"DmTimely!DL784","v":0},{"$f":"DmTimely!DM784","v":0},{"$f":"DmTimely!DN784","v":0},{"$f":"DmTimely!DO784","v":0},{"$f":"DmTimely!DP784","v":0},{"$f":"DmTimely!DQ784","v":0},{"$f":"DmTimely!DR784","v":0},0,null,2,{"$f":"DmTimely!DV784","v":0},{"$f":"DmTimely!DW784","v":0},{"$f":"DmTimely!DX784","v":0},{"$f":"DmTimely!DY784","v":0},{"$f":"DmTimely!DZ784","v":0},{"$f":"DmTimely!EA784","v":0},{"$f":"DmTimely!EB784","v":0},{"$f":"DmTimely!EC784","v":0},{"$f":"DmTimely!ED784","v":0},{"$f":"DmTimely!EE784","v":0},{"$f":"DmTimely!EF784","v":0},{"$f":"DmTimely!EG784","v":0},0]
[3,{"$f":"DmTimely!C785","v":0},{"$f":"DmTimely!D785","v":0},{"$f":"DmTimely!E785","v":0},{"$f":"DmTimely!F785","v":0},{"$f":"DmTimely!G785","v":0},{"$f":"DmTimely!H785","v":0},{"$f":"DmTimely!I785","v":0},{"$f":"DmTimely!J785","v":0},{"$f":"DmTimely!K785","v":0},{"$f":"DmTimely!L785","v":0},{"$f":"DmTimely!M785","v":0},{"$f":"DmTimely!N785","v":0},0,null,3,{"$f":"DmTimely!R785","v":0},{"$f":"DmTimely!S785","v":0},{"$f":"DmTimely!T785","v":0},{"$f":"DmTimely!U785","v":0},{"$f":"DmTimely!V785","v":0},{"$f":"DmTimely!W785","v":0},{"$f":"DmTimely!X785","v":0},{"$f":"DmTimely!Y785","v":0},{"$f":"DmTimely!Z785","v":0},{"$f":"DmTimely!AA785","v":0},{"$f":"DmTimely!AB785","v":0},{"$f":"DmTimely!AC785","v":0},0,null,3,{"$f":"DmTimely!AG785","v":0},{"$f":"DmTimely!AH785","v":0},{"$f":"DmTimely!AI785","v":0},{"$f":"DmTimely!AJ785","v":0},{"$f":"DmTimely!AK785","v":0},{"$f":"DmTimely!AL785","v":0},{"$f":"DmTimely!AM785","v":0},{"$f":"DmTimely!AN785","v":0},{"$f":"DmTimely!AO785","v":0},{"$f":"DmTimely!AP785","v":0},{"$f":"DmTimely!AQ785","v":0},{"$f":"DmTimely!AR785","v":0},0,null,null,null,3,{"$f":"DmTimely!CR785","v":0},{"$f":"DmTimely!CS785","v":0},{"$f":"DmTimely!CT785","v":0},{"$f":"DmTimely!CU785","v":0},{"$f":"DmTimely!CV785","v":0},{"$f":"DmTimely!CW785","v":0},{"$f":"DmTimely!CX785","v":0},{"$f":"DmTimely!CY785","v":0},{"$f":"DmTimely!CZ785","v":0},{"$f":"DmTimely!DA785","v":0},{"$f":"DmTimely!DB785","v":0},{"$f":"DmTimely!DC785","v":0},0,null,3,{"$f":"DmTimely!DG785","v":0},{"$f":"DmTimely!DH785","v":0},{"$f":"DmTimely!DI785","v":0},{"$f":"DmTimely!DJ785","v":0},{"$f":"DmTimely!DK785","v":0},{"$f":"DmTimely!DL785","v":0},{"$f":"DmTimely!DM785","v":0},{"$f":"DmTimely!DN785","v":0},{"$f":"DmTimely!DO785","v":0},{"$f":"DmTimely!DP785","v":0},{"$f":"DmTimely!DQ785","v":0},{"$f":"DmTimely!DR785","v":0},0,null,3,{"$f":"DmTimely!DV785","v":0},{"$f":"DmTimely!DW785","v":0},{"$f":"DmTimely!DX785","v":0},{"$f":"DmTimely!DY785","v":0},{"$f":"DmTimely!DZ785","v":0},{"$f":"DmTimely!EA785","v":0},{"$f":"DmTimely!EB785","v":0},{"$f":"DmTimely!EC785","v":0},{"$f":"DmTimely!ED785","v":0},{"$f":"DmTimely!EE785","v":0},{"$f":"DmTimely!EF785","v":0},{"$f":"DmTimely!EG785","v":0},0]
[4,{"$f":"DmTimely!C786","v":0},{"$f":"DmTimely!D786","v":0},{"$f":"DmTimely!E786","v":0},{"$f":"DmTimely!F786","v":0},{"$f":"DmTimely!G786","v":0},{"$f":"DmTimely!H786","v":0},{"$f":"DmTimely!I786","v":0},{"$f":"DmTimely!J786","v":0},{"$f":"DmTimely!K786","v":0},{"$f":"DmTimely!L786","v":0},{"$f":"DmTimely!M786","v":0},{"$f":"DmTimely!N786","v":0},0,null,4,{"$f":"DmTimely!R786","v":0},{"$f":"DmTimely!S786","v":0},{"$f":"DmTimely!T786","v":0},{"$f":"DmTimely!U786","v":0},{"$f":"DmTimely!V786","v":0},{"$f":"DmTimely!W786","v":0},{"$f":"DmTimely!X786","v":0},{"$f":"DmTimely!Y786","v":0},{"$f":"DmTimely!Z786","v":0},{"$f":"DmTimely!AA786","v":0},{"$f":"DmTimely!AB786","v":0},{"$f":"DmTimely!AC786","v":0},0,null,4,{"$f":"DmTimely!AG786","v":0},{"$f":"DmTimely!AH786","v":0},{"$f":"DmTimely!AI786","v":0},{"$f":"DmTimely!AJ786","v":0},{"$f":"DmTimely!AK786","v":0},{"$f":"DmTimely!AL786","v":0},{"$f":"DmTimely!AM786","v":0},{"$f":"DmTimely!AN786","v":0},{"$f":"DmTimely!AO786","v":0},{"$f":"DmTimely!AP786","v":0},{"$f":"DmTimely!AQ786","v":0},{"$f":"DmTimely!AR786","v":0},0,null,null,null,4,{"$f":"DmTimely!CR786","v":0},{"$f":"DmTimely!CS786","v":0},{"$f":"DmTimely!CT786","v":0},{"$f":"DmTimely!CU786","v":0},{"$f":"DmTimely!CV786","v":0},{"$f":"DmTimely!CW786","v":0},{"$f":"DmTimely!CX786","v":0},{"$f":"DmTimely!CY786","v":0},{"$f":"DmTimely!CZ786","v":0},{"$f":"DmTimely!DA786","v":0},{"$f":"DmTimely!DB786","v":0},{"$f":"DmTimely!DC786","v":0},0,null,4,{"$f":"DmTimely!DG786","v":0},{"$f":"DmTimely!DH786","v":0},{"$f":"DmTimely!DI786","v":0},{"$f":"DmTimely!DJ786","v":0},{"$f":"DmTimely!DK786","v":0},{"$f":"DmTimely!DL786","v":0},{"$f":"DmTimely!DM786","v":0},{"$f":"DmTimely!DN786","v":0},{"$f":"DmTimely!DO786","v":0},{"$f":"DmTimely!DP786","v":0},{"$f":"DmTimely!DQ786","v":0},{"$f":"DmTimely!DR786","v":0},0,null,4,{"$f":"DmTimely!DV786","v":0},{"$f":"DmTimely!DW786","v":0},{"$f":"DmTimely!DX786","v":0},{"$f":"DmTimely!DY786","v":0},{"$f":"DmTimely!DZ786","v":0},{"$f":"DmTimely!EA786","v":0},{"$f":"DmTimely!EB786","v":0},{"$f":"DmTimely!EC786","v":0},{"$f":"DmTimely!ED786","v":0},{"$f":"DmTimely!EE786","v":0},{"$f":"DmTimely!EF786","v":0},{"$f":"DmTimely!EG786","v":0},0]
[5,{"$f":"DmTimely!C787","v":0},{"$f":"DmTimely!D787","v":0},{"$f":"DmTimely!E787","v":0},{"$f":"DmTimely!F787","v":0},{"$f":"DmTimely!G787","v":0},{"$f":"DmTimely!H787","v":0},{"$f":"DmTimely!I787","v":0},{"$f":"DmTimely!J787","v":0},{"$f":"DmTimely!K787","v":0},{"$f":"DmTimely!L787","v":0},{"$f":"DmTimely!M787","v":0},{"$f":"DmTimely!N787","v":0},0,null,5,{"$f":"DmTimely!R787","v":0},{"$f":"DmTimely!S787","v":0},{"$f":"DmTimely!T787","v":0},{"$f":"DmTimely!U787","v":0},{"$f":"DmTimely!V787","v":0},{"$f":"DmTimely!W787","v":0},{"$f":"DmTimely!X787","v":0},{"$f":"DmTimely!Y787","v":0},{"$f":"DmTimely!Z787","v":0},{"$f":"DmTimely!AA787","v":0},{"$f":"DmTimely!AB787","v":0},{"$f":"DmTimely!AC787","v":0},0,null,5,{"$f":"DmTimely!AG787","v":0},{"$f":"DmTimely!AH787","v":0},{"$f":"DmTimely!AI787","v":0},{"$f":"DmTimely!AJ787","v":0},{"$f":"DmTimely!AK787","v":0},{"$f":"DmTimely!AL787","v":0},{"$f":"DmTimely!AM787","v":0},{"$f":"DmTimely!AN787","v":0},{"$f":"DmTimely!AO787","v":0},{"$f":"DmTimely!AP787","v":0},{"$f":"DmTimely!AQ787","v":0},{"$f":"DmTimely!AR787","v":0},0,null,null,null,5,{"$f":"DmTimely!CR787","v":0},{"$f":"DmTimely!CS787","v":0},{"$f":"DmTimely!CT787","v":0},{"$f":"DmTimely!CU787","v":0},{"$f":"DmTimely!CV787","v":0},{"$f":"DmTimely!CW787","v":0},{"$f":"DmTimely!CX787","v":0},{"$f":"DmTimely!CY787","v":0},{"$f":"DmTimely!CZ787","v":0},{"$f":"DmTimely!DA787","v":0},{"$f":"DmTimely!DB787","v":0},{"$f":"DmTimely!DC787","v":0},0,null,5,{"$f":"DmTimely!DG787","v":0},{"$f":"DmTimely!DH787","v":0},{"$f":"DmTimely!DI787","v":0},{"$f":"DmTimely!DJ787","v":0},{"$f":"DmTimely!DK787","v":0},{"$f":"DmTimely!DL787","v":0},{"$f":"DmTimely!DM787","v":0},{"$f":"DmTimely!DN787","v":0},{"$f":"DmTimely!DO787","v":0},{"$f":"DmTimely!DP787","v":0},{"$f":"DmTimely!DQ787","v":0},{"$f":"DmTimely!DR787","v":0},0,null,5,{"$f":"DmTimely!DV787","v":0},{"$f":"DmTimely!DW787","v":0},{"$f":"DmTimely!DX787","v":0},{"$f":"DmTimely!DY787","v":0},{"$f":"DmTimely!DZ787","v":0},{"$f":"DmTimely!EA787","v":0},{"$f":"DmTimely!EB787","v":0},{"$f":"DmTimely!EC787","v":0},{"$f":"DmTimely!ED787","v":0},{"$f":"DmTimely!EE787","v":0},{"$f":"DmTimely!EF787","v":0},{"$f":"DmTimely!EG787","v":0},0]
[6,{"$f":"DmTimely!C788","v":0},{"$f":"DmTimely!D788","v":0},{"$f":"DmTimely!E788","v":0},{"$f":"DmTimely!F788","v":0},{"$f":"DmTimely!G788","v":0},{"$f":"DmTimely!H788","v":0},{"$f":"DmTimely!I788","v":0},{"$f":"DmTimely!J788","v":0},{"$f":"DmTimely!K788","v":0},{"$f":"DmTimely!L788","v":0},{"$f":"DmTimely!M788","v":0},{"$f":"DmTimely!N788","v":0},0,null,6,{"$f":"DmTimely!R788","v":0},{"$f":"DmTimely!S788","v":0},{"$f":"DmTimely!T788","v":0},{"$f":"DmTimely!U788","v":0},{"$f":"DmTimely!V788","v":0},{"$f":"DmTimely!W788","v":0},{"$f":"DmTimely!X788","v":0},{"$f":"DmTimely!Y788","v":0},{"$f":"DmTimely!Z788","v":0},{"$f":"DmTimely!AA788","v":0},{"$f":"DmTimely!AB788","v":0},{"$f":"DmTimely!AC788","v":0},0,null,6,{"$f":"DmTimely!AG788","v":0},{"$f":"DmTimely!AH788","v":0},{"$f":"DmTimely!AI788","v":0},{"$f":"DmTimely!AJ788","v":0},{"$f":"DmTimely!AK788","v":0},{"$f":"DmTimely!AL788","v":0},{"$f":"DmTimely!AM788","v":0},{"$f":"DmTimely!AN788","v":0},{"$f":"DmTimely!AO788","v":0},{"$f":"DmTimely!AP788","v":0},{"$f":"DmTimely!AQ788","v":0},{"$f":"DmTimely!AR788","v":0},0,null,null,null,6,{"$f":"DmTimely!CR788","v":0},{"$f":"DmTimely!CS788","v":0},{"$f":"DmTimely!CT788","v":0},{"$f":"DmTimely!CU788","v":0},{"$f":"DmTimely!CV788","v":0},{"$f":"DmTimely!CW788","v":0},{"$f":"DmTimely!CX788","v":0},{"$f":"DmTimely!CY788","v":0},{"$f":"DmTimely!CZ788","v":0},{"$f":"DmTimely!DA788","v":0},{"$f":"DmTimely!DB788","v":0},{"$f":"DmTimely!DC788","v":0},0,null,6,{"$f":"DmTimely!DG788","v":0},{"$f":"DmTimely!DH788","v":0},{"$f":"DmTimely!DI788","v":0},{"$f":"DmTimely!DJ788","v":0},{"$f":"DmTimely!DK788","v":0},{"$f":"DmTimely!DL788","v":0},{"$f":"DmTimely!DM788","v":0},{"$f":"DmTimely!DN788","v":0},{"$f":"DmTimely!DO788","v":0},{"$f":"DmTimely!DP788","v":0},{"$f":"DmTimely!DQ788","v":0},{"$f":"DmTimely!DR788","v":0},0,null,6,{"$f":"DmTimely!DV788","v":0},{"$f":"DmTimely!DW788","v":0},{"$f":"DmTimely!DX788","v":0},{"$f":"DmTimely!DY788","v":0},{"$f":"DmTimely!DZ788","v":0},{"$f":"DmTimely!EA788","v":0},{"$f":"DmTimely!EB788","v":0},{"$f":"DmTimely!EC788","v":0},{"$f":"DmTimely!ED788","v":0},{"$f":"DmTimely!EE788","v":0},{"$f":"DmTimely!EF788","v":0},{"$f":"DmTimely!EG788","v":0},0]
[7,{"$f":"DmTimely!C789","v":0},{"$f":"DmTimely!D789","v":0},{"$f":"DmTimely!E789","v":0},{"$f":"DmTimely!F789","v":0},{"$f":"DmTimely!G789","v":0},{"$f":"DmTimely!H789","v":0},{"$f":"DmTimely!I789","v":0},{"$f":"DmTimely!J789","v":0},{"$f":"DmTimely!K789","v":0},{"$f":"DmTimely!L789","v":0},{"$f":"DmTimely!M789","v":0},{"$f":"DmTimely!N789","v":0},0,null,7,{"$f":"DmTimely!R789","v":0},{"$f":"DmTimely!S789","v":0},{"$f":"DmTimely!T789","v":0},{"$f":"DmTimely!U789","v":0},{"$f":"DmTimely!V789","v":0},{"$f":"DmTimely!W789","v":0},{"$f":"DmTimely!X789","v":0},{"$f":"DmTimely!Y789","v":0},{"$f":"DmTimely!Z789","v":0},{"$f":"DmTimely!AA789","v":0},{"$f":"DmTimely!AB789","v":0},{"$f":"DmTimely!AC789","v":0},0,null,7,{"$f":"DmTimely!AG789","v":0},{"$f":"DmTimely!AH789","v":0},{"$f":"DmTimely!AI789","v":0},{"$f":"DmTimely!AJ789","v":0},{"$f":"DmTimely!AK789","v":0},{"$f":"DmTimely!AL789","v":0},{"$f":"DmTimely!AM789","v":0},{"$f":"DmTimely!AN789","v":0},{"$f":"DmTimely!AO789","v":0},{"$f":"DmTimely!AP789","v":0},{"$f":"DmTimely!AQ789","v":0},{"$f":"DmTimely!AR789","v":0},0,null,null,null,7,{"$f":"DmTimely!CR789","v":0},{"$f":"DmTimely!CS789","v":0},{"$f":"DmTimely!CT789","v":0},{"$f":"DmTimely!CU789","v":0},{"$f":"DmTimely!CV789","v":0},{"$f":"DmTimely!CW789","v":0},{"$f":"DmTimely!CX789","v":0},{"$f":"DmTimely!CY789","v":0},{"$f":"DmTimely!CZ789","v":0},{"$f":"DmTimely!DA789","v":0},{"$f":"DmTimely!DB789","v":0},{"$f":"DmTimely!DC789","v":0},0,null,7,{"$f":"DmTimely!DG789","v":0},{"$f":"DmTimely!DH789","v":0},{"$f":"DmTimely!DI789","v":0},{"$f":"DmTimely!DJ789","v":0},{"$f":"DmTimely!DK789","v":0},{"$f":"DmTimely!DL789","v":0},{"$f":"DmTimely!DM789","v":0},{"$f":"DmTimely!DN789","v":0},{"$f":"DmTimely!DO789","v":0},{"$f":"DmTimely!DP789","v":0},{"$f":"DmTimely!DQ789","v":0},{"$f":"DmTimely!DR789","v":0},0,null,7,{"$f":"DmTimely!DV789","v":0},{"$f":"DmTimely!DW789","v":0},{"$f":"DmTimely!DX789","v":0},{"$f":"DmTimely!DY789","v":0},{"$f":"DmTimely!DZ789","v":0},{"$f":"DmTimely!EA789","v":0},{"$f":"DmTimely!EB789","v":0},{"$f":"DmTimely!EC789","v":0},{"$f":"DmTimely!ED789","v":0},{"$f":"DmTimely!EE789","v":0},{"$f":"DmTimely!EF789","v":0},{"$f":"DmTimely!EG789","v":0},0]
[8,{"$f":"DmTimely!C790","v":0},{"$f":"DmTimely!D790","v":0},{"$f":"DmTimely!E790","v":0},{"$f":"DmTimely!F790","v":0},{"$f":"DmTimely!G790","v":0},{"$f":"DmTimely!H790","v":0},{"$f":"DmTimely!I790","v":0},{"$f":"DmTimely!J790","v":0},{"$f":"DmTimely!K790","v":0},{"$f":"DmTimely!L790","v":0},{"$f":"DmTimely!M790","v":0},{"$f":"DmTimely!N790","v":0},0,null,8,{"$f":"DmTimely!R790","v":0},{"$f":"DmTimely!S790","v":0},{"$f":"DmTimely!T790","v":0},{"$f":"DmTimely!U790","v":0},{"$f":"DmTimely!V790","v":0},{"$f":"DmTimely!W790","v":0},{"$f":"DmTimely!X790","v":0},{"$f":"DmTimely!Y790","v":0},{"$f":"DmTimely!Z790","v":0},{"$f":"DmTimely!AA790","v":0},{"$f":"DmTimely!AB790","v":0},{"$f":"DmTimely!AC790","v":0},0,null,8,{"$f":"DmTimely!AG790","v":0},{"$f":"DmTimely!AH790","v":0},{"$f":"DmTimely!AI790","v":0},{"$f":"DmTimely!AJ790","v":0},{"$f":"DmTimely!AK790","v":0},{"$f":"DmTimely!AL790","v":0},{"$f":"DmTimely!AM790","v":0},{"$f":"DmTimely!AN790","v":0},{"$f":"DmTimely!AO790","v":0},{"$f":"DmTimely!AP790","v":0},{"$f":"DmTimely!AQ790","v":0},{"$f":"DmTimely!AR790","v":0},0,null,null,null,8,{"$f":"DmTimely!CR790","v":0},{"$f":"DmTimely!CS790","v":0},{"$f":"DmTimely!CT790","v":0},{"$f":"DmTimely!CU790","v":0},{"$f":"DmTimely!CV790","v":0},{"$f":"DmTimely!CW790","v":0},{"$f":"DmTimely!CX790","v":0},{"$f":"DmTimely!CY790","v":0},{"$f":"DmTimely!CZ790","v":0},{"$f":"DmTimely!DA790","v":0},{"$f":"DmTimely!DB790","v":0},{"$f":"DmTimely!DC790","v":0},0,null,8,{"$f":"DmTimely!DG790","v":0},{"$f":"DmTimely!DH790","v":0},{"$f":"DmTimely!DI790","v":0},{"$f":"DmTimely!DJ790","v":0},{"$f":"DmTimely!DK790","v":0},{"$f":"DmTimely!DL790","v":0},{"$f":"DmTimely!DM790","v":0},{"$f":"DmTimely!DN790","v":0},{"$f":"DmTimely!DO790","v":0},{"$f":"DmTimely!DP790","v":0},{"$f":"DmTimely!DQ790","v":0},{"$f":"DmTimely!DR790","v":0},0,null,8,{"$f":"DmTimely!DV790","v":0},{"$f":"DmTimely!DW790","v":0},{"$f":"DmTimely!DX790","v":0},{"$f":"DmTimely!DY790","v":0},{"$f":"DmTimely!DZ790","v":0},{"$f":"DmTimely!EA790","v":0},{"$f":"DmTimely!EB790","v":0},{"$f":"DmTimely!EC790","v":0},{"$f":"DmTimely!ED790","v":0},{"$f":"DmTimely!EE790","v":0},{"$f":"DmTimely!EF790","v":0},{"$f":"DmTimely!EG790","v":0},0]
[9,{"$f":"DmTimely!C791","v":0},{"$f":"DmTimely!D791","v":0},{"$f":"DmTimely!E791","v":0},{"$f":"DmTimely!F791","v":0},{"$f":"DmTimely!G791","v":0},{"$f":"DmTimely!H791","v":0},{"$f":"DmTimely!I791","v":0},{"$f":"DmTimely!J791","v":0},{"$f":"DmTimely!K791","v":0},{"$f":"DmTimely!L791","v":0},{"$f":"DmTimely!M791","v":0},{"$f":"DmTimely!N791","v":0},0,null,9,{"$f":"DmTimely!R791","v":0},{"$f":"DmTimely!S791","v":0},{"$f":"DmTimely!T791","v":0},{"$f":"DmTimely!U791","v":0},{"$f":"DmTimely!V791","v":0},{"$f":"DmTimely!W791","v":0},{"$f":"DmTimely!X791","v":0},{"$f":"DmTimely!Y791","v":0},{"$f":"DmTimely!Z791","v":0},{"$f":"DmTimely!AA791","v":0},{"$f":"DmTimely!AB791","v":0},{"$f":"DmTimely!AC791","v":0},0,null,9,{"$f":"DmTimely!AG791","v":0},{"$f":"DmTimely!AH791","v":0},{"$f":"DmTimely!AI791","v":0},{"$f":"DmTimely!AJ791","v":0},{"$f":"DmTimely!AK791","v":0},{"$f":"DmTimely!AL791","v":0},{"$f":"DmTimely!AM791","v":0},{"$f":"DmTimely!AN791","v":0},{"$f":"DmTimely!AO791","v":0},{"$f":"DmTimely!AP791","v":0},{"$f":"DmTimely!AQ791","v":0},{"$f":"DmTimely!AR791","v":0},0,null,null,null,9,{"$f":"DmTimely!CR791","v":0},{"$f":"DmTimely!CS791","v":0},{"$f":"DmTimely!CT791","v":0},{"$f":"DmTimely!CU791","v":0},{"$f":"DmTimely!CV791","v":0},{"$f":"DmTimely!CW791","v":0},{"$f":"DmTimely!CX791","v":0},{"$f":"DmTimely!CY791","v":0},{"$f":"DmTimely!CZ791","v":0},{"$f":"DmTimely!DA791","v":0},{"$f":"DmTimely!DB791","v":0},{"$f":"DmTimely!DC791","v":0},0,null,9,{"$f":"DmTimely!DG791","v":0},{"$f":"DmTimely!DH791","v":0},{"$f":"DmTimely!DI791","v":0},{"$f":"DmTimely!DJ791","v":0},{"$f":"DmTimely!DK791","v":0},{"$f":"DmTimely!DL791","v":0},{"$f":"DmTimely!DM791","v":0},{"$f":"DmTimely!DN791","v":0},{"$f":"DmTimely!DO791","v":0},{"$f":"DmTimely!DP791","v":0},{"$f":"DmTimely!DQ791","v":0},{"$f":"DmTimely!DR791","v":0},0,null,9,{"$f":"DmTimely!DV791","v":0},{"$f":"DmTimely!DW791","v":0},{"$f":"DmTimely!DX791","v":0},{"$f":"DmTimely!DY791","v":0},{"$f":"DmTimely!DZ791","v":0},{"$f":"DmTimely!EA791","v":0},{"$f":"DmTimely!EB791","v":0},{"$f":"DmTimely!EC791","v":0},{"$f":"DmTimely!ED791","v":0},{"$f":"DmTimely!EE791","v":0},{"$f":"DmTimely!EF791","v":0},{"$f":"DmTimely!EG791","v":0},0]
[10,{"$f":"DmTimely!C792","v":0},{"$f":"DmTimely!D792","v":0},{"$f":"DmTimely!E792","v":0},{"$f":"DmTimely!F792","v":0},{"$f":"DmTimely!G792","v":0},{"$f":"DmTimely!H792","v":0},{"$f":"DmTimely!I792","v":0},{"$f":"DmTimely!J792","v":0},{"$f":"DmTimely!K792","v":0},{"$f":"DmTimely!L792","v":0},{"$f":"DmTimely!M792","v":0},{"$f":"DmTimely!N792","v":0},0,null,10,{"$f":"DmTimely!R792","v":0},{"$f":"DmTimely!S792","v":0},{"$f":"DmTimely!T792","v":0},{"$f":"DmTimely!U792","v":0},{"$f":"DmTimely!V792","v":0},{"$f":"DmTimely!W792","v":0},{"$f":"DmTimely!X792","v":0},{"$f":"DmTimely!Y792","v":0},{"$f":"DmTimely!Z792","v":0},{"$f":"DmTimely!AA792","v":0},{"$f":"DmTimely!AB792","v":0},{"$f":"DmTimely!AC792","v":0},0,null,10,{"$f":"DmTimely!AG792","v":0},{"$f":"DmTimely!AH792","v":0},{"$f":"DmTimely!AI792","v":0},{"$f":"DmTimely!AJ792","v":0},{"$f":"DmTimely!AK792","v":0},{"$f":"DmTimely!AL792","v":0},{"$f":"DmTimely!AM792","v":0},{"$f":"DmTimely!AN792","v":0},{"$f":"DmTimely!AO792","v":0},{"$f":"DmTimely!AP792","v":0},{"$f":"DmTimely!AQ792","v":0},{"$f":"DmTimely!AR792","v":0},0,null,null,null,10,{"$f":"DmTimely!CR792","v":0},{"$f":"DmTimely!CS792","v":0},{"$f":"DmTimely!CT792","v":0},{"$f":"DmTimely!CU792","v":0},{"$f":"DmTimely!CV792","v":0},{"$f":"DmTimely!CW792","v":0},{"$f":"DmTimely!CX792","v":0},{"$f":"DmTimely!CY792","v":0},{"$f":"DmTimely!CZ792","v":0},{"$f":"DmTimely!DA792","v":0},{"$f":"DmTimely!DB792","v":0},{"$f":"DmTimely!DC792","v":0},0,null,10,{"$f":"DmTimely!DG792","v":0},{"$f":"DmTimely!DH792","v":0},{"$f":"DmTimely!DI792","v":0},{"$f":"DmTimely!DJ792","v":0},{"$f":"DmTimely!DK792","v":0},{"$f":"DmTimely!DL792","v":0},{"$f":"DmTimely!DM792","v":0},{"$f":"DmTimely!DN792","v":0},{"$f":"DmTimely!DO792","v":0},{"$f":"DmTimely!DP792","v":0},{"$f":"DmTimely!DQ792","v":0},{"$f":"DmTimely!DR792","v":0},0,null,10,{"$f":"DmTimely!DV792","v":0},{"$f":"DmTimely!DW792","v":0},{"$f":"DmTimely!DX792","v":0},{"$f":"DmTimely!DY792","v":0},{"$f":"DmTimely!DZ792","v":0},{"$f":"DmTimely!EA792","v":0},{"$f":"DmTimely!EB792","v":0},{"$f":"DmTimely!EC792","v":0},{"$f":"DmTimely!ED792","v":0},{"$f":"DmTimely!EE792","v":0},{"$f":"DmTimely!EF792","v":0},{"$f":"DmTimely!EG792","v":0},0]
[11,{"$f":"DmTimely!C793","v":0},{"$f":"DmTimely!D793","v":0},{"$f":"DmTimely!E793","v":0},{"$f":"DmTimely!F793","v":0},{"$f":"DmTimely!G793","v":0},{"$f":"DmTimely!H793","v":0},{"$f":"DmTimely!I793","v":0},{"$f":"DmTimely!J793","v":0},{"$f":"DmTimely!K793","v":0},{"$f":"DmTimely!L793","v":0},{"$f":"DmTimely!M793","v":0},{"$f":"DmTimely!N793","v":0},0,null,11,{"$f":"DmTimely!R793","v":0},{"$f":"DmTimely!S793","v":0},{"$f":"DmTimely!T793","v":0},{"$f":"DmTimely!U793","v":0},{"$f":"DmTimely!V793","v":0},{"$f":"DmTimely!W793","v":0},{"$f":"DmTimely!X793","v":0},{"$f":"DmTimely!Y793","v":0},{"$f":"DmTimely!Z793","v":0},{"$f":"DmTimely!AA793","v":0},{"$f":"DmTimely!AB793","v":0},{"$f":"DmTimely!AC793","v":0},0,null,11,{"$f":"DmTimely!AG793","v":0},{"$f":"DmTimely!AH793","v":0},{"$f":"DmTimely!AI793","v":0},{"$f":"DmTimely!AJ793","v":0},{"$f":"DmTimely!AK793","v":0},{"$f":"DmTimely!AL793","v":0},{"$f":"DmTimely!AM793","v":0},{"$f":"DmTimely!AN793","v":0},{"$f":"DmTimely!AO793","v":0},{"$f":"DmTimely!AP793","v":0},{"$f":"DmTimely!AQ793","v":0},{"$f":"DmTimely!AR793","v":0},0,null,null,null,11,{"$f":"DmTimely!CR793","v":0},{"$f":"DmTimely!CS793","v":0},{"$f":"DmTimely!CT793","v":0},{"$f":"DmTimely!CU793","v":0},{"$f":"DmTimely!CV793","v":0},{"$f":"DmTimely!CW793","v":0},{"$f":"DmTimely!CX793","v":0},{"$f":"DmTimely!CY793","v":0},{"$f":"DmTimely!CZ793","v":0},{"$f":"DmTimely!DA793","v":0},{"$f":"DmTimely!DB793","v":0},{"$f":"DmTimely!DC793","v":0},0,null,11,{"$f":"DmTimely!DG793","v":0},{"$f":"DmTimely!DH793","v":0},{"$f":"DmTimely!DI793","v":0},{"$f":"DmTimely!DJ793","v":0},{"$f":"DmTimely!DK793","v":0},{"$f":"DmTimely!DL793","v":0},{"$f":"DmTimely!DM793","v":0},{"$f":"DmTimely!DN793","v":0},{"$f":"DmTimely!DO793","v":0},{"$f":"DmTimely!DP793","v":0},{"$f":"DmTimely!DQ793","v":0},{"$f":"DmTimely!DR793","v":0},0,null,11,{"$f":"DmTimely!DV793","v":0},{"$f":"DmTimely!DW793","v":0},{"$f":"DmTimely!DX793","v":0},{"$f":"DmTimely!DY793","v":0},{"$f":"DmTimely!DZ793","v":0},{"$f":"DmTimely!EA793","v":0},{"$f":"DmTimely!EB793","v":0},{"$f":"DmTimely!EC793","v":0},{"$f":"DmTimely!ED793","v":0},{"$f":"DmTimely!EE793","v":0},{"$f":"DmTimely!EF793","v":0},{"$f":"DmTimely!EG793","v":0},0]
[12,{"$f":"DmTimely!C794","v":0},{"$f":"DmTimely!D794","v":0},{"$f":"DmTimely!E794","v":0},{"$f":"DmTimely!F794","v":0},{"$f":"DmTimely!G794","v":0},{"$f":"DmTimely!H794","v":0},{"$f":"DmTimely!I794","v":0},{"$f":"DmTimely!J794","v":0},{"$f":"DmTimely!K794","v":0},{"$f":"DmTimely!L794","v":0},{"$f":"DmTimely!M794","v":0},{"$f":"DmTimely!N794","v":0},0,null,12,{"$f":"DmTimely!R794","v":0},{"$f":"DmTimely!S794","v":0},{"$f":"DmTimely!T794","v":0},{"$f":"DmTimely!U794","v":0},{"$f":"DmTimely!V794","v":0},{"$f":"DmTimely!W794","v":0},{"$f":"DmTimely!X794","v":0},{"$f":"DmTimely!Y794","v":0},{"$f":"DmTimely!Z794","v":0},{"$f":"DmTimely!AA794","v":0},{"$f":"DmTimely!AB794","v":0},{"$f":"DmTimely!AC794","v":0},0,null,12,{"$f":"DmTimely!AG794","v":0},{"$f":"DmTimely!AH794","v":0},{"$f":"DmTimely!AI794","v":0},{"$f":"DmTimely!AJ794","v":0},{"$f":"DmTimely!AK794","v":0},{"$f":"DmTimely!AL794","v":0},{"$f":"DmTimely!AM794","v":0},{"$f":"DmTimely!AN794","v":0},{"$f":"DmTimely!AO794","v":0},{"$f":"DmTimely!AP794","v":0},{"$f":"DmTimely!AQ794","v":0},{"$f":"DmTimely!AR794","v":0},0,null,null,null,12,{"$f":"DmTimely!CR794","v":0},{"$f":"DmTimely!CS794","v":0},{"$f":"DmTimely!CT794","v":0},{"$f":"DmTimely!CU794","v":0},{"$f":"DmTimely!CV794","v":0},{"$f":"DmTimely!CW794","v":0},{"$f":"DmTimely!CX794","v":0},{"$f":"DmTimely!CY794","v":0},{"$f":"DmTimely!CZ794","v":0},{"$f":"DmTimely!DA794","v":0},{"$f":"DmTimely!DB794","v":0},{"$f":"DmTimely!DC794","v":0},0,null,12,{"$f":"DmTimely!DG794","v":0},{"$f":"DmTimely!DH794","v":0},{"$f":"DmTimely!DI794","v":0},{"$f":"DmTimely!DJ794","v":0},{"$f":"DmTimely!DK794","v":0},{"$f":"DmTimely!DL794","v":0},{"$f":"DmTimely!DM794","v":0},{"$f":"DmTimely!DN794","v":0},{"$f":"DmTimely!DO794","v":0},{"$f":"DmTimely!DP794","v":0},{"$f":"DmTimely!DQ794","v":0},{"$f":"DmTimely!DR794","v":0},0,null,12,{"$f":"DmTimely!DV794","v":0},{"$f":"DmTimely!DW794","v":0},{"$f":"DmTimely!DX794","v":0},{"$f":"DmTimely!DY794","v":0},{"$f":"DmTimely!DZ794","v":0},{"$f":"DmTimely!EA794","v":0},{"$f":"DmTimely!EB794","v":0},{"$f":"DmTimely!EC794","v":0},{"$f":"DmTimely!ED794","v":0},{"$f":"DmTimely!EE794","v":0},{"$f":"DmTimely!EF794","v":0},{"$f":"DmTimely!EG794","v":0},0]
[13,{"$f":"DmTimely!C795","v":0},{"$f":"DmTimely!D795","v":0},{"$f":"DmTimely!E795","v":0},{"$f":"DmTimely!F795","v":0},{"$f":"DmTimely!G795","v":0},{"$f":"DmTimely!H795","v":0},{"$f":"DmTimely!I795","v":0},{"$f":"DmTimely!J795","v":0},{"$f":"DmTimely!K795","v":0},{"$f":"DmTimely!L795","v":0},{"$f":"DmTimely!M795","v":0},{"$f":"DmTimely!N795","v":0},0,null,13,{"$f":"DmTimely!R795","v":0},{"$f":"DmTimely!S795","v":0},{"$f":"DmTimely!T795","v":0},{"$f":"DmTimely!U795","v":0},{"$f":"DmTimely!V795","v":0},{"$f":"DmTimely!W795","v":0},{"$f":"DmTimely!X795","v":0},{"$f":"DmTimely!Y795","v":0},{"$f":"DmTimely!Z795","v":0},{"$f":"DmTimely!AA795","v":0},{"$f":"DmTimely!AB795","v":0},{"$f":"DmTimely!AC795","v":0},0,null,13,{"$f":"DmTimely!AG795","v":0},{"$f":"DmTimely!AH795","v":0},{"$f":"DmTimely!AI795","v":0},{"$f":"DmTimely!AJ795","v":0},{"$f":"DmTimely!AK795","v":0},{"$f":"DmTimely!AL795","v":0},{"$f":"DmTimely!AM795","v":0},{"$f":"DmTimely!AN795","v":0},{"$f":"DmTimely!AO795","v":0},{"$f":"DmTimely!AP795","v":0},{"$f":"DmTimely!AQ795","v":0},{"$f":"DmTimely!AR795","v":0},0,null,null,null,13,{"$f":"DmTimely!CR795","v":0},{"$f":"DmTimely!CS795","v":0},{"$f":"DmTimely!CT795","v":0},{"$f":"DmTimely!CU795","v":0},{"$f":"DmTimely!CV795","v":0},{"$f":"DmTimely!CW795","v":0},{"$f":"DmTimely!CX795","v":0},{"$f":"DmTimely!CY795","v":0},{"$f":"DmTimely!CZ795","v":0},{"$f":"DmTimely!DA795","v":0},{"$f":"DmTimely!DB795","v":0},{"$f":"DmTimely!DC795","v":0},0,null,13,{"$f":"DmTimely!DG795","v":0},{"$f":"DmTimely!DH795","v":0},{"$f":"DmTimely!DI795","v":0},{"$f":"DmTimely!DJ795","v":0},{"$f":"DmTimely!DK795","v":0},{"$f":"DmTimely!DL795","v":0},{"$f":"DmTimely!DM795","v":0},{"$f":"DmTimely!DN795","v":0},{"$f":"DmTimely!DO795","v":0},{"$f":"DmTimely!DP795","v":0},{"$f":"DmTimely!DQ795","v":0},{"$f":"DmTimely!DR795","v":0},0,null,13,{"$f":"DmTimely!DV795","v":0},{"$f":"DmTimely!DW795","v":0},{"$f":"DmTimely!DX795","v":0},{"$f":"DmTimely!DY795","v":0},{"$f":"DmTimely!DZ795","v":0},{"$f":"DmTimely!EA795","v":0},{"$f":"DmTimely!EB795","v":0},{"$f":"DmTimely!EC795","v":0},{"$f":"DmTimely!ED795","v":0},{"$f":"DmTimely!EE795","v":0},{"$f":"DmTimely!EF795","v":0},{"$f":"DmTimely!EG795","v":0},0]
[14,{"$f":"DmTimely!C796","v":0},{"$f":"DmTimely!D796","v":0},{"$f":"DmTimely!E796","v":0},{"$f":"DmTimely!F796","v":0},{"$f":"DmTimely!G796","v":0},{"$f":"DmTimely!H796","v":0},{"$f":"DmTimely!I796","v":0},{"$f":"DmTimely!J796","v":0},{"$f":"DmTimely!K796","v":0},{"$f":"DmTimely!L796","v":0},{"$f":"DmTimely!M796","v":0},{"$f":"DmTimely!N796","v":0},0,null,14,{"$f":"DmTimely!R796","v":0},{"$f":"DmTimely!S796","v":0},{"$f":"DmTimely!T796","v":0},{"$f":"DmTimely!U796","v":0},{"$f":"DmTimely!V796","v":0},{"$f":"DmTimely!W796","v":0},{"$f":"DmTimely!X796","v":0},{"$f":"DmTimely!Y796","v":0},{"$f":"DmTimely!Z796","v":0},{"$f":"DmTimely!AA796","v":0},{"$f":"DmTimely!AB796","v":0},{"$f":"DmTimely!AC796","v":0},0,null,14,{"$f":"DmTimely!AG796","v":0},{"$f":"DmTimely!AH796","v":0},{"$f":"DmTimely!AI796","v":0},{"$f":"DmTimely!AJ796","v":0},{"$f":"DmTimely!AK796","v":0},{"$f":"DmTimely!AL796","v":0},{"$f":"DmTimely!AM796","v":0},{"$f":"DmTimely!AN796","v":0},{"$f":"DmTimely!AO796","v":0},{"$f":"DmTimely!AP796","v":0},{"$f":"DmTimely!AQ796","v":0},{"$f":"DmTimely!AR796","v":0},0,null,null,null,14,{"$f":"DmTimely!CR796","v":0},{"$f":"DmTimely!CS796","v":0},{"$f":"DmTimely!CT796","v":0},{"$f":"DmTimely!CU796","v":0},{"$f":"DmTimely!CV796","v":0},{"$f":"DmTimely!CW796","v":0},{"$f":"DmTimely!CX796","v":0},{"$f":"DmTimely!CY796","v":0},{"$f":"DmTimely!CZ796","v":0},{"$f":"DmTimely!DA796","v":0},{"$f":"DmTimely!DB796","v":0},{"$f":"DmTimely!DC796","v":0},0,null,14,{"$f":"DmTimely!DG796","v":0},{"$f":"DmTimely!DH796","v":0},{"$f":"DmTimely!DI796","v":0},{"$f":"DmTimely!DJ796","v":0},{"$f":"DmTimely!DK796","v":0},{"$f":"DmTimely!DL796","v":0},{"$f":"DmTimely!DM796","v":0},{"$f":"DmTimely!DN796","v":0},{"$f":"DmTimely!DO796","v":0},{"$f":"DmTimely!DP796","v":0},{"$f":"DmTimely!DQ796","v":0},{"$f":"DmTimely!DR796","v":0},0,null,14,{"$f":"DmTimely!DV796","v":0},{"$f":"DmTimely!DW796","v":0},{"$f":"DmTimely!DX796","v":0},{"$f":"DmTimely!DY796","v":0},{"$f":"DmTimely!DZ796","v":0},{"$f":"DmTimely!EA796","v":0},{"$f":"DmTimely!EB796","v":0},{"$f":"DmTimely!EC796","v":0},{"$f":"DmTimely!ED796","v":0},{"$f":"DmTimely!EE796","v":0},{"$f":"DmTimely!EF796","v":0},{"$f":"DmTimely!EG796","v":0},0]
[15,{"$f":"DmTimely!C797","v":0},{"$f":"DmTimely!D797","v":0},{"$f":"DmTimely!E797","v":0},{"$f":"DmTimely!F797","v":0},{"$f":"DmTimely!G797","v":0},{"$f":"DmTimely!H797","v":0},{"$f":"DmTimely!I797","v":0},{"$f":"DmTimely!J797","v":0},{"$f":"DmTimely!K797","v":0},{"$f":"DmTimely!L797","v":0},{"$f":"DmTimely!M797","v":0},{"$f":"DmTimely!N797","v":0},0,null,15,{"$f":"DmTimely!R797","v":0},{"$f":"DmTimely!S797","v":0},{"$f":"DmTimely!T797","v":0},{"$f":"DmTimely!U797","v":0},{"$f":"DmTimely!V797","v":0},{"$f":"DmTimely!W797","v":0},{"$f":"DmTimely!X797","v":0},{"$f":"DmTimely!Y797","v":0},{"$f":"DmTimely!Z797","v":0},{"$f":"DmTimely!AA797","v":0},{"$f":"DmTimely!AB797","v":0},{"$f":"DmTimely!AC797","v":0},0,null,15,{"$f":"DmTimely!AG797","v":0},{"$f":"DmTimely!AH797","v":0},{"$f":"DmTimely!AI797","v":0},{"$f":"DmTimely!AJ797","v":0},{"$f":"DmTimely!AK797","v":0},{"$f":"DmTimely!AL797","v":0},{"$f":"DmTimely!AM797","v":0},{"$f":"DmTimely!AN797","v":0},{"$f":"DmTimely!AO797","v":0},{"$f":"DmTimely!AP797","v":0},{"$f":"DmTimely!AQ797","v":0},{"$f":"DmTimely!AR797","v":0},0,null,null,null,15,{"$f":"DmTimely!CR797","v":0},{"$f":"DmTimely!CS797","v":0},{"$f":"DmTimely!CT797","v":0},{"$f":"DmTimely!CU797","v":0},{"$f":"DmTimely!CV797","v":0},{"$f":"DmTimely!CW797","v":0},{"$f":"DmTimely!CX797","v":0},{"$f":"DmTimely!CY797","v":0},{"$f":"DmTimely!CZ797","v":0},{"$f":"DmTimely!DA797","v":0},{"$f":"DmTimely!DB797","v":0},{"$f":"DmTimely!DC797","v":0},0,null,15,{"$f":"DmTimely!DG797","v":0},{"$f":"DmTimely!DH797","v":0},{"$f":"DmTimely!DI797","v":0},{"$f":"DmTimely!DJ797","v":0},{"$f":"DmTimely!DK797","v":0},{"$f":"DmTimely!DL797","v":0},{"$f":"DmTimely!DM797","v":0},{"$f":"DmTimely!DN797","v":0},{"$f":"DmTimely!DO797","v":0},{"$f":"DmTimely!DP797","v":0},{"$f":"DmTimely!DQ797","v":0},{"$f":"DmTimely!DR797","v":0},0,null,15,{"$f":"DmTimely!DV797","v":0},{"$f":"DmTimely!DW797","v":0},{"$f":"DmTimely!DX797","v":0},{"$f":"DmTimely!DY797","v":0},{"$f":"DmTimely!DZ797","v":0},{"$f":"DmTimely!EA797","v":0},{"$f":"DmTimely!EB797","v":0},{"$f":"DmTimely!EC797","v":0},{"$f":"DmTimely!ED797","v":0},{"$f":"DmTimely!EE797","v":0},{"$f":"DmTimely!EF797","v":0},{"$f":"DmTimely!EG797","v":0},0]
[16,{"$f":"DmTimely!C798","v":0},{"$f":"DmTimely!D798","v":0},{"$f":"DmTimely!E798","v":0},{"$f":"DmTimely!F798","v":0},{"$f":"DmTimely!G798","v":0},{"$f":"DmTimely!H798","v":0},{"$f":"DmTimely!I798","v":0},{"$f":"DmTimely!J798","v":0},{"$f":"DmTimely!K798","v":0},{"$f":"DmTimely!L798","v":0},{"$f":"DmTimely!M798","v":0},{"$f":"DmTimely!N798","v":0},0,null,16,{"$f":"DmTimely!R798","v":0},{"$f":"DmTimely!S798","v":0},{"$f":"DmTimely!T798","v":0},{"$f":"DmTimely!U798","v":0},{"$f":"DmTimely!V798","v":0},{"$f":"DmTimely!W798","v":0},{"$f":"DmTimely!X798","v":0},{"$f":"DmTimely!Y798","v":0},{"$f":"DmTimely!Z798","v":0},{"$f":"DmTimely!AA798","v":0},{"$f":"DmTimely!AB798","v":0},{"$f":"DmTimely!AC798","v":0},0,null,16,{"$f":"DmTimely!AG798","v":0},{"$f":"DmTimely!AH798","v":0},{"$f":"DmTimely!AI798","v":0},{"$f":"DmTimely!AJ798","v":0},{"$f":"DmTimely!AK798","v":0},{"$f":"DmTimely!AL798","v":0},{"$f":"DmTimely!AM798","v":0},{"$f":"DmTimely!AN798","v":0},{"$f":"DmTimely!AO798","v":0},{"$f":"DmTimely!AP798","v":0},{"$f":"DmTimely!AQ798","v":0},{"$f":"DmTimely!AR798","v":0},0,null,null,null,16,{"$f":"DmTimely!CR798","v":0},{"$f":"DmTimely!CS798","v":0},{"$f":"DmTimely!CT798","v":0},{"$f":"DmTimely!CU798","v":0},{"$f":"DmTimely!CV798","v":0},{"$f":"DmTimely!CW798","v":0},{"$f":"DmTimely!CX798","v":0},{"$f":"DmTimely!CY798","v":0},{"$f":"DmTimely!CZ798","v":0},{"$f":"DmTimely!DA798","v":0},{"$f":"DmTimely!DB798","v":0},{"$f":"DmTimely!DC798","v":0},0,null,16,{"$f":"DmTimely!DG798","v":0},{"$f":"DmTimely!DH798","v":0},{"$f":"DmTimely!DI798","v":0},{"$f":"DmTimely!DJ798","v":0},{"$f":"DmTimely!DK798","v":0},{"$f":"DmTimely!DL798","v":0},{"$f":"DmTimely!DM798","v":0},{"$f":"DmTimely!DN798","v":0},{"$f":"DmTimely!DO798","v":0},{"$f":"DmTimely!DP798","v":0},{"$f":"DmTimely!DQ798","v":0},{"$f":"DmTimely!DR798","v":0},0,null,16,{"$f":"DmTimely!DV798","v":0},{"$f":"DmTimely!DW798","v":0},{"$f":"DmTimely!DX798","v":0},{"$f":"DmTimely!DY798","v":0},{"$f":"DmTimely!DZ798","v":0},{"$f":"DmTimely!EA798","v":0},{"$f":"DmTimely!EB798","v":0},{"$f":"DmTimely!EC798","v":0},{"$f":"DmTimely!ED798","v":0},{"$f":"DmTimely!EE798","v":0},{"$f":"DmTimely!EF798","v":0},{"$f":"DmTimely!EG798","v":0},0]
[17,{"$f":"DmTimely!C799","v":0},{"$f":"DmTimely!D799","v":0},{"$f":"DmTimely!E799","v":0},{"$f":"DmTimely!F799","v":0},{"$f":"DmTimely!G799","v":0},{"$f":"DmTimely!H799","v":0},{"$f":"DmTimely!I799","v":0},{"$f":"DmTimely!J799","v":0},{"$f":"DmTimely!K799","v":0},{"$f":"DmTimely!L799","v":0},{"$f":"DmTimely!M799","v":0},{"$f":"DmTimely!N799","v":0},0,null,17,{"$f":"DmTimely!R799","v":0},{"$f":"DmTimely!S799","v":0},{"$f":"DmTimely!T799","v":0},{"$f":"DmTimely!U799","v":0},{"$f":"DmTimely!V799","v":0},{"$f":"DmTimely!W799","v":0},{"$f":"DmTimely!X799","v":0},{"$f":"DmTimely!Y799","v":0},{"$f":"DmTimely!Z799","v":0},{"$f":"DmTimely!AA799","v":0},{"$f":"DmTimely!AB799","v":0},{"$f":"DmTimely!AC799","v":0},0,null,17,{"$f":"DmTimely!AG799","v":0},{"$f":"DmTimely!AH799","v":0},{"$f":"DmTimely!AI799","v":0},{"$f":"DmTimely!AJ799","v":0},{"$f":"DmTimely!AK799","v":0},{"$f":"DmTimely!AL799","v":0},{"$f":"DmTimely!AM799","v":0},{"$f":"DmTimely!AN799","v":0},{"$f":"DmTimely!AO799","v":0},{"$f":"DmTimely!AP799","v":0},{"$f":"DmTimely!AQ799","v":0},{"$f":"DmTimely!AR799","v":0},0,null,null,null,17,{"$f":"DmTimely!CR799","v":0},{"$f":"DmTimely!CS799","v":0},{"$f":"DmTimely!CT799","v":0},{"$f":"DmTimely!CU799","v":0},{"$f":"DmTimely!CV799","v":0},{"$f":"DmTimely!CW799","v":0},{"$f":"DmTimely!CX799","v":0},{"$f":"DmTimely!CY799","v":0},{"$f":"DmTimely!CZ799","v":0},{"$f":"DmTimely!DA799","v":0},{"$f":"DmTimely!DB799","v":0},{"$f":"DmTimely!DC799","v":0},0,null,17,{"$f":"DmTimely!DG799","v":0},{"$f":"DmTimely!DH799","v":0},{"$f":"DmTimely!DI799","v":0},{"$f":"DmTimely!DJ799","v":0},{"$f":"DmTimely!DK799","v":0},{"$f":"DmTimely!DL799","v":0},{"$f":"DmTimely!DM799","v":0},{"$f":"DmTimely!DN799","v":0},{"$f":"DmTimely!DO799","v":0},{"$f":"DmTimely!DP799","v":0},{"$f":"DmTimely!DQ799","v":0},{"$f":"DmTimely!DR799","v":0},0,null,17,{"$f":"DmTimely!DV799","v":0},{"$f":"DmTimely!DW799","v":0},{"$f":"DmTimely!DX799","v":0},{"$f":"DmTimely!DY799","v":0},{"$f":"DmTimely!DZ799","v":0},{"$f":"DmTimely!EA799","v":0},{"$f":"DmTimely!EB799","v":0},{"$f":"DmTimely!EC799","v":0},{"$f":"DmTimely!ED799","v":0},{"$f":"DmTimely!EE799","v":0},{"$f":"DmTimely!EF799","v":0},{"$f":"DmTimely!EG799","v":0},0]
[18,{"$f":"DmTimely!C800","v":0},{"$f":"DmTimely!D800","v":0},{"$f":"DmTimely!E800","v":0},{"$f":"DmTimely!F800","v":0},{"$f":"DmTimely!G800","v":0},{"$f":"DmTimely!H800","v":0},{"$f":"DmTimely!I800","v":0},{"$f":"DmTimely!J800","v":0},{"$f":"DmTimely!K800","v":0},{"$f":"DmTimely!L800","v":0},{"$f":"DmTimely!M800","v":0},{"$f":"DmTimely!N800","v":0},0,null,18,{"$f":"DmTimely!R800","v":0},{"$f":"DmTimely!S800","v":0},{"$f":"DmTimely!T800","v":0},{"$f":"DmTimely!U800","v":0},{"$f":"DmTimely!V800","v":0},{"$f":"DmTimely!W800","v":0},{"$f":"DmTimely!X800","v":0},{"$f":"DmTimely!Y800","v":0},{"$f":"DmTimely!Z800","v":0},{"$f":"DmTimely!AA800","v":0},{"$f":"DmTimely!AB800","v":0},{"$f":"DmTimely!AC800","v":0},0,null,18,{"$f":"DmTimely!AG800","v":0},{"$f":"DmTimely!AH800","v":0},{"$f":"DmTimely!AI800","v":0},{"$f":"DmTimely!AJ800","v":0},{"$f":"DmTimely!AK800","v":0},{"$f":"DmTimely!AL800","v":0},{"$f":"DmTimely!AM800","v":0},{"$f":"DmTimely!AN800","v":0},{"$f":"DmTimely!AO800","v":0},{"$f":"DmTimely!AP800","v":0},{"$f":"DmTimely!AQ800","v":0},{"$f":"DmTimely!AR800","v":0},0,null,null,null,18,{"$f":"DmTimely!CR800","v":0},{"$f":"DmTimely!CS800","v":0},{"$f":"DmTimely!CT800","v":0},{"$f":"DmTimely!CU800","v":0},{"$f":"DmTimely!CV800","v":0},{"$f":"DmTimely!CW800","v":0},{"$f":"DmTimely!CX800","v":0},{"$f":"DmTimely!CY800","v":0},{"$f":"DmTimely!CZ800","v":0},{"$f":"DmTimely!DA800","v":0},{"$f":"DmTimely!DB800","v":0},{"$f":"DmTimely!DC800","v":0},0,null,18,{"$f":"DmTimely!DG800","v":0},{"$f":"DmTimely!DH800","v":0},{"$f":"DmTimely!DI800","v":0},{"$f":"DmTimely!DJ800","v":0},{"$f":"DmTimely!DK800","v":0},{"$f":"DmTimely!DL800","v":0},{"$f":"DmTimely!DM800","v":0},{"$f":"DmTimely!DN800","v":0},{"$f":"DmTimely!DO800","v":0},{"$f":"DmTimely!DP800","v":0},{"$f":"DmTimely!DQ800","v":0},{"$f":"DmTimely!DR800","v":0},0,null,18,{"$f":"DmTimely!DV800","v":0},{"$f":"DmTimely!DW800","v":0},{"$f":"DmTimely!DX800","v":0},{"$f":"DmTimely!DY800","v":0},{"$f":"DmTimely!DZ800","v":0},{"$f":"DmTimely!EA800","v":0},{"$f":"DmTimely!EB800","v":0},{"$f":"DmTimely!EC800","v":0},{"$f":"DmTimely!ED800","v":0},{"$f":"DmTimely!EE800","v":0},{"$f":"DmTimely!EF800","v":0},{"$f":"DmTimely!EG800","v":0},0]
[19,{"$f":"DmTimely!C801","v":0},{"$f":"DmTimely!D801","v":0},{"$f":"DmTimely!E801","v":0},{"$f":"DmTimely!F801","v":0},{"$f":"DmTimely!G801","v":0},{"$f":"DmTimely!H801","v":0},{"$f":"DmTimely!I801","v":0},{"$f":"DmTimely!J801","v":0},{"$f":"DmTimely!K801","v":0},{"$f":"DmTimely!L801","v":0},{"$f":"DmTimely!M801","v":0},{"$f":"DmTimely!N801","v":0},0,null,19,{"$f":"DmTimely!R801","v":0},{"$f":"DmTimely!S801","v":0},{"$f":"DmTimely!T801","v":0},{"$f":"DmTimely!U801","v":0},{"$f":"DmTimely!V801","v":0},{"$f":"DmTimely!W801","v":0},{"$f":"DmTimely!X801","v":0},{"$f":"DmTimely!Y801","v":0},{"$f":"DmTimely!Z801","v":0},{"$f":"DmTimely!AA801","v":0},{"$f":"DmTimely!AB801","v":0},{"$f":"DmTimely!AC801","v":0},0,null,19,{"$f":"DmTimely!AG801","v":0},{"$f":"DmTimely!AH801","v":0},{"$f":"DmTimely!AI801","v":0},{"$f":"DmTimely!AJ801","v":0},{"$f":"DmTimely!AK801","v":0},{"$f":"DmTimely!AL801","v":0},{"$f":"DmTimely!AM801","v":0},{"$f":"DmTimely!AN801","v":0},{"$f":"DmTimely!AO801","v":0},{"$f":"DmTimely!AP801","v":0},{"$f":"DmTimely!AQ801","v":0},{"$f":"DmTimely!AR801","v":0},0,null,null,null,19,{"$f":"DmTimely!CR801","v":0},{"$f":"DmTimely!CS801","v":0},{"$f":"DmTimely!CT801","v":0},{"$f":"DmTimely!CU801","v":0},{"$f":"DmTimely!CV801","v":0},{"$f":"DmTimely!CW801","v":0},{"$f":"DmTimely!CX801","v":0},{"$f":"DmTimely!CY801","v":0},{"$f":"DmTimely!CZ801","v":0},{"$f":"DmTimely!DA801","v":0},{"$f":"DmTimely!DB801","v":0},{"$f":"DmTimely!DC801","v":0},0,null,19,{"$f":"DmTimely!DG801","v":0},{"$f":"DmTimely!DH801","v":0},{"$f":"DmTimely!DI801","v":0},{"$f":"DmTimely!DJ801","v":0},{"$f":"DmTimely!DK801","v":0},{"$f":"DmTimely!DL801","v":0},{"$f":"DmTimely!DM801","v":0},{"$f":"DmTimely!DN801","v":0},{"$f":"DmTimely!DO801","v":0},{"$f":"DmTimely!DP801","v":0},{"$f":"DmTimely!DQ801","v":0},{"$f":"DmTimely!DR801","v":0},0,null,19,{"$f":"DmTimely!DV801","v":0},{"$f":"DmTimely!DW801","v":0},{"$f":"DmTimely!DX801","v":0},{"$f":"DmTimely!DY801","v":0},{"$f":"DmTimely!DZ801","v":0},{"$f":"DmTimely!EA801","v":0},{"$f":"DmTimely!EB801","v":0},{"$f":"DmTimely!EC801","v":0},{"$f":"DmTimely!ED801","v":0},{"$f":"DmTimely!EE801","v":0},{"$f":"DmTimely!EF801","v":0},{"$f":"DmTimely!EG801","v":0},0]
[20,{"$f":"DmTimely!C802","v":0},{"$f":"DmTimely!D802","v":0},{"$f":"DmTimely!E802","v":0},{"$f":"DmTimely!F802","v":0},{"$f":"DmTimely!G802","v":0},{"$f":"DmTimely!H802","v":0},{"$f":"DmTimely!I802","v":0},{"$f":"DmTimely!J802","v":0},{"$f":"DmTimely!K802","v":0},{"$f":"DmTimely!L802","v":0},{"$f":"DmTimely!M802","v":0},{"$f":"DmTimely!N802","v":0},0,null,20,{"$f":"DmTimely!R802","v":0},{"$f":"DmTimely!S802","v":0},{"$f":"DmTimely!T802","v":0},{"$f":"DmTimely!U802","v":0},{"$f":"DmTimely!V802","v":0},{"$f":"DmTimely!W802","v":0},{"$f":"DmTimely!X802","v":0},{"$f":"DmTimely!Y802","v":0},{"$f":"DmTimely!Z802","v":0},{"$f":"DmTimely!AA802","v":0},{"$f":"DmTimely!AB802","v":0},{"$f":"DmTimely!AC802","v":0},0,null,20,{"$f":"DmTimely!AG802","v":0},{"$f":"DmTimely!AH802","v":0},{"$f":"DmTimely!AI802","v":0},{"$f":"DmTimely!AJ802","v":0},{"$f":"DmTimely!AK802","v":0},{"$f":"DmTimely!AL802","v":0},{"$f":"DmTimely!AM802","v":0},{"$f":"DmTimely!AN802","v":0},{"$f":"DmTimely!AO802","v":0},{"$f":"DmTimely!AP802","v":0},{"$f":"DmTimely!AQ802","v":0},{"$f":"DmTimely!AR802","v":0},0,null,null,null,20,{"$f":"DmTimely!CR802","v":0},{"$f":"DmTimely!CS802","v":0},{"$f":"DmTimely!CT802","v":0},{"$f":"DmTimely!CU802","v":0},{"$f":"DmTimely!CV802","v":0},{"$f":"DmTimely!CW802","v":0},{"$f":"DmTimely!CX802","v":0},{"$f":"DmTimely!CY802","v":0},{"$f":"DmTimely!CZ802","v":0},{"$f":"DmTimely!DA802","v":0},{"$f":"DmTimely!DB802","v":0},{"$f":"DmTimely!DC802","v":0},0,null,20,{"$f":"DmTimely!DG802","v":0},{"$f":"DmTimely!DH802","v":0},{"$f":"DmTimely!DI802","v":0},{"$f":"DmTimely!DJ802","v":0},{"$f":"DmTimely!DK802","v":0},{"$f":"DmTimely!DL802","v":0},{"$f":"DmTimely!DM802","v":0},{"$f":"DmTimely!DN802","v":0},{"$f":"DmTimely!DO802","v":0},{"$f":"DmTimely!DP802","v":0},{"$f":"DmTimely!DQ802","v":0},{"$f":"DmTimely!DR802","v":0},0,null,20,{"$f":"DmTimely!DV802","v":0},{"$f":"DmTimely!DW802","v":0},{"$f":"DmTimely!DX802","v":0},{"$f":"DmTimely!DY802","v":0},{"$f":"DmTimely!DZ802","v":0},{"$f":"DmTimely!EA802","v":0},{"$f":"DmTimely!EB802","v":0},{"$f":"DmTimely!EC802","v":0},{"$f":"DmTimely!ED802","v":0},{"$f":"DmTimely!EE802","v":0},{"$f":"DmTimely!EF802","v":0},{"$f":"DmTimely!EG802","v":0},0]
[21,{"$f":"DmTimely!C803","v":0},{"$f":"DmTimely!D803","v":0},{"$f":"DmTimely!E803","v":0},{"$f":"DmTimely!F803","v":0},{"$f":"DmTimely!G803","v":0},{"$f":"DmTimely!H803","v":0},{"$f":"DmTimely!I803","v":0},{"$f":"DmTimely!J803","v":0},{"$f":"DmTimely!K803","v":0},{"$f":"DmTimely!L803","v":0},{"$f":"DmTimely!M803","v":0},{"$f":"DmTimely!N803","v":0},0,null,21,{"$f":"DmTimely!R803","v":0},{"$f":"DmTimely!S803","v":0},{"$f":"DmTimely!T803","v":0},{"$f":"DmTimely!U803","v":0},{"$f":"DmTimely!V803","v":0},{"$f":"DmTimely!W803","v":0},{"$f":"DmTimely!X803","v":0},{"$f":"DmTimely!Y803","v":0},{"$f":"DmTimely!Z803","v":0},{"$f":"DmTimely!AA803","v":0},{"$f":"DmTimely!AB803","v":0},{"$f":"DmTimely!AC803","v":0},0,null,21,{"$f":"DmTimely!AG803","v":0},{"$f":"DmTimely!AH803","v":0},{"$f":"DmTimely!AI803","v":0},{"$f":"DmTimely!AJ803","v":0},{"$f":"DmTimely!AK803","v":0},{"$f":"DmTimely!AL803","v":0},{"$f":"DmTimely!AM803","v":0},{"$f":"DmTimely!AN803","v":0},{"$f":"DmTimely!AO803","v":0},{"$f":"DmTimely!AP803","v":0},{"$f":"DmTimely!AQ803","v":0},{"$f":"DmTimely!AR803","v":0},0,null,null,null,21,{"$f":"DmTimely!CR803","v":0},{"$f":"DmTimely!CS803","v":0},{"$f":"DmTimely!CT803","v":0},{"$f":"DmTimely!CU803","v":0},{"$f":"DmTimely!CV803","v":0},{"$f":"DmTimely!CW803","v":0},{"$f":"DmTimely!CX803","v":0},{"$f":"DmTimely!CY803","v":0},{"$f":"DmTimely!CZ803","v":0},{"$f":"DmTimely!DA803","v":0},{"$f":"DmTimely!DB803","v":0},{"$f":"DmTimely!DC803","v":0},0,null,21,{"$f":"DmTimely!DG803","v":0},{"$f":"DmTimely!DH803","v":0},{"$f":"DmTimely!DI803","v":0},{"$f":"DmTimely!DJ803","v":0},{"$f":"DmTimely!DK803","v":0},{"$f":"DmTimely!DL803","v":0},{"$f":"DmTimely!DM803","v":0},{"$f":"DmTimely!DN803","v":0},{"$f":"DmTimely!DO803","v":0},{"$f":"DmTimely!DP803","v":0},{"$f":"DmTimely!DQ803","v":0},{"$f":"DmTimely!DR803","v":0},0,null,21,{"$f":"DmTimely!DV803","v":0},{"$f":"DmTimely!DW803","v":0},{"$f":"DmTimely!DX803","v":0},{"$f":"DmTimely!DY803","v":0},{"$f":"DmTimely!DZ803","v":0},{"$f":"DmTimely!EA803","v":0},{"$f":"DmTimely!EB803","v":0},{"$f":"DmTimely!EC803","v":0},{"$f":"DmTimely!ED803","v":0},{"$f":"DmTimely!EE803","v":0},{"$f":"DmTimely!EF803","v":0},{"$f":"DmTimely!EG803","v":0},0]
[22,{"$f":"DmTimely!C804","v":0},{"$f":"DmTimely!D804","v":0},{"$f":"DmTimely!E804","v":0},{"$f":"DmTimely!F804","v":0},{"$f":"DmTimely!G804","v":0},{"$f":"DmTimely!H804","v":0},{"$f":"DmTimely!I804","v":0},{"$f":"DmTimely!J804","v":0},{"$f":"DmTimely!K804","v":0},{"$f":"DmTimely!L804","v":0},{"$f":"DmTimely!M804","v":0},{"$f":"DmTimely!N804","v":0},0,null,22,{"$f":"DmTimely!R804","v":0},{"$f":"DmTimely!S804","v":0},{"$f":"DmTimely!T804","v":0},{"$f":"DmTimely!U804","v":0},{"$f":"DmTimely!V804","v":0},{"$f":"DmTimely!W804","v":0},{"$f":"DmTimely!X804","v":0},{"$f":"DmTimely!Y804","v":0},{"$f":"DmTimely!Z804","v":0},{"$f":"DmTimely!AA804","v":0},{"$f":"DmTimely!AB804","v":0},{"$f":"DmTimely!AC804","v":0},0,null,22,{"$f":"DmTimely!AG804","v":0},{"$f":"DmTimely!AH804","v":0},{"$f":"DmTimely!AI804","v":0},{"$f":"DmTimely!AJ804","v":0},{"$f":"DmTimely!AK804","v":0},{"$f":"DmTimely!AL804","v":0},{"$f":"DmTimely!AM804","v":0},{"$f":"DmTimely!AN804","v":0},{"$f":"DmTimely!AO804","v":0},{"$f":"DmTimely!AP804","v":0},{"$f":"DmTimely!AQ804","v":0},{"$f":"DmTimely!AR804","v":0},0,null,null,null,22,{"$f":"DmTimely!CR804","v":0},{"$f":"DmTimely!CS804","v":0},{"$f":"DmTimely!CT804","v":0},{"$f":"DmTimely!CU804","v":0},{"$f":"DmTimely!CV804","v":0},{"$f":"DmTimely!CW804","v":0},{"$f":"DmTimely!CX804","v":0},{"$f":"DmTimely!CY804","v":0},{"$f":"DmTimely!CZ804","v":0},{"$f":"DmTimely!DA804","v":0},{"$f":"DmTimely!DB804","v":0},{"$f":"DmTimely!DC804","v":0},0,null,22,{"$f":"DmTimely!DG804","v":0},{"$f":"DmTimely!DH804","v":0},{"$f":"DmTimely!DI804","v":0},{"$f":"DmTimely!DJ804","v":0},{"$f":"DmTimely!DK804","v":0},{"$f":"DmTimely!DL804","v":0},{"$f":"DmTimely!DM804","v":0},{"$f":"DmTimely!DN804","v":0},{"$f":"DmTimely!DO804","v":0},{"$f":"DmTimely!DP804","v":0},{"$f":"DmTimely!DQ804","v":0},{"$f":"DmTimely!DR804","v":0},0,null,22,{"$f":"DmTimely!DV804","v":0},{"$f":"DmTimely!DW804","v":0},{"$f":"DmTimely!DX804","v":0},{"$f":"DmTimely!DY804","v":0},{"$f":"DmTimely!DZ804","v":0},{"$f":"DmTimely!EA804","v":0},{"$f":"DmTimely!EB804","v":0},{"$f":"DmTimely!EC804","v":0},{"$f":"DmTimely!ED804","v":0},{"$f":"DmTimely!EE804","v":0},{"$f":"DmTimely!EF804","v":0},{"$f":"DmTimely!EG804","v":0},0]
[23,{"$f":"DmTimely!C805","v":0},{"$f":"DmTimely!D805","v":0},{"$f":"DmTimely!E805","v":0},{"$f":"DmTimely!F805","v":0},{"$f":"DmTimely!G805","v":0},{"$f":"DmTimely!H805","v":0},{"$f":"DmTimely!I805","v":0},{"$f":"DmTimely!J805","v":0},{"$f":"DmTimely!K805","v":0},{"$f":"DmTimely!L805","v":0},{"$f":"DmTimely!M805","v":0},{"$f":"DmTimely!N805","v":0},0,null,23,{"$f":"DmTimely!R805","v":0},{"$f":"DmTimely!S805","v":0},{"$f":"DmTimely!T805","v":0},{"$f":"DmTimely!U805","v":0},{"$f":"DmTimely!V805","v":0},{"$f":"DmTimely!W805","v":0},{"$f":"DmTimely!X805","v":0},{"$f":"DmTimely!Y805","v":0},{"$f":"DmTimely!Z805","v":0},{"$f":"DmTimely!AA805","v":0},{"$f":"DmTimely!AB805","v":0},{"$f":"DmTimely!AC805","v":0},0,null,23,{"$f":"DmTimely!AG805","v":0},{"$f":"DmTimely!AH805","v":0},{"$f":"DmTimely!AI805","v":0},{"$f":"DmTimely!AJ805","v":0},{"$f":"DmTimely!AK805","v":0},{"$f":"DmTimely!AL805","v":0},{"$f":"DmTimely!AM805","v":0},{"$f":"DmTimely!AN805","v":0},{"$f":"DmTimely!AO805","v":0},{"$f":"DmTimely!AP805","v":0},{"$f":"DmTimely!AQ805","v":0},{"$f":"DmTimely!AR805","v":0},0,null,null,null,23,{"$f":"DmTimely!CR805","v":0},{"$f":"DmTimely!CS805","v":0},{"$f":"DmTimely!CT805","v":0},{"$f":"DmTimely!CU805","v":0},{"$f":"DmTimely!CV805","v":0},{"$f":"DmTimely!CW805","v":0},{"$f":"DmTimely!CX805","v":0},{"$f":"DmTimely!CY805","v":0},{"$f":"DmTimely!CZ805","v":0},{"$f":"DmTimely!DA805","v":0},{"$f":"DmTimely!DB805","v":0},{"$f":"DmTimely!DC805","v":0},0,null,23,{"$f":"DmTimely!DG805","v":0},{"$f":"DmTimely!DH805","v":0},{"$f":"DmTimely!DI805","v":0},{"$f":"DmTimely!DJ805","v":0},{"$f":"DmTimely!DK805","v":0},{"$f":"DmTimely!DL805","v":0},{"$f":"DmTimely!DM805","v":0},{"$f":"DmTimely!DN805","v":0},{"$f":"DmTimely!DO805","v":0},{"$f":"DmTimely!DP805","v":0},{"$f":"DmTimely!DQ805","v":0},{"$f":"DmTimely!DR805","v":0},0,null,23,{"$f":"DmTimely!DV805","v":0},{"$f":"DmTimely!DW805","v":0},{"$f":"DmTimely!DX805","v":0},{"$f":"DmTimely!DY805","v":0},{"$f":"DmTimely!DZ805","v":0},{"$f":"DmTimely!EA805","v":0},{"$f":"DmTimely!EB805","v":0},{"$f":"DmTimely!EC805","v":0},{"$f":"DmTimely!ED805","v":0},{"$f":"DmTimely!EE805","v":0},{"$f":"DmTimely!EF805","v":0},{"$f":"DmTimely!EG805","v":0},0]
["kWh/日",{"$f":"SUM(B3:B26)","v":0},{"$f":"SUM(C3:C26)","v":0},0,0,0,0,0,0,0,0,0,0,{"$f":"SUM(B27:M27)","v":0},null,"kWh/日",{"$f":"SUM(Q3:Q26)","v":0},{"$f":"SUM(R3:R26)","v":0},0,0,0,0,0,0,0,0,0,0,{"$f":"SUM(Q27:AB27)","v":0},null,"kWh/日",{"$f":"SUM(AF3:AF26)","v":0},{"$f":"SUM(AG3:AG26)","v":0},0,0,0,0,0,0,0,0,0,0,{"$f":"SUM(AF27:AQ27)","v":0},null,null,null,"kWh/日",{"$f":"SUM(AW3:AW26)","v":0},{"$f":"SUM(AX3:AX26)","v":0},0,0,0,0,0,0,0,0,0,0,{"$f":"SUM(AW27:BH27)","v":0},null,"kWh/日",{"$f":"SUM(BL3:BL26)","v":0},{"$f":"SUM(BM3:BM26)","v":0},0,0,0,0,0,0,0,0,0,0,{"$f":"SUM(BL27:BW27)","v":0},null,"kWh/日",{"$f":"SUM(CA3:CA26)","v":0},{"$f":"SUM(CB3:CB26)","v":0},0,0,0,0,0,0,0,0,0,0,{"$f":"SUM(CA27:CL27)","v":0}]
["日",{"$f":"DB!$H$3","v":20},{"$f":"DB!$I$3","v":20},{"$f":"DB!$J$3","v":22},{"$f":"DB!$K$3","v":20},{"$f":"DB!$L$3","v":20},{"$f":"DB!$M$3","v":22},{"$f":"DB!$N$3","v":20},{"$f":"DB!$O$3","v":23},{"$f":"DB!$P$3","v":20},{"$f":"DB!$Q$3","v":21},{"$f":"DB!$R$3","v":20},{"$f":"DB!$S$3","v":21},{"$f":"SUM(B28:M28)","v":249},null,"日",{"$f":"DB!$H$4","v":4},{"$f":"DB!$I$4","v":3},{"$f":"DB!$J$4","v":4},{"$f":"DB!$K$4","v":4},{"$f":"DB!$L$4","v":4},{"$f":"DB!$M$4","v":4},{"$f":"DB!$N$4","v":5},{"$f":"DB!$O$4","v":4},{"$f":"DB!$P$4","v":4},{"$f":"DB!$Q$4","v":4},{"$f":"DB!$R$4","v":4},{"$f":"DB!$S$4","v":4},{"$f":"SUM(Q28:AB28)","v":48},null,"日",{"$f":"DB!$H$5","v":7},{"$f":"DB!$I$5","v":5},{"$f":"DB!$J$5","v":5},{"$f":"DB!$K$5","v":6},{"$f":"DB!$L$5","v":7},{"$f":"DB!$M$5","v":4},{"$f":"DB!$N$5","v":6},{"$f":"DB!$O$5","v":4},{"$f":"DB!$P$5","v":6},{"$f":"DB!$Q$5","v":6},{"$f":"DB!$R$5","v":6},{"$f":"DB!$S$5","v":6},{"$f":"SUM(AF28:AQ28)","v":68},null,null,null,"日",{"$f":"DB!$H$3","v":20},{"$f":"DB!$I$3","v":20},{"$f":"DB!$J$3","v":22},{"$f":"DB!$K$3","v":20},{"$f":"DB!$L$3","v":20},{"$f":"DB!$M$3","v":22},{"$f":"DB!$N$3","v":20},{"$f":"DB!$O$3","v":23},{"$f":"DB!$P$3","v":20},{"$f":"DB!$Q$3","v":21},{"$f":"DB!$R$3","v":20},{"$f":"DB!$S$3","v":21},{"$f":"SUM(AW28:BH28)","v":249},null,"日",{"$f":"DB!$H$4","v":4},{"$f":"DB!$I$4","v":3},{"$f":"DB!$J$4","v":4},{"$f":"DB!$K$4","v":4},{"$f":"DB!$L$4","v":4},{"$f":"DB!$M$4","v":4},{"$f":"DB!$N$4","v":5},{"$f":"DB!$O$4","v":4},{"$f":"DB!$P$4","v":4},{"$f":"DB!$Q$4","v":4},{"$f":"DB!$R$4","v":4},{"$f":"DB!$S$4","v":4},{"$f":"SUM(BL28:BW28)","v":48},null,"日",{"$f":"DB!$H$5","v":7},{"$f":"DB!$I$5","v":5},{"$f":"DB!$J$5","v":5},{"$f":"DB!$K$5","v":6},{"$f":"DB!$L$5","v":7},{"$f":"DB!$M$5","v":4},{"$f":"DB!$N$5","v":6},{"$f":"DB!$O$5","v":4},{"$f":"DB!$P$5","v":6},{"$f":"DB!$Q$5","v":6},{"$f":"DB!$R$5","v":6},{"$f":"DB!$S$5","v":6},{"$f":"SUM(CA28:CL28)","v":68}]
["MWh/月",{"$f":"B27*B28/1000","v":0},{"$f":"C27*C28/1000","v":0},0,0,0,0,0,0,0,0,0,0,{"$f":"SUM(B29:M29)","v":0},null,"MWh/月",{"$f":"Q27*Q28/1000","v":0},{"$f":"R27*R28/1000","v":0},0,0,0,0,0,0,0,0,0,0,{"$f":"SUM(Q29:AB29)","v":0},null,"MWh/月",{"$f":"AF27*AF28/1000","v":0},{"$f":"AG27*AG28/1000","v":0},0,0,0,0,0,0,0,0,0,0,{"$f":"SUM(AF29:AQ29)","v":0},null,null,null,"MWh/月",{"$f":"AW27*AW28/1000","v":0},{"$f":"AX27*AX28/1000","v":0},0,0,0,0,0,0,0,0,0,0,{"$f":"SUM(AW29:BH29)","v":0},null,"MWh/月",{"$f":"BL27*BL28/1000","v":0},{"$f":"BM27*BM28/1000","v":0},0,0,0,0,0,0,0,0,0,0,{"$f":"SUM(BL29:BW29)","v":0},null,"MWh/月",{"$f":"CA27*CA28/1000","v":0},{"$f":"CB27*CB28/1000","v":0},0,0,0,0,0,0,0,0,0,0,{"$f":"SUM(CA29:CL29)","v":0}]
[]
["冷房負荷",null,"※MJ→kWh変換済み",null,null,null,null,null,null,null,null,null,"新設建物（電力・熱融通エリア）","（平日）",null,"冷房負荷",null,"※MJ→kWh変換済み",null,null,null,null,null,null,null,null,null,"新設建物（電力・熱融通エリア）","（土曜）",null,"冷房負荷",null,"※MJ→kWh変換済み",null,null,null,null,null,null,null,null,null,"新設建物（電力・熱融通エリア）","（休日）",null,null,null,"冷房負荷",null,"※MJ→kWh変換済み",null,null,null,null,null,null,null,null,null,"既設建物（熱融通エリア）","（平日）",null,"冷房負荷",null,"※MJ→kWh変換済み",null,null,null,null,null,null,null,null,null,"既設建物（熱融通エリア）","（土曜）",null,"冷房負荷",null,"※MJ→kWh変換済み",null,null,null,null,null,null,null,null,null,"既設建物（熱融通エリア）","（休日）"]
["kWh","1月","2月","3月","4月","5月","6月","7月","8月","9月","10月","11月","12月","計",null,"kWh","1月","2月","3月","4月","5月","6月","7月","8月","9月","10月","11月","12月","計",null,"kWh","1月","2月","3月","4月","5月","6月","7月","8月","9月","10月","11月","12月","計",null,null,null,"kWh","1月","2月","3月","4月","5月","6月","7月","8月","9月","10月","11月","12月","計",null,"kWh","1月","2月","3月","4月","5月","6月","7月","8月","9月","10月","11月","12月","計",null,"kWh","1月","2月","3月","4月","5月","6月","7月","8月","9月","10月","11月","12月","計"]
[0,{"$f":"DmTimely!C812/3.6","v":0},{"$f":"DmTimely!D812/3.6","v":0},{"$f":"DmTimely!E812/3.6","v":0},{"$f":"DmTimely!F812/3.6","v":0},{"$f":"DmTimely!G812/3.6","v":0},{"$f":"DmTimely!H812/3.6","v":0},{"$f":"DmTimely!I812/3.6","v":0},{"$f":"DmTimely!J812/3.6","v":0},{"$f":"DmTimely!K812/3.6","v":0},{"$f":"DmTimely!L812/3.6","v":0},{"$f":"DmTimely!M812/3.6","v":0},{"$f":"DmTimely!N812/3.6","v":0},{"$f":"SUM(B33:M33)","v":0},null,0,{"$f":"DmTimely!R812/3.6","v":0},{"$f":"DmTimely!S812/3.6","v":0},{"$f":"DmTimely!T812/3.6","v":0},{"$f":"DmTimely!U812/3.6","v":0},{"$f":"DmTimely!V812/3.6","v":0},{"$f":"DmTimely!W812/3.6","v":0},{"$f":"DmTimely!X812/3.6","v":0},{"$f":"DmTimely!Y812/3.6","v":0},{"$f":"DmTimely!Z812/3.6","v":0},{"$f":"DmTimely!AA812/3.6","v":0},{"$f":"DmTimely!AB812/3.6","v":0},{"$f":"DmTimely!AC812/3.6","v":0},{"$f":"SUM(Q33:AB33)","v":0},null,0,{"$f":"DmTimely!AG812/3.6","v":0},{"$f":"DmTimely!AH812/3.6","v":0},{"$f":"DmTimely!AI812/3.6","v":0},{"$f":"DmTimely!AJ812/3.6","v":0},{"$f":"DmTimely!AK812/3.6","v":0},{"$f":"DmTimely!AL812/3.6","v":0},{"$f":"DmTimely!AM812/3.6","v":0},{"$f":"DmTimely!AN812/3.6","v":0},{"$f":"DmTimely!AO812/3.6","v":0},{"$f":"DmTimely!AP812/3.6","v":0},{"$f":"DmTimely!AQ812/3.6","v":0},{"$f":"DmTimely!AR812/3.6","v":0},{"$f":"SUM(AF33:AQ33)","v":0},null,null,null,0,{"$f":"DmTimely!CR812/3.6","v":0},{"$f":"DmTimely!CS812/3.6","v":0},{"$f":"DmTimely!CT812/3.6","v":0},{"$f":"DmTimely!CU812/3.6","v":0},{"$f":"DmTimely!CV812/3.6","v":0},{"$f":"DmTimely!CW812/3.6","v":0},{"$f":"DmTimely!CX812/3.6","v":0},{"$f":"DmTimely!CY812/3.6","v":0},{"$f":"DmTimely!CZ812/3.6","v":0},{"$f":"DmTimely!DA812/3.6","v":0},{"$f":"DmTimely!DB812/3.6","v":0},{"$f":"DmTimely!DC812/3.6","v":0},{"$f":"SUM(AW33:BH33)","v":0},null,0,{"$f":"DmTimely!DG812/3.6","v":0},{"$f":"DmTimely!DH812/3.6","v":0},{"$f":"DmTimely!DI812/3.6","v":0},{"$f":"DmTimely!DJ812/3.6","v":0},{"$f":"DmTimely!DK812/3.6","v":0},{"$f":"DmTimely!DL812/3.6","v":0},{"$f":"DmTimely!DM812/3.6","v":0},{"$f":"DmTimely!DN812/3.6","v":0},{"$f":"DmTimely!DO812/3.6","v":0},{"$f":"DmTimely!DP812/3.6","v":0},{"$f":"DmTimely!DQ812/3.6","v":0},{"$f":"DmTimely!DR812/3.6","v":0},{"$f":"SUM(BL33:BW33)","v":0},null,0,{"$f":"DmTimely!DV812/3.6","v":0},{"$f":"DmTimely!DW812/3.6","v":0},{"$f":"DmTimely!DX812/3.6","v":0},{"$f":"DmTimely!DY812/3.6","v":0},{"$f":"DmTimely!DZ812/3.6","v":0},{"$f":"DmTimely!EA812/3.6","v":0},{"$f":"DmTimely!EB812/3.6","v":0},{"$f":"DmTimely!EC812/3.6","v":0},{"$f":"DmTimely!ED812/3.6","v":0},{"$f":"DmTimely!EE812/3.6","v":0},{"$f":"DmTimely!EF812/3.6","v":0},{"$f":"DmTimely!EG812/3.6","v":0},{"$f":"SUM(CA33:CL33)","v":0}]
[1,{"$f":"DmTimely!C813/3.6","v":0},{"$f":"DmTimely!D813/3.6","v":0},{"$f":"DmTimely!E813/3.6","v":0},{"$f":"DmTimely!F813/3.6","v":0},{"$f":"DmTimely!G813/3.6","v":0},{"$f":"DmTimely!H813/3.6","v":0},{"$f":"DmTimely!I813/3.6","v":0},{"$f":"DmTimely!J813/3.6","v":0},{"$f":"DmTimely!K813/3.6","v":0},{"$f":"DmTimely!L813/3.6","v":0},{"$f":"DmTimely!M813/3.6","v":0},{"$f":"DmTimely!N813/3.6","v":0},{"$f":"SUM(B34:M34)","v":0},null,1,{"$f":"DmTimely!R813/3.6","v":0},{"$f":"DmTimely!S813/3.6","v":0},{"$f":"DmTimely!T813/3.6","v":0},{"$f":"DmTimely!U813/3.6","v":0},{"$f":"DmTimely!V813/3.6","v":0},{"$f":"DmTimely!W813/3.6","v":0},{"$f":"DmTimely!X813/3.6","v":0},{"$f":"DmTimely!Y813/3.6","v":0},{"$f":"DmTimely!Z813/3.6","v":0},{"$f":"DmTimely!AA813/3.6","v":0},{"$f":"DmTimely!AB813/3.6","v":0},{"$f":"DmTimely!AC813/3.6","v":0},{"$f":"SUM(Q34:AB34)","v":0},null,1,{"$f":"DmTimely!AG813/3.6","v":0},{"$f":"DmTimely!AH813/3.6","v":0},{"$f":"DmTimely!AI813/3.6","v":0},{"$f":"DmTimely!AJ813/3.6","v":0},{"$f":"DmTimely!AK813/3.6","v":0},{"$f":"DmTimely!AL813/3.6","v":0},{"$f":"DmTimely!AM813/3.6","v":0},{"$f":"DmTimely!AN813/3.6","v":0},{"$f":"DmTimely!AO813/3.6","v":0},{"$f":"DmTimely!AP813/3.6","v":0},{"$f":"DmTimely!AQ813/3.6","v":0},{"$f":"DmTimely!AR813/3.6","v":0},{"$f":"SUM(AF34:AQ34)","v":0},null,null,null,1,{"$f":"DmTimely!CR813/3.6","v":0},{"$f":"DmTimely!CS813/3.6","v":0},{"$f":"DmTimely!CT813/3.6","v":0},{"$f":"DmTimely!CU813/3.6","v":0},{"$f":"DmTimely!CV813/3.6","v":0},{"$f":"DmTimely!CW813/3.6","v":0},{"$f":"DmTimely!CX813/3.6","v":0},{"$f":"DmTimely!CY813/3.6","v":0},{"$f":"DmTimely!CZ813/3.6","v":0},{"$f":"DmTimely!DA813/3.6","v":0},{"$f":"DmTimely!DB813/3.6","v":0},{"$f":"DmTimely!DC813/3.6","v":0},{"$f":"SUM(AW34:BH34)","v":0},null,1,{"$f":"DmTimely!DG813/3.6","v":0},{"$f":"DmTimely!DH813/3.6","v":0},{"$f":"DmTimely!DI813/3.6","v":0},{"$f":"DmTimely!DJ813/3.6","v":0},{"$f":"DmTimely!DK813/3.6","v":0},{"$f":"DmTimely!DL813/3.6","v":0},{"$f":"DmTimely!DM813/3.6","v":0},{"$f":"DmTimely!DN813/3.6","v":0},{"$f":"DmTimely!DO813/3.6","v":0},{"$f":"DmTimely!DP813/3.6","v":0},{"$f":"DmTimely!DQ813/3.6","v":0},{"$f":"DmTimely!DR813/3.6","v":0},{"$f":"SUM(BL34:BW34)","v":0},null,1,{"$f":"DmTimely!DV813/3.6","v":0},{"$f":"DmTimely!DW813/3.6","v":0},{"$f":"DmTimely!DX813/3.6","v":0},{"$f":"DmTimely!DY813/3.6","v":0},{"$f":"DmTimely!DZ813/3.6","v":0},{"$f":"DmTimely!EA813/3.6","v":0},{"$f":"DmTimely!EB813/3.6","v":0},{"$f":"DmTimely!EC813/3.6","v":0},{"$f":"DmTimely!ED813/3.6","v":0},{"$f":"DmTimely!EE813/3.6","v":0},{"$f":"DmTimely!EF813/3.6","v":0},{"$f":"DmTimely!EG813/3.6","v":0},{"$f":"SUM(CA34:CL34)","v":0}]
[2,{"$f":"DmTimely!C814/3.6","v":0},{"$f":"DmTimely!D814/3.6","v":0},{"$f":"DmTimely!E814/3.6","v":0},{"$f":"DmTimely!F814/3.6","v":0},{"$f":"DmTimely!G814/3.6","v":0},{"$f":"DmTimely!H814/3.6","v":0},{"$f":"DmTimely!I814/3.6","v":0},{"$f":"DmTimely!J814/3.6","v":0},{"$f":"DmTimely!K814/3.6","v":0},{"$f":"DmTimely!L814/3.6","v":0},{"$f":"DmTimely!M814/3.6","v":0},{"$f":"DmTimely!N814/3.6","v":0},0,null,2,{"$f":"DmTimely!R814/3.6","v":0},{"$f":"DmTimely!S814/3.6","v":0},{"$f":"DmTimely!T814/3.6","v":0},{"$f":"DmTimely!U814/3.6","v":0},{"$f":"DmTimely!V814/3.6","v":0},{"$f":"DmTimely!W814/3.6","v":0},{"$f":"DmTimely!X814/3.6","v":0},{"$f":"DmTimely!Y814/3.6","v":0},{"$f":"DmTimely!Z814/3.6","v":0},{"$f":"DmTimely!AA814/3.6","v":0},{"$f":"DmTimely!AB814/3.6","v":0},{"$f":"DmTimely!AC814/3.6","v":0},0,null,2,{"$f":"DmTimely!AG814/3.6","v":0},{"$f":"DmTimely!AH814/3.6","v":0},{"$f":"DmTimely!AI814/3.6","v":0},{"$f":"DmTimely!AJ814/3.6","v":0},{"$f":"DmTimely!AK814/3.6","v":0},{"$f":"DmTimely!AL814/3.6","v":0},{"$f":"DmTimely!AM814/3.6","v":0},{"$f":"DmTimely!AN814/3.6","v":0},{"$f":"DmTimely!AO814/3.6","v":0},{"$f":"DmTimely!AP814/3.6","v":0},{"$f":"DmTimely!AQ814/3.6","v":0},{"$f":"DmTimely!AR814/3.6","v":0},0,null,null,null,2,{"$f":"DmTimely!CR814/3.6","v":0},{"$f":"DmTimely!CS814/3.6","v":0},{"$f":"DmTimely!CT814/3.6","v":0},{"$f":"DmTimely!CU814/3.6","v":0},{"$f":"DmTimely!CV814/3.6","v":0},{"$f":"DmTimely!CW814/3.6","v":0},{"$f":"DmTimely!CX814/3.6","v":0},{"$f":"DmTimely!CY814/3.6","v":0},{"$f":"DmTimely!CZ814/3.6","v":0},{"$f":"DmTimely!DA814/3.6","v":0},{"$f":"DmTimely!DB814/3.6","v":0},{"$f":"DmTimely!DC814/3.6","v":0},0,null,2,{"$f":"DmTimely!DG814/3.6","v":0},{"$f":"DmTimely!DH814/3.6","v":0},{"$f":"DmTimely!DI814/3.6","v":0},{"$f":"DmTimely!DJ814/3.6","v":0},{"$f":"DmTimely!DK814/3.6","v":0},{"$f":"DmTimely!DL814/3.6","v":0},{"$f":"DmTimely!DM814/3.6","v":0},{"$f":"DmTimely!DN814/3.6","v":0},{"$f":"DmTimely!DO814/3.6","v":0},{"$f":"DmTimely!DP814/3.6","v":0},{"$f":"DmTimely!DQ814/3.6","v":0},{"$f":"DmTimely!DR814/3.6","v":0},0,null,2,{"$f":"DmTimely!DV814/3.6","v":0},{"$f":"DmTimely!DW814/3.6","v":0},{"$f":"DmTimely!DX814/3.6","v":0},{"$f":"DmTimely!DY814/3.6","v":0},{"$f":"DmTimely!DZ814/3.6","v":0},{"$f":"DmTimely!EA814/3.6","v":0},{"$f":"DmTimely!EB814/3.6","v":0},{"$f":"DmTimely!EC814/3.6","v":0},{"$f":"DmTimely!ED814/3.6","v":0},{"$f":"DmTimely!EE814/3.6","v":0},{"$f":"DmTimely!EF814/3.6","v":0},{"$f":"DmTimely!EG814/3.6","v":0},0]
[3,{"$f":"DmTimely!C815/3.6","v":0},{"$f":"DmTimely!D815/3.6","v":0},{"$f":"DmTimely!E815/3.6","v":0},{"$f":"DmTimely!F815/3.6","v":0},{"$f":"DmTimely!G815/3.6","v":0},{"$f":"DmTimely!H815/3.6","v":0},{"$f":"DmTimely!I815/3.6","v":0},{"$f":"DmTimely!J815/3.6","v":0},{"$f":"DmTimely!K815/3.6","v":0},{"$f":"DmTimely!L815/3.6","v":0},{"$f":"DmTimely!M815/3.6","v":0},{"$f":"DmTimely!N815/3.6","v":0},0,null,3,{"$f":"DmTimely!R815/3.6","v":0},{"$f":"DmTimely!S815/3.6","v":0},{"$f":"DmTimely!T815/3.6","v":0},{"$f":"DmTimely!U815/3.6","v":0},{"$f":"DmTimely!V815/3.6","v":0},{"$f":"DmTimely!W815/3.6","v":0},{"$f":"DmTimely!X815/3.6","v":0},{"$f":"DmTimely!Y815/3.6","v":0},{"$f":"DmTimely!Z815/3.6","v":0},{"$f":"DmTimely!AA815/3.6","v":0},{"$f":"DmTimely!AB815/3.6","v":0},{"$f":"DmTimely!AC815/3.6","v":0},0,null,3,{"$f":"DmTimely!AG815/3.6","v":0},{"$f":"DmTimely!AH815/3.6","v":0},{"$f":"DmTimely!AI815/3.6","v":0},{"$f":"DmTimely!AJ815/3.6","v":0},{"$f":"DmTimely!AK815/3.6","v":0},{"$f":"DmTimely!AL815/3.6","v":0},{"$f":"DmTimely!AM815/3.6","v":0},{"$f":"DmTimely!AN815/3.6","v":0},{"$f":"DmTimely!AO815/3.6","v":0},{"$f":"DmTimely!AP815/3.6","v":0},{"$f":"DmTimely!AQ815/3.6","v":0},{"$f":"DmTimely!AR815/3.6","v":0},0,null,null,null,3,{"$f":"DmTimely!CR815/3.6","v":0},{"$f":"DmTimely!CS815/3.6","v":0},{"$f":"DmTimely!CT815/3.6","v":0},{"$f":"DmTimely!CU815/3.6","v":0},{"$f":"DmTimely!CV815/3.6","v":0},{"$f":"DmTimely!CW815/3.6","v":0},{"$f":"DmTimely!CX815/3.6","v":0},{"$f":"DmTimely!CY815/3.6","v":0},{"$f":"DmTimely!CZ815/3.6","v":0},{"$f":"DmTimely!DA815/3.6","v":0},{"$f":"DmTimely!DB815/3.6","v":0},{"$f":"DmTimely!DC815/3.6","v":0},0,null,3,{"$f":"DmTimely!DG815/3.6","v":0},{"$f":"DmTimely!DH815/3.6","v":0},{"$f":"DmTimely!DI815/3.6","v":0},{"$f":"DmTimely!DJ815/3.6","v":0},{"$f":"DmTimely!DK815/3.6","v":0},{"$f":"DmTimely!DL815/3.6","v":0},{"$f":"DmTimely!DM815/3.6","v":0},{"$f":"DmTimely!DN815/3.6","v":0},{"$f":"DmTimely!DO815/3.6","v":0},{"$f":"DmTimely!DP815/3.6","v":0},{"$f":"DmTimely!DQ815/3.6","v":0},{"$f":"DmTimely!DR815/3.6","v":0},0,null,3,{"$f":"DmTimely!DV815/3.6","v":0},{"$f":"DmTimely!DW815/3.6","v":0},{"$f":"DmTimely!DX815/3.6","v":0},{"$f":"DmTimely!DY815/3.6","v":0},{"$f":"DmTimely!DZ815/3.6","v":0},{"$f":"DmTimely!EA815/3.6","v":0},{"$f":"DmTimely!EB815/3.6","v":0},{"$f":"DmTimely!EC815/3.6","v":0},{"$f":"DmTimely!ED815/3.6","v":0},{"$f":"DmTimely!EE815/3.6","v":0},{"$f":"DmTimely!EF815/3.6","v":0},{"$f":"DmTimely!EG815/3.6","v":0},0]
[4,{"$f":"DmTimely!C816/3.6","v":0},{"$f":"DmTimely!D816/3.6","v":0},{"$f":"DmTimely!E816/3.6","v":0},{"$f":"DmTimely!F816/3.6","v":0},{"$f":"DmTimely!G816/3.6","v":0},{"$f":"DmTimely!H816/3.6","v":0},{"$f":"DmTimely!I816/3.6","v":0},{"$f":"DmTimely!J816/3.6","v":0},{"$f":"DmTimely!K816/3.6","v":0},{"$f":"DmTimely!L816/3.6","v":0},{"$f":"DmTimely!M816/3.6","v":0},{"$f":"DmTimely!N816/3.6","v":0},0,null,4,{"$f":"DmTimely!R816/3.6","v":0},{"$f":"DmTimely!S816/3.6","v":0},{"$f":"DmTimely!T816/3.6","v":0},{"$f":"DmTimely!U816/3.6","v":0},{"$f":"DmTimely!V816/3.6","v":0},{"$f":"DmTimely!W816/3.6","v":0},{"$f":"DmTimely!X816/3.6","v":0},{"$f":"DmTimely!Y816/3.6","v":0},{"$f":"DmTimely!Z816/3.6","v":0},{"$f":"DmTimely!AA816/3.6","v":0},{"$f":"DmTimely!AB816/3.6","v":0},{"$f":"DmTimely!AC816/3.6","v":0},0,null,4,{"$f":"DmTimely!AG816/3.6","v":0},{"$f":"DmTimely!AH816/3.6","v":0},{"$f":"DmTimely!AI816/3.6","v":0},{"$f":"DmTimely!AJ816/3.6","v":0},{"$f":"DmTimely!AK816/3.6","v":0},{"$f":"DmTimely!AL816/3.6","v":0},{"$f":"DmTimely!AM816/3.6","v":0},{"$f":"DmTimely!AN816/3.6","v":0},{"$f":"DmTimely!AO816/3.6","v":0},{"$f":"DmTimely!AP816/3.6","v":0},{"$f":"DmTimely!AQ816/3.6","v":0},{"$f":"DmTimely!AR816/3.6","v":0},0,null,null,null,4,{"$f":"DmTimely!CR816/3.6","v":0},{"$f":"DmTimely!CS816/3.6","v":0},{"$f":"DmTimely!CT816/3.6","v":0},{"$f":"DmTimely!CU816/3.6","v":0},{"$f":"DmTimely!CV816/3.6","v":0},{"$f":"DmTimely!CW816/3.6","v":0},{"$f":"DmTimely!CX816/3.6","v":0},{"$f":"DmTimely!CY816/3.6","v":0},{"$f":"DmTimely!CZ816/3.6","v":0},{"$f":"DmTimely!DA816/3.6","v":0},{"$f":"DmTimely!DB816/3.6","v":0},{"$f":"DmTimely!DC816/3.6","v":0},0,null,4,{"$f":"DmTimely!DG816/3.6","v":0},{"$f":"DmTimely!DH816/3.6","v":0},{"$f":"DmTimely!DI816/3.6","v":0},{"$f":"DmTimely!DJ816/3.6","v":0},{"$f":"DmTimely!DK816/3.6","v":0},{"$f":"DmTimely!DL816/3.6","v":0},{"$f":"DmTimely!DM816/3.6","v":0},{"$f":"DmTimely!DN816/3.6","v":0},{"$f":"DmTimely!DO816/3.6","v":0},{"$f":"DmTimely!DP816/3.6","v":0},{"$f":"DmTimely!DQ816/3.6","v":0},{"$f":"DmTimely!DR816/3.6","v":0},0,null,4,{"$f":"DmTimely!DV816/3.6","v":0},{"$f":"DmTimely!DW816/3.6","v":0},{"$f":"DmTimely!DX816/3.6","v":0},{"$f":"DmTimely!DY816/3.6","v":0},{"$f":"DmTimely!DZ816/3.6","v":0},{"$f":"DmTimely!EA816/3.6","v":0},{"$f":"DmTimely!EB816/3.6","v":0},{"$f":"DmTimely!EC816/3.6","v":0},{"$f":"DmTimely!ED816/3.6","v":0},{"$f":"DmTimely!EE816/3.6","v":0},{"$f":"DmTimely!EF816/3.6","v":0},{"$f":"DmTimely!EG816/3.6","v":0},0]
[5,{"$f":"DmTimely!C817/3.6","v":0},{"$f":"DmTimely!D817/3.6","v":0},{"$f":"DmTimely!E817/3.6","v":0},{"$f":"DmTimely!F817/3.6","v":0},{"$f":"DmTimely!G817/3.6","v":0},{"$f":"DmTimely!H817/3.6","v":0},{"$f":"DmTimely!I817/3.6","v":0},{"$f":"DmTimely!J817/3.6","v":0},{"$f":"DmTimely!K817/3.6","v":0},{"$f":"DmTimely!L817/3.6","v":0},{"$f":"DmTimely!M817/3.6","v":0},{"$f":"DmTimely!N817/3.6","v":0},0,null,5,{"$f":"DmTimely!R817/3.6","v":0},{"$f":"DmTimely!S817/3.6","v":0},{"$f":"DmTimely!T817/3.6","v":0},{"$f":"DmTimely!U817/3.6","v":0},{"$f":"DmTimely!V817/3.6","v":0},{"$f":"DmTimely!W817/3.6","v":0},{"$f":"DmTimely!X817/3.6","v":0},{"$f":"DmTimely!Y817/3.6","v":0},{"$f":"DmTimely!Z817/3.6","v":0},{"$f":"DmTimely!AA817/3.6","v":0},{"$f":"DmTimely!AB817/3.6","v":0},{"$f":"DmTimely!AC817/3.6","v":0},0,null,5,{"$f":"DmTimely!AG817/3.6","v":0},{"$f":"DmTimely!AH817/3.6","v":0},{"$f":"DmTimely!AI817/3.6","v":0},{"$f":"DmTimely!AJ817/3.6","v":0},{"$f":"DmTimely!AK817/3.6","v":0},{"$f":"DmTimely!AL817/3.6","v":0},{"$f":"DmTimely!AM817/3.6","v":0},{"$f":"DmTimely!AN817/3.6","v":0},{"$f":"DmTimely!AO817/3.6","v":0},{"$f":"DmTimely!AP817/3.6","v":0},{"$f":"DmTimely!AQ817/3.6","v":0},{"$f":"DmTimely!AR817/3.6","v":0},0,null,null,null,5,{"$f":"DmTimely!CR817/3.6","v":0},{"$f":"DmTimely!CS817/3.6","v":0},{"$f":"DmTimely!CT817/3.6","v":0},{"$f":"DmTimely!CU817/3.6","v":0},{"$f":"DmTimely!CV817/3.6","v":0},{"$f":"DmTimely!CW817/3.6","v":0},{"$f":"DmTimely!CX817/3.6","v":0},{"$f":"DmTimely!CY817/3.6","v":0},{"$f":"DmTimely!CZ817/3.6","v":0},{"$f":"DmTimely!DA817/3.6","v":0},{"$f":"DmTimely!DB817/3.6","v":0},{"$f":"DmTimely!DC817/3.6","v":0},0,null,5,{"$f":"DmTimely!DG817/3.6","v":0},{"$f":"DmTimely!DH817/3.6","v":0},{"$f":"DmTimely!DI817/3.6","v":0},{"$f":"DmTimely!DJ817/3.6","v":0},{"$f":"DmTimely!DK817/3.6","v":0},{"$f":"DmTimely!DL817/3.6","v":0},{"$f":"DmTimely!DM817/3.6","v":0},{"$f":"DmTimely!DN817/3.6","v":0},{"$f":"DmTimely!DO817/3.6","v":0},{"$f":"DmTimely!DP817/3.6","v":0},{"$f":"DmTimely!DQ817/3.6","v":0},{"$f":"DmTimely!DR817/3.6","v":0},0,null,5,{"$f":"DmTimely!DV817/3.6","v":0},{"$f":"DmTimely!DW817/3.6","v":0},{"$f":"DmTimely!DX817/3.6","v":0},{"$f":"DmTimely!DY817/3.6","v":0},{"$f":"DmTimely!DZ817/3.6","v":0},{"$f":"DmTimely!EA817/3.6","v":0},{"$f":"DmTimely!EB817/3.6","v":0},{"$f":"DmTimely!EC817/3.6","v":0},{"$f":"DmTimely!ED817/3.6","v":0},{"$f":"DmTimely!EE817/3.6","v":0},{"$f":"DmTimely!EF817/3.6","v":0},{"$f":"DmTimely!EG817/3.6","v":0},0]
[6,{"$f":"DmTimely!C818/3.6","v":0},{"$f":"DmTimely!D818/3.6","v":0},{"$f":"DmTimely!E818/3.6","v":0},{"$f":"DmTimely!F818/3.6","v":0},{"$f":"DmTimely!G818/3.6","v":0},{"$f":"DmTimely!H818/3.6","v":0},{"$f":"DmTimely!I818/3.6","v":0},{"$f":"DmTimely!J818/3.6","v":0},{"$f":"DmTimely!K818/3.6","v":0},{"$f":"DmTimely!L818/3.6","v":0},{"$f":"DmTimely!M818/3.6","v":0},{"$f":"DmTimely!N818/3.6","v":0},0,null,6,{"$f":"DmTimely!R818/3.6","v":0},{"$f":"DmTimely!S818/3.6","v":0},{"$f":"DmTimely!T818/3.6","v":0},{"$f":"DmTimely!U818/3.6","v":0},{"$f":"DmTimely!V818/3.6","v":0},{"$f":"DmTimely!W818/3.6","v":0},{"$f":"DmTimely!X818/3.6","v":0},{"$f":"DmTimely!Y818/3.6","v":0},{"$f":"DmTimely!Z818/3.6","v":0},{"$f":"DmTimely!AA818/3.6","v":0},{"$f":"DmTimely!AB818/3.6","v":0},{"$f":"DmTimely!AC818/3.6","v":0},0,null,6,{"$f":"DmTimely!AG818/3.6","v":0},{"$f":"DmTimely!AH818/3.6","v":0},{"$f":"DmTimely!AI818/3.6","v":0},{"$f":"DmTimely!AJ818/3.6","v":0},{"$f":"DmTimely!AK818/3.6","v":0},{"$f":"DmTimely!AL818/3.6","v":0},{"$f":"DmTimely!AM818/3.6","v":0},{"$f":"DmTimely!AN818/3.6","v":0},{"$f":"DmTimely!AO818/3.6","v":0},{"$f":"DmTimely!AP818/3.6","v":0},{"$f":"DmTimely!AQ818/3.6","v":0},{"$f":"DmTimely!AR818/3.6","v":0},0,null,null,null,6,{"$f":"DmTimely!CR818/3.6","v":0},{"$f":"DmTimely!CS818/3.6","v":0},{"$f":"DmTimely!CT818/3.6","v":0},{"$f":"DmTimely!CU818/3.6","v":0},{"$f":"DmTimely!CV818/3.6","v":0},{"$f":"DmTimely!CW818/3.6","v":0},{"$f":"DmTimely!CX818/3.6","v":0},{"$f":"DmTimely!CY818/3.6","v":0},{"$f":"DmTimely!CZ818/3.6","v":0},{"$f":"DmTimely!DA818/3.6","v":0},{"$f":"DmTimely!DB818/3.6","v":0},{"$f":"DmTimely!DC818/3.6","v":0},0,null,6,{"$f":"DmTimely!DG818/3.6","v":0},{"$f":"DmTimely!DH818/3.6","v":0},{"$f":"DmTimely!DI818/3.6","v":0},{"$f":"DmTimely!DJ818/3.6","v":0},{"$f":"DmTimely!DK818/3.6","v":0},{"$f":"DmTimely!DL818/3.6","v":0},{"$f":"DmTimely!DM818/3.6","v":0},{"$f":"DmTimely!DN818/3.6","v":0},{"$f":"DmTimely!DO818/3.6","v":0},{"$f":"DmTimely!DP818/3.6","v":0},{"$f":"DmTimely!DQ818/3.6","v":0},{"$f":"DmTimely!DR818/3.6","v":0},0,null,6,{"$f":"DmTimely!DV818/3.6","v":0},{"$f":"DmTimely!DW818/3.6","v":0},{"$f":"DmTimely!DX818/3.6","v":0},{"$f":"DmTimely!DY818/3.6","v":0},{"$f":"DmTimely!DZ818/3.6","v":0},{"$f":"DmTimely!EA818/3.6","v":0},{"$f":"DmTimely!EB818/3.6","v":0},{"$f":"DmTimely!EC818/3.6","v":0},{"$f":"DmTimely!ED818/3.6","v":0},{"$f":"DmTimely!EE818/3.6","v":0},{"$f":"DmTimely!EF818/3.6","v":0},{"$f":"DmTimely!EG818/3.6","v":0},0]
[7,{"$f":"DmTimely!C819/3.6","v":0},{"$f":"DmTimely!D819/3.6","v":0},{"$f":"DmTimely!E819/3.6","v":0},{"$f":"DmTimely!F819/3.6","v":0},{"$f":"DmTimely!G819/3.6","v":0},{"$f":"DmTimely!H819/3.6","v":0},{"$f":"DmTimely!I819/3.6","v":0},{"$f":"DmTimely!J819/3.6","v":0},{"$f":"DmTimely!K819/3.6","v":0},{"$f":"DmTimely!L819/3.6","v":0},{"$f":"DmTimely!M819/3.6","v":0},{"$f":"DmTimely!N819/3.6","v":0},0,null,7,{"$f":"DmTimely!R819/3.6","v":0},{"$f":"DmTimely!S819/3.6","v":0},{"$f":"DmTimely!T819/3.6","v":0},{"$f":"DmTimely!U819/3.6","v":0},{"$f":"DmTimely!V819/3.6","v":0},{"$f":"DmTimely!W819/3.6","v":0},{"$f":"DmTimely!X819/3.6","v":0},{"$f":"DmTimely!Y819/3.6","v":0},{"$f":"DmTimely!Z819/3.6","v":0},{"$f":"DmTimely!AA819/3.6","v":0},{"$f":"DmTimely!AB819/3.6","v":0},{"$f":"DmTimely!AC819/3.6","v":0},0,null,7,{"$f":"DmTimely!AG819/3.6","v":0},{"$f":"DmTimely!AH819/3.6","v":0},{"$f":"DmTimely!AI819/3.6","v":0},{"$f":"DmTimely!AJ819/3.6","v":0},{"$f":"DmTimely!AK819/3.6","v":0},{"$f":"DmTimely!AL819/3.6","v":0},{"$f":"DmTimely!AM819/3.6","v":0},{"$f":"DmTimely!AN819/3.6","v":0},{"$f":"DmTimely!AO819/3.6","v":0},{"$f":"DmTimely!AP819/3.6","v":0},{"$f":"DmTimely!AQ819/3.6","v":0},{"$f":"DmTimely!AR819/3.6","v":0},0,null,null,null,7,{"$f":"DmTimely!CR819/3.6","v":0},{"$f":"DmTimely!CS819/3.6","v":0},{"$f":"DmTimely!CT819/3.6","v":0},{"$f":"DmTimely!CU819/3.6","v":0},{"$f":"DmTimely!CV819/3.6","v":0},{"$f":"DmTimely!CW819/3.6","v":0},{"$f":"DmTimely!CX819/3.6","v":0},{"$f":"DmTimely!CY819/3.6","v":0},{"$f":"DmTimely!CZ819/3.6","v":0},{"$f":"DmTimely!DA819/3.6","v":0},{"$f":"DmTimely!DB819/3.6","v":0},{"$f":"DmTimely!DC819/3.6","v":0},0,null,7,{"$f":"DmTimely!DG819/3.6","v":0},{"$f":"DmTimely!DH819/3.6","v":0},{"$f":"DmTimely!DI819/3.6","v":0},{"$f":"DmTimely!DJ819/3.6","v":0},{"$f":"DmTimely!DK819/3.6","v":0},{"$f":"DmTimely!DL819/3.6","v":0},{"$f":"DmTimely!DM819/3.6","v":0},{"$f":"DmTimely!DN819/3.6","v":0},{"$f":"DmTimely!DO819/3.6","v":0},{"$f":"DmTimely!DP819/3.6","v":0},{"$f":"DmTimely!DQ819/3.6","v":0},{"$f":"DmTimely!DR819/3.6","v":0},0,null,7,{"$f":"DmTimely!DV819/3.6","v":0},{"$f":"DmTimely!DW819/3.6","v":0},{"$f":"DmTimely!DX819/3.6","v":0},{"$f":"DmTimely!DY819/3.6","v":0},{"$f":"DmTimely!DZ819/3.6","v":0},{"$f":"DmTimely!EA819/3.6","v":0},{"$f":"DmTimely!EB819/3.6","v":0},{"$f":"DmTimely!EC819/3.6","v":0},{"$f":"DmTimely!ED819/3.6","v":0},{"$f":"DmTimely!EE819/3.6","v":0},{"$f":"DmTimely!EF819/3.6","v":0},{"$f":"DmTimely!EG819/3.6","v":0},0]
[8,{"$f":"DmTimely!C820/3.6","v":0},{"$f":"DmTimely!D820/3.6","v":0},{"$f":"DmTimely!E820/3.6","v":0},{"$f":"DmTimely!F820/3.6","v":0},{"$f":"DmTimely!G820/3.6","v":0},{"$f":"DmTimely!H820/3.6","v":0},{"$f":"DmTimely!I820/3.6","v":0},{"$f":"DmTimely!J820/3.6","v":0},{"$f":"DmTimely!K820/3.6","v":0},{"$f":"DmTimely!L820/3.6","v":0},{"$f":"DmTimely!M820/3.6","v":0},{"$f":"DmTimely!N820/3.6","v":0},0,null,8,{"$f":"DmTimely!R820/3.6","v":0},{"$f":"DmTimely!S820/3.6","v":0},{"$f":"DmTimely!T820/3.6","v":0},{"$f":"DmTimely!U820/3.6","v":0},{"$f":"DmTimely!V820/3.6","v":0},{"$f":"DmTimely!W820/3.6","v":0},{"$f":"DmTimely!X820/3.6","v":0},{"$f":"DmTimely!Y820/3.6","v":0},{"$f":"DmTimely!Z820/3.6","v":0},{"$f":"DmTimely!AA820/3.6","v":0},{"$f":"DmTimely!AB820/3.6","v":0},{"$f":"DmTimely!AC820/3.6","v":0},0,null,8,{"$f":"DmTimely!AG820/3.6","v":0},{"$f":"DmTimely!AH820/3.6","v":0},{"$f":"DmTimely!AI820/3.6","v":0},{"$f":"DmTimely!AJ820/3.6","v":0},{"$f":"DmTimely!AK820/3.6","v":0},{"$f":"DmTimely!AL820/3.6","v":0},{"$f":"DmTimely!AM820/3.6","v":0},{"$f":"DmTimely!AN820/3.6","v":0},{"$f":"DmTimely!AO820/3.6","v":0},{"$f":"DmTimely!AP820/3.6","v":0},{"$f":"DmTimely!AQ820/3.6","v":0},{"$f":"DmTimely!AR820/3.6","v":0},0,null,null,null,8,{"$f":"DmTimely!CR820/3.6","v":0},{"$f":"DmTimely!CS820/3.6","v":0},{"$f":"DmTimely!CT820/3.6","v":0},{"$f":"DmTimely!CU820/3.6","v":0},{"$f":"DmTimely!CV820/3.6","v":0},{"$f":"DmTimely!CW820/3.6","v":0},{"$f":"DmTimely!CX820/3.6","v":0},{"$f":"DmTimely!CY820/3.6","v":0},{"$f":"DmTimely!CZ820/3.6","v":0},{"$f":"DmTimely!DA820/3.6","v":0},{"$f":"DmTimely!DB820/3.6","v":0},{"$f":"DmTimely!DC820/3.6","v":0},0,null,8,{"$f":"DmTimely!DG820/3.6","v":0},{"$f":"DmTimely!DH820/3.6","v":0},{"$f":"DmTimely!DI820/3.6","v":0},{"$f":"DmTimely!DJ820/3.6","v":0},{"$f":"DmTimely!DK820/3.6","v":0},{"$f":"DmTimely!DL820/3.6","v":0},{"$f":"DmTimely!DM820/3.6","v":0},{"$f":"DmTimely!DN820/3.6","v":0},{"$f":"DmTimely!DO820/3.6","v":0},{"$f":"DmTimely!DP820/3.6","v":0},{"$f":"DmTimely!DQ820/3.6","v":0},{"$f":"DmTimely!DR820/3.6","v":0},0,null,8,{"$f":"DmTimely!DV820/3.6","v":0},{"$f":"DmTimely!DW820/3.6","v":0},{"$f":"DmTimely!DX820/3.6","v":0},{"$f":"DmTimely!DY820/3.6","v":0},{"$f":"DmTimely!DZ820/3.6","v":0},{"$f":"DmTimely!EA820/3.6","v":0},{"$f":"DmTimely!EB820/3.6","v":0},{"$f":"DmTimely!EC820/3.6","v":0},{"$f":"DmTimely!ED820/3.6","v":0},{"$f":"DmTimely!EE820/3.6","v":0},{"$f":"DmTimely!EF820/3.6","v":0},{"$f":"DmTimely!EG820/3.6","v":0},0]
[9,{"$f":"DmTimely!C821/3.6","v":0},{"$f":"DmTimely!D821/3.6","v":0},{"$f":"DmTimely!E821/3.6","v":0},{"$f":"DmTimely!F821/3.6","v":0},{"$f":"DmTimely!G821/3.6","v":0},{"$f":"DmTimely!H821/3.6","v":0},{"$f":"DmTimely!I821/3.6","v":0},{"$f":"DmTimely!J821/3.6","v":0},{"$f":"DmTimely!K821/3.6","v":0},{"$f":"DmTimely!L821/3.6","v":0},{"$f":"DmTimely!M821/3.6","v":0},{"$f":"DmTimely!N821/3.6","v":0},0,null,9,{"$f":"DmTimely!R821/3.6","v":0},{"$f":"DmTimely!S821/3.6","v":0},{"$f":"DmTimely!T821/3.6","v":0},{"$f":"DmTimely!U821/3.6","v":0},{"$f":"DmTimely!V821/3.6","v":0},{"$f":"DmTimely!W821/3.6","v":0},{"$f":"DmTimely!X821/3.6","v":0},{"$f":"DmTimely!Y821/3.6","v":0},{"$f":"DmTimely!Z821/3.6","v":0},{"$f":"DmTimely!AA821/3.6","v":0},{"$f":"DmTimely!AB821/3.6","v":0},{"$f":"DmTimely!AC821/3.6","v":0},0,null,9,{"$f":"DmTimely!AG821/3.6","v":0},{"$f":"DmTimely!AH821/3.6","v":0},{"$f":"DmTimely!AI821/3.6","v":0},{"$f":"DmTimely!AJ821/3.6","v":0},{"$f":"DmTimely!AK821/3.6","v":0},{"$f":"DmTimely!AL821/3.6","v":0},{"$f":"DmTimely!AM821/3.6","v":0},{"$f":"DmTimely!AN821/3.6","v":0},{"$f":"DmTimely!AO821/3.6","v":0},{"$f":"DmTimely!AP821/3.6","v":0},{"$f":"DmTimely!AQ821/3.6","v":0},{"$f":"DmTimely!AR821/3.6","v":0},0,null,null,null,9,{"$f":"DmTimely!CR821/3.6","v":0},{"$f":"DmTimely!CS821/3.6","v":0},{"$f":"DmTimely!CT821/3.6","v":0},{"$f":"DmTimely!CU821/3.6","v":0},{"$f":"DmTimely!CV821/3.6","v":0},{"$f":"DmTimely!CW821/3.6","v":0},{"$f":"DmTimely!CX821/3.6","v":0},{"$f":"DmTimely!CY821/3.6","v":0},{"$f":"DmTimely!CZ821/3.6","v":0},{"$f":"DmTimely!DA821/3.6","v":0},{"$f":"DmTimely!DB821/3.6","v":0},{"$f":"DmTimely!DC821/3.6","v":0},0,null,9,{"$f":"DmTimely!DG821/3.6","v":0},{"$f":"DmTimely!DH821/3.6","v":0},{"$f":"DmTimely!DI821/3.6","v":0},{"$f":"DmTimely!DJ821/3.6","v":0},{"$f":"DmTimely!DK821/3.6","v":0},{"$f":"DmTimely!DL821/3.6","v":0},{"$f":"DmTimely!DM821/3.6","v":0},{"$f":"DmTimely!DN821/3.6","v":0},{"$f":"DmTimely!DO821/3.6","v":0},{"$f":"DmTimely!DP821/3.6","v":0},{"$f":"DmTimely!DQ821/3.6","v":0},{"$f":"DmTimely!DR821/3.6","v":0},0,null,9,{"$f":"DmTimely!DV821/3.6","v":0},{"$f":"DmTimely!DW821/3.6","v":0},{"$f":"DmTimely!DX821/3.6","v":0},{"$f":"DmTimely!DY821/3.6","v":0},{"$f":"DmTimely!DZ821/3.6","v":0},{"$f":"DmTimely!EA821/3.6","v":0},{"$f":"DmTimely!EB821/3.6","v":0},{"$f":"DmTimely!EC821/3.6","v":0},{"$f":"DmTimely!ED821/3.6","v":0},{"$f":"DmTimely!EE821/3.6","v":0},{"$f":"DmTimely!EF821/3.6","v":0},{"$f":"DmTimely!EG821/3.6","v":0},0]
[10,{"$f":"DmTimely!C822/3.6","v":0},{"$f":"DmTimely!D822/3.6","v":0},{"$f":"DmTimely!E822/3.6","v":0},{"$f":"DmTimely!F822/3.6","v":0},{"$f":"DmTimely!G822/3.6","v":0},{"$f":"DmTimely!H822/3.6","v":0},{"$f":"DmTimely!I822/3.6","v":0},{"$f":"DmTimely!J822/3.6","v":0},{"$f":"DmTimely!K822/3.6","v":0},{"$f":"DmTimely!L822/3.6","v":0},{"$f":"DmTimely!M822/3.6","v":0},{"$f":"DmTimely!N822/3.6","v":0},0,null,10,{"$f":"DmTimely!R822/3.6","v":0},{"$f":"DmTimely!S822/3.6","v":0},{"$f":"DmTimely!T822/3.6","v":0},{"$f":"DmTimely!U822/3.6","v":0},{"$f":"DmTimely!V822/3.6","v":0},{"$f":"DmTimely!W822/3.6","v":0},{"$f":"DmTimely!X822/3.6","v":0},{"$f":"DmTimely!Y822/3.6","v":0},{"$f":"DmTimely!Z822/3.6","v":0},{"$f":"DmTimely!AA822/3.6","v":0},{"$f":"DmTimely!AB822/3.6","v":0},{"$f":"DmTimely!AC822/3.6","v":0},0,null,10,{"$f":"DmTimely!AG822/3.6","v":0},{"$f":"DmTimely!AH822/3.6","v":0},{"$f":"DmTimely!AI822/3.6","v":0},{"$f":"DmTimely!AJ822/3.6","v":0},{"$f":"DmTimely!AK822/3.6","v":0},{"$f":"DmTimely!AL822/3.6","v":0},{"$f":"DmTimely!AM822/3.6","v":0},{"$f":"DmTimely!AN822/3.6","v":0},{"$f":"DmTimely!AO822/3.6","v":0},{"$f":"DmTimely!AP822/3.6","v":0},{"$f":"DmTimely!AQ822/3.6","v":0},{"$f":"DmTimely!AR822/3.6","v":0},0,null,null,null,10,{"$f":"DmTimely!CR822/3.6","v":0},{"$f":"DmTimely!CS822/3.6","v":0},{"$f":"DmTimely!CT822/3.6","v":0},{"$f":"DmTimely!CU822/3.6","v":0},{"$f":"DmTimely!CV822/3.6","v":0},{"$f":"DmTimely!CW822/3.6","v":0},{"$f":"DmTimely!CX822/3.6","v":0},{"$f":"DmTimely!CY822/3.6","v":0},{"$f":"DmTimely!CZ822/3.6","v":0},{"$f":"DmTimely!DA822/3.6","v":0},{"$f":"DmTimely!DB822/3.6","v":0},{"$f":"DmTimely!DC822/3.6","v":0},0,null,10,{"$f":"DmTimely!DG822/3.6","v":0},{"$f":"DmTimely!DH822/3.6","v":0},{"$f":"DmTimely!DI822/3.6","v":0},{"$f":"DmTimely!DJ822/3.6","v":0},{"$f":"DmTimely!DK822/3.6","v":0},{"$f":"DmTimely!DL822/3.6","v":0},{"$f":"DmTimely!DM822/3.6","v":0},{"$f":"DmTimely!DN822/3.6","v":0},{"$f":"DmTimely!DO822/3.6","v":0},{"$f":"DmTimely!DP822/3.6","v":0},{"$f":"DmTimely!DQ822/3.6","v":0},{"$f":"DmTimely!DR822/3.6","v":0},0,null,10,{"$f":"DmTimely!DV822/3.6","v":0},{"$f":"DmTimely!DW822/3.6","v":0},{"$f":"DmTimely!DX822/3.6","v":0},{"$f":"DmTimely!DY822/3.6","v":0},{"$f":"DmTimely!DZ822/3.6","v":0},{"$f":"DmTimely!EA822/3.6","v":0},{"$f":"DmTimely!EB822/3.6","v":0},{"$f":"DmTimely!EC822/3.6","v":0},{"$f":"DmTimely!ED822/3.6","v":0},{"$f":"DmTimely!EE822/3.6","v":0},{"$f":"DmTimely!EF822/3.6","v":0},{"$f":"DmTimely!EG822/3.6","v":0},0]
[11,{"$f":"DmTimely!C823/3.6","v":0},{"$f":"DmTimely!D823/3.6","v":0},{"$f":"DmTimely!E823/3.6","v":0},{"$f":"DmTimely!F823/3.6","v":0},{"$f":"DmTimely!G823/3.6","v":0},{"$f":"DmTimely!H823/3.6","v":0},{"$f":"DmTimely!I823/3.6","v":0},{"$f":"DmTimely!J823/3.6","v":0},{"$f":"DmTimely!K823/3.6","v":0},{"$f":"DmTimely!L823/3.6","v":0},{"$f":"DmTimely!M823/3.6","v":0},{"$f":"DmTimely!N823/3.6","v":0},0,null,11,{"$f":"DmTimely!R823/3.6","v":0},{"$f":"DmTimely!S823/3.6","v":0},{"$f":"DmTimely!T823/3.6","v":0},{"$f":"DmTimely!U823/3.6","v":0},{"$f":"DmTimely!V823/3.6","v":0},{"$f":"DmTimely!W823/3.6","v":0},{"$f":"DmTimely!X823/3.6","v":0},{"$f":"DmTimely!Y823/3.6","v":0},{"$f":"DmTimely!Z823/3.6","v":0},{"$f":"DmTimely!AA823/3.6","v":0},{"$f":"DmTimely!AB823/3.6","v":0},{"$f":"DmTimely!AC823/3.6","v":0},0,null,11,{"$f":"DmTimely!AG823/3.6","v":0},{"$f":"DmTimely!AH823/3.6","v":0},{"$f":"DmTimely!AI823/3.6","v":0},{"$f":"DmTimely!AJ823/3.6","v":0},{"$f":"DmTimely!AK823/3.6","v":0},{"$f":"DmTimely!AL823/3.6","v":0},{"$f":"DmTimely!AM823/3.6","v":0},{"$f":"DmTimely!AN823/3.6","v":0},{"$f":"DmTimely!AO823/3.6","v":0},{"$f":"DmTimely!AP823/3.6","v":0},{"$f":"DmTimely!AQ823/3.6","v":0},{"$f":"DmTimely!AR823/3.6","v":0},0,null,null,null,11,{"$f":"DmTimely!CR823/3.6","v":0},{"$f":"DmTimely!CS823/3.6","v":0},{"$f":"DmTimely!CT823/3.6","v":0},{"$f":"DmTimely!CU823/3.6","v":0},{"$f":"DmTimely!CV823/3.6","v":0},{"$f":"DmTimely!CW823/3.6","v":0},{"$f":"DmTimely!CX823/3.6","v":0},{"$f":"DmTimely!CY823/3.6","v":0},{"$f":"DmTimely!CZ823/3.6","v":0},{"$f":"DmTimely!DA823/3.6","v":0},{"$f":"DmTimely!DB823/3.6","v":0},{"$f":"DmTimely!DC823/3.6","v":0},0,null,11,{"$f":"DmTimely!DG823/3.6","v":0},{"$f":"DmTimely!DH823/3.6","v":0},{"$f":"DmTimely!DI823/3.6","v":0},{"$f":"DmTimely!DJ823/3.6","v":0},{"$f":"DmTimely!DK823/3.6","v":0},{"$f":"DmTimely!DL823/3.6","v":0},{"$f":"DmTimely!DM823/3.6","v":0},{"$f":"DmTimely!DN823/3.6","v":0},{"$f":"DmTimely!DO823/3.6","v":0},{"$f":"DmTimely!DP823/3.6","v":0},{"$f":"DmTimely!DQ823/3.6","v":0},{"$f":"DmTimely!DR823/3.6","v":0},0,null,11,{"$f":"DmTimely!DV823/3.6","v":0},{"$f":"DmTimely!DW823/3.6","v":0},{"$f":"DmTimely!DX823/3.6","v":0},{"$f":"DmTimely!DY823/3.6","v":0},{"$f":"DmTimely!DZ823/3.6","v":0},{"$f":"DmTimely!EA823/3.6","v":0},{"$f":"DmTimely!EB823/3.6","v":0},{"$f":"DmTimely!EC823/3.6","v":0},{"$f":"DmTimely!ED823/3.6","v":0},{"$f":"DmTimely!EE823/3.6","v":0},{"$f":"DmTimely!EF823/3.6","v":0},{"$f":"DmTimely!EG823/3.6","v":0},0]
[12,{"$f":"DmTimely!C824/3.6","v":0},{"$f":"DmTimely!D824/3.6","v":0},{"$f":"DmTimely!E824/3.6","v":0},{"$f":"DmTimely!F824/3.6","v":0},{"$f":"DmTimely!G824/3.6","v":0},{"$f":"DmTimely!H824/3.6","v":0},{"$f":"DmTimely!I824/3.6","v":0},{"$f":"DmTimely!J824/3.6","v":0},{"$f":"DmTimely!K824/3.6","v":0},{"$f":"DmTimely!L824/3.6","v":0},{"$f":"DmTimely!M824/3.6","v":0},{"$f":"DmTimely!N824/3.6","v":0},0,null,12,{"$f":"DmTimely!R824/3.6","v":0},{"$f":"DmTimely!S824/3.6","v":0},{"$f":"DmTimely!T824/3.6","v":0},{"$f":"DmTimely!U824/3.6","v":0},{"$f":"DmTimely!V824/3.6","v":0},{"$f":"DmTimely!W824/3.6","v":0},{"$f":"DmTimely!X824/3.6","v":0},{"$f":"DmTimely!Y824/3.6","v":0},{"$f":"DmTimely!Z824/3.6","v":0},{"$f":"DmTimely!AA824/3.6","v":0},{"$f":"DmTimely!AB824/3.6","v":0},{"$f":"DmTimely!AC824/3.6","v":0},0,null,12,{"$f":"DmTimely!AG824/3.6","v":0},{"$f":"DmTimely!AH824/3.6","v":0},{"$f":"DmTimely!AI824/3.6","v":0},{"$f":"DmTimely!AJ824/3.6","v":0},{"$f":"DmTimely!AK824/3.6","v":0},{"$f":"DmTimely!AL824/3.6","v":0},{"$f":"DmTimely!AM824/3.6","v":0},{"$f":"DmTimely!AN824/3.6","v":0},{"$f":"DmTimely!AO824/3.6","v":0},{"$f":"DmTimely!AP824/3.6","v":0},{"$f":"DmTimely!AQ824/3.6","v":0},{"$f":"DmTimely!AR824/3.6","v":0},0,null,null,null,12,{"$f":"DmTimely!CR824/3.6","v":0},{"$f":"DmTimely!CS824/3.6","v":0},{"$f":"DmTimely!CT824/3.6","v":0},{"$f":"DmTimely!CU824/3.6","v":0},{"$f":"DmTimely!CV824/3.6","v":0},{"$f":"DmTimely!CW824/3.6","v":0},{"$f":"DmTimely!CX824/3.6","v":0},{"$f":"DmTimely!CY824/3.6","v":0},{"$f":"DmTimely!CZ824/3.6","v":0},{"$f":"DmTimely!DA824/3.6","v":0},{"$f":"DmTimely!DB824/3.6","v":0},{"$f":"DmTimely!DC824/3.6","v":0},0,null,12,{"$f":"DmTimely!DG824/3.6","v":0},{"$f":"DmTimely!DH824/3.6","v":0},{"$f":"DmTimely!DI824/3.6","v":0},{"$f":"DmTimely!DJ824/3.6","v":0},{"$f":"DmTimely!DK824/3.6","v":0},{"$f":"DmTimely!DL824/3.6","v":0},{"$f":"DmTimely!DM824/3.6","v":0},{"$f":"DmTimely!DN824/3.6","v":0},{"$f":"DmTimely!DO824/3.6","v":0},{"$f":"DmTimely!DP824/3.6","v":0},{"$f":"DmTimely!DQ824/3.6","v":0},{"$f":"DmTimely!DR824/3.6","v":0},0,null,12,{"$f":"DmTimely!DV824/3.6","v":0},{"$f":"DmTimely!DW824/3.6","v":0},{"$f":"DmTimely!DX824/3.6","v":0},{"$f":"DmTimely!DY824/3.6","v":0},{"$f":"DmTimely!DZ824/3.6","v":0},{"$f":"DmTimely!EA824/3.6","v":0},{"$f":"DmTimely!EB824/3.6","v":0},{"$f":"DmTimely!EC824/3.6","v":0},{"$f":"DmTimely!ED824/3.6","v":0},{"$f":"DmTimely!EE824/3.6","v":0},{"$f":"DmTimely!EF824/3.6","v":0},{"$f":"DmTimely!EG824/3.6","v":0},0]
[13,{"$f":"DmTimely!C825/3.6","v":0},{"$f":"DmTimely!D825/3.6","v":0},{"$f":"DmTimely!E825/3.6","v":0},{"$f":"DmTimely!F825/3.6","v":0},{"$f":"DmTimely!G825/3.6","v":0},{"$f":"DmTimely!H825/3.6","v":0},{"$f":"DmTimely!I825/3.6","v":0},{"$f":"DmTimely!J825/3.6","v":0},{"$f":"DmTimely!K825/3.6","v":0},{"$f":"DmTimely!L825/3.6","v":0},{"$f":"DmTimely!M825/3.6","v":0},{"$f":"DmTimely!N825/3.6","v":0},0,null,13,{"$f":"DmTimely!R825/3.6","v":0},{"$f":"DmTimely!S825/3.6","v":0},{"$f":"DmTimely!T825/3.6","v":0},{"$f":"DmTimely!U825/3.6","v":0},{"$f":"DmTimely!V825/3.6","v":0},{"$f":"DmTimely!W825/3.6","v":0},{"$f":"DmTimely!X825/3.6","v":0},{"$f":"DmTimely!Y825/3.6","v":0},{"$f":"DmTimely!Z825/3.6","v":0},{"$f":"DmTimely!AA825/3.6","v":0},{"$f":"DmTimely!AB825/3.6","v":0},{"$f":"DmTimely!AC825/3.6","v":0},0,null,13,{"$f":"DmTimely!AG825/3.6","v":0},{"$f":"DmTimely!AH825/3.6","v":0},{"$f":"DmTimely!AI825/3.6","v":0},{"$f":"DmTimely!AJ825/3.6","v":0},{"$f":"DmTimely!AK825/3.6","v":0},{"$f":"DmTimely!AL825/3.6","v":0},{"$f":"DmTimely!AM825/3.6","v":0},{"$f":"DmTimely!AN825/3.6","v":0},{"$f":"DmTimely!AO825/3.6","v":0},{"$f":"DmTimely!AP825/3.6","v":0},{"$f":"DmTimely!AQ825/3.6","v":0},{"$f":"DmTimely!AR825/3.6","v":0},0,null,null,null,13,{"$f":"DmTimely!CR825/3.6","v":0},{"$f":"DmTimely!CS825/3.6","v":0},{"$f":"DmTimely!CT825/3.6","v":0},{"$f":"DmTimely!CU825/3.6","v":0},{"$f":"DmTimely!CV825/3.6","v":0},{"$f":"DmTimely!CW825/3.6","v":0},{"$f":"DmTimely!CX825/3.6","v":0},{"$f":"DmTimely!CY825/3.6","v":0},{"$f":"DmTimely!CZ825/3.6","v":0},{"$f":"DmTimely!DA825/3.6","v":0},{"$f":"DmTimely!DB825/3.6","v":0},{"$f":"DmTimely!DC825/3.6","v":0},0,null,13,{"$f":"DmTimely!DG825/3.6","v":0},{"$f":"DmTimely!DH825/3.6","v":0},{"$f":"DmTimely!DI825/3.6","v":0},{"$f":"DmTimely!DJ825/3.6","v":0},{"$f":"DmTimely!DK825/3.6","v":0},{"$f":"DmTimely!DL825/3.6","v":0},{"$f":"DmTimely!DM825/3.6","v":0},{"$f":"DmTimely!DN825/3.6","v":0},{"$f":"DmTimely!DO825/3.6","v":0},{"$f":"DmTimely!DP825/3.6","v":0},{"$f":"DmTimely!DQ825/3.6","v":0},{"$f":"DmTimely!DR825/3.6","v":0},0,null,13,{"$f":"DmTimely!DV825/3.6","v":0},{"$f":"DmTimely!DW825/3.6","v":0},{"$f":"DmTimely!DX825/3.6","v":0},{"$f":"DmTimely!DY825/3.6","v":0},{"$f":"DmTimely!DZ825/3.6","v":0},{"$f":"DmTimely!EA825/3.6","v":0},{"$f":"DmTimely!EB825/3.6","v":0},{"$f":"DmTimely!EC825/3.6","v":0},{"$f":"DmTimely!ED825/3.6","v":0},{"$f":"DmTimely!EE825/3.6","v":0},{"$f":"DmTimely!EF825/3.6","v":0},{"$f":"DmTimely!EG825/3.6","v":0},0]
[14,{"$f":"DmTimely!C826/3.6","v":0},{"$f":"DmTimely!D826/3.6","v":0},{"$f":"DmTimely!E826/3.6","v":0},{"$f":"DmTimely!F826/3.6","v":0},{"$f":"DmTimely!G826/3.6","v":0},{"$f":"DmTimely!H826/3.6","v":0},{"$f":"DmTimely!I826/3.6","v":0},{"$f":"DmTimely!J826/3.6","v":0},{"$f":"DmTimely!K826/3.6","v":0},{"$f":"DmTimely!L826/3.6","v":0},{"$f":"DmTimely!M826/3.6","v":0},{"$f":"DmTimely!N826/3.6","v":0},0,null,14,{"$f":"DmTimely!R826/3.6","v":0},{"$f":"DmTimely!S826/3.6","v":0},{"$f":"DmTimely!T826/3.6","v":0},{"$f":"DmTimely!U826/3.6","v":0},{"$f":"DmTimely!V826/3.6","v":0},{"$f":"DmTimely!W826/3.6","v":0},{"$f":"DmTimely!X826/3.6","v":0},{"$f":"DmTimely!Y826/3.6","v":0},{"$f":"DmTimely!Z826/3.6","v":0},{"$f":"DmTimely!AA826/3.6","v":0},{"$f":"DmTimely!AB826/3.6","v":0},{"$f":"DmTimely!AC826/3.6","v":0},0,null,14,{"$f":"DmTimely!AG826/3.6","v":0},{"$f":"DmTimely!AH826/3.6","v":0},{"$f":"DmTimely!AI826/3.6","v":0},{"$f":"DmTimely!AJ826/3.6","v":0},{"$f":"DmTimely!AK826/3.6","v":0},{"$f":"DmTimely!AL826/3.6","v":0},{"$f":"DmTimely!AM826/3.6","v":0},{"$f":"DmTimely!AN826/3.6","v":0},{"$f":"DmTimely!AO826/3.6","v":0},{"$f":"DmTimely!AP826/3.6","v":0},{"$f":"DmTimely!AQ826/3.6","v":0},{"$f":"DmTimely!AR826/3.6","v":0},0,null,null,null,14,{"$f":"DmTimely!CR826/3.6","v":0},{"$f":"DmTimely!CS826/3.6","v":0},{"$f":"DmTimely!CT826/3.6","v":0},{"$f":"DmTimely!CU826/3.6","v":0},{"$f":"DmTimely!CV826/3.6","v":0},{"$f":"DmTimely!CW826/3.6","v":0},{"$f":"DmTimely!CX826/3.6","v":0},{"$f":"DmTimely!CY826/3.6","v":0},{"$f":"DmTimely!CZ826/3.6","v":0},{"$f":"DmTimely!DA826/3.6","v":0},{"$f":"DmTimely!DB826/3.6","v":0},{"$f":"DmTimely!DC826/3.6","v":0},0,null,14,{"$f":"DmTimely!DG826/3.6","v":0},{"$f":"DmTimely!DH826/3.6","v":0},{"$f":"DmTimely!DI826/3.6","v":0},{"$f":"DmTimely!DJ826/3.6","v":0},{"$f":"DmTimely!DK826/3.6","v":0},{"$f":"DmTimely!DL826/3.6","v":0},{"$f":"DmTimely!DM826/3.6","v":0},{"$f":"DmTimely!DN826/3.6","v":0},{"$f":"DmTimely!DO826/3.6","v":0},{"$f":"DmTimely!DP826/3.6","v":0},{"$f":"DmTimely!DQ826/3.6","v":0},{"$f":"DmTimely!DR826/3.6","v":0},0,null,14,{"$f":"DmTimely!DV826/3.6","v":0},{"$f":"DmTimely!DW826/3.6","v":0},{"$f":"DmTimely!DX826/3.6","v":0},{"$f":"DmTimely!DY826/3.6","v":0},{"$f":"DmTimely!DZ826/3.6","v":0},{"$f":"DmTimely!EA826/3.6","v":0},{"$f":"DmTimely!EB826/3.6","v":0},{"$f":"DmTimely!EC826/3.6","v":0},{"$f":"DmTimely!ED826/3.6","v":0},{"$f":"DmTimely!EE826/3.6","v":0},{"$f":"DmTimely!EF826/3.6","v":0},{"$f":"DmTimely!EG826/3.6","v":0},0]
[15,{"$f":"DmTimely!C827/3.6","v":0},{"$f":"DmTimely!D827/3.6","v":0},{"$f":"DmTimely!E827/3.6","v":0},{"$f":"DmTimely!F827/3.6","v":0},{"$f":"DmTimely!G827/3.6","v":0},{"$f":"DmTimely!H827/3.6","v":0},{"$f":"DmTimely!I827/3.6","v":0},{"$f":"DmTimely!J827/3.6","v":0},{"$f":"DmTimely!K827/3.6","v":0},{"$f":"DmTimely!L827/3.6","v":0},{"$f":"DmTimely!M827/3.6","v":0},{"$f":"DmTimely!N827/3.6","v":0},0,null,15,{"$f":"DmTimely!R827/3.6","v":0},{"$f":"DmTimely!S827/3.6","v":0},{"$f":"DmTimely!T827/3.6","v":0},{"$f":"DmTimely!U827/3.6","v":0},{"$f":"DmTimely!V827/3.6","v":0},{"$f":"DmTimely!W827/3.6","v":0},{"$f":"DmTimely!X827/3.6","v":0},{"$f":"DmTimely!Y827/3.6","v":0},{"$f":"DmTimely!Z827/3.6","v":0},{"$f":"DmTimely!AA827/3.6","v":0},{"$f":"DmTimely!AB827/3.6","v":0},{"$f":"DmTimely!AC827/3.6","v":0},0,null,15,{"$f":"DmTimely!AG827/3.6","v":0},{"$f":"DmTimely!AH827/3.6","v":0},{"$f":"DmTimely!AI827/3.6","v":0},{"$f":"DmTimely!AJ827/3.6","v":0},{"$f":"DmTimely!AK827/3.6","v":0},{"$f":"DmTimely!AL827/3.6","v":0},{"$f":"DmTimely!AM827/3.6","v":0},{"$f":"DmTimely!AN827/3.6","v":0},{"$f":"DmTimely!AO827/3.6","v":0},{"$f":"DmTimely!AP827/3.6","v":0},{"$f":"DmTimely!AQ827/3.6","v":0},{"$f":"DmTimely!AR827/3.6","v":0},0,null,null,null,15,{"$f":"DmTimely!CR827/3.6","v":0},{"$f":"DmTimely!CS827/3.6","v":0},{"$f":"DmTimely!CT827/3.6","v":0},{"$f":"DmTimely!CU827/3.6","v":0},{"$f":"DmTimely!CV827/3.6","v":0},{"$f":"DmTimely!CW827/3.6","v":0},{"$f":"DmTimely!CX827/3.6","v":0},{"$f":"DmTimely!CY827/3.6","v":0},{"$f":"DmTimely!CZ827/3.6","v":0},{"$f":"DmTimely!DA827/3.6","v":0},{"$f":"DmTimely!DB827/3.6","v":0},{"$f":"DmTimely!DC827/3.6","v":0},0,null,15,{"$f":"DmTimely!DG827/3.6","v":0},{"$f":"DmTimely!DH827/3.6","v":0},{"$f":"DmTimely!DI827/3.6","v":0},{"$f":"DmTimely!DJ827/3.6","v":0},{"$f":"DmTimely!DK827/3.6","v":0},{"$f":"DmTimely!DL827/3.6","v":0},{"$f":"DmTimely!DM827/3.6","v":0},{"$f":"DmTimely!DN827/3.6","v":0},{"$f":"DmTimely!DO827/3.6","v":0},{"$f":"DmTimely!DP827/3.6","v":0},{"$f":"DmTimely!DQ827/3.6","v":0},{"$f":"DmTimely!DR827/3.6","v":0},0,null,15,{"$f":"DmTimely!DV827/3.6","v":0},{"$f":"DmTimely!DW827/3.6","v":0},{"$f":"DmTimely!DX827/3.6","v":0},{"$f":"DmTimely!DY827/3.6","v":0},{"$f":"DmTimely!DZ827/3.6","v":0},{"$f":"DmTimely!EA827/3.6","v":0},{"$f":"DmTimely!EB827/3.6","v":0},{"$f":"DmTimely!EC827/3.6","v":0},{"$f":"DmTimely!ED827/3.6","v":0},{"$f":"DmTimely!EE827/3.6","v":0},{"$f":"DmTimely!EF827/3.6","v":0},{"$f":"DmTimely!EG827/3.6","v":0},0]
[16,{"$f":"DmTimely!C828/3.6","v":0},{"$f":"DmTimely!D828/3.6","v":0},{"$f":"DmTimely!E828/3.6","v":0},{"$f":"DmTimely!F828/3.6","v":0},{"$f":"DmTimely!G828/3.6","v":0},{"$f":"DmTimely!H828/3.6","v":0},{"$f":"DmTimely!I828/3.6","v":0},{"$f":"DmTimely!J828/3.6","v":0},{"$f":"DmTimely!K828/3.6","v":0},{"$f":"DmTimely!L828/3.6","v":0},{"$f":"DmTimely!M828/3.6","v":0},{"$f":"DmTimely!N828/3.6","v":0},0,null,16,{"$f":"DmTimely!R828/3.6","v":0},{"$f":"DmTimely!S828/3.6","v":0},{"$f":"DmTimely!T828/3.6","v":0},{"$f":"DmTimely!U828/3.6","v":0},{"$f":"DmTimely!V828/3.6","v":0},{"$f":"DmTimely!W828/3.6","v":0},{"$f":"DmTimely!X828/3.6","v":0},{"$f":"DmTimely!Y828/3.6","v":0},{"$f":"DmTimely!Z828/3.6","v":0},{"$f":"DmTimely!AA828/3.6","v":0},{"$f":"DmTimely!AB828/3.6","v":0},{"$f":"DmTimely!AC828/3.6","v":0},0,null,16,{"$f":"DmTimely!AG828/3.6","v":0},{"$f":"DmTimely!AH828/3.6","v":0},{"$f":"DmTimely!AI828/3.6","v":0},{"$f":"DmTimely!AJ828/3.6","v":0},{"$f":"DmTimely!AK828/3.6","v":0},{"$f":"DmTimely!AL828/3.6","v":0},{"$f":"DmTimely!AM828/3.6","v":0},{"$f":"DmTimely!AN828/3.6","v":0},{"$f":"DmTimely!AO828/3.6","v":0},{"$f":"DmTimely!AP828/3.6","v":0},{"$f":"DmTimely!AQ828/3.6","v":0},{"$f":"DmTimely!AR828/3.6","v":0},0,null,null,null,16,{"$f":"DmTimely!CR828/3.6","v":0},{"$f":"DmTimely!CS828/3.6","v":0},{"$f":"DmTimely!CT828/3.6","v":0},{"$f":"DmTimely!CU828/3.6","v":0},{"$f":"DmTimely!CV828/3.6","v":0},{"$f":"DmTimely!CW828/3.6","v":0},{"$f":"DmTimely!CX828/3.6","v":0},{"$f":"DmTimely!CY828/3.6","v":0},{"$f":"DmTimely!CZ828/3.6","v":0},{"$f":"DmTimely!DA828/3.6","v":0},{"$f":"DmTimely!DB828/3.6","v":0},{"$f":"DmTimely!DC828/3.6","v":0},0,null,16,{"$f":"DmTimely!DG828/3.6","v":0},{"$f":"DmTimely!DH828/3.6","v":0},{"$f":"DmTimely!DI828/3.6","v":0},{"$f":"DmTimely!DJ828/3.6","v":0},{"$f":"DmTimely!DK828/3.6","v":0},{"$f":"DmTimely!DL828/3.6","v":0},{"$f":"DmTimely!DM828/3.6","v":0},{"$f":"DmTimely!DN828/3.6","v":0},{"$f":"DmTimely!DO828/3.6","v":0},{"$f":"DmTimely!DP828/3.6","v":0},{"$f":"DmTimely!DQ828/3.6","v":0},{"$f":"DmTimely!DR828/3.6","v":0},0,null,16,{"$f":"DmTimely!DV828/3.6","v":0},{"$f":"DmTimely!DW828/3.6","v":0},{"$f":"DmTimely!DX828/3.6","v":0},{"$f":"DmTimely!DY828/3.6","v":0},{"$f":"DmTimely!DZ828/3.6","v":0},{"$f":"DmTimely!EA828/3.6","v":0},{"$f":"DmTimely!EB828/3.6","v":0},{"$f":"DmTimely!EC828/3.6","v":0},{"$f":"DmTimely!ED828/3.6","v":0},{"$f":"DmTimely!EE828/3.6","v":0},{"$f":"DmTimely!EF828/3.6","v":0},{"$f":"DmTimely!EG828/3.6","v":0},0]
[17,{"$f":"DmTimely!C829/3.6","v":0},{"$f":"DmTimely!D829/3.6","v":0},{"$f":"DmTimely!E829/3.6","v":0},{"$f":"DmTimely!F829/3.6","v":0},{"$f":"DmTimely!G829/3.6","v":0},{"$f":"DmTimely!H829/3.6","v":0},{"$f":"DmTimely!I829/3.6","v":0},{"$f":"DmTimely!J829/3.6","v":0},{"$f":"DmTimely!K829/3.6","v":0},{"$f":"DmTimely!L829/3.6","v":0},{"$f":"DmTimely!M829/3.6","v":0},{"$f":"DmTimely!N829/3.6","v":0},0,null,17,{"$f":"DmTimely!R829/3.6","v":0},{"$f":"DmTimely!S829/3.6","v":0},{"$f":"DmTimely!T829/3.6","v":0},{"$f":"DmTimely!U829/3.6","v":0},{"$f":"DmTimely!V829/3.6","v":0},{"$f":"DmTimely!W829/3.6","v":0},{"$f":"DmTimely!X829/3.6","v":0},{"$f":"DmTimely!Y829/3.6","v":0},{"$f":"DmTimely!Z829/3.6","v":0},{"$f":"DmTimely!AA829/3.6","v":0},{"$f":"DmTimely!AB829/3.6","v":0},{"$f":"DmTimely!AC829/3.6","v":0},0,null,17,{"$f":"DmTimely!AG829/3.6","v":0},{"$f":"DmTimely!AH829/3.6","v":0},{"$f":"DmTimely!AI829/3.6","v":0},{"$f":"DmTimely!AJ829/3.6","v":0},{"$f":"DmTimely!AK829/3.6","v":0},{"$f":"DmTimely!AL829/3.6","v":0},{"$f":"DmTimely!AM829/3.6","v":0},{"$f":"DmTimely!AN829/3.6","v":0},{"$f":"DmTimely!AO829/3.6","v":0},{"$f":"DmTimely!AP829/3.6","v":0},{"$f":"DmTimely!AQ829/3.6","v":0},{"$f":"DmTimely!AR829/3.6","v":0},0,null,null,null,17,{"$f":"DmTimely!CR829/3.6","v":0},{"$f":"DmTimely!CS829/3.6","v":0},{"$f":"DmTimely!CT829/3.6","v":0},{"$f":"DmTimely!CU829/3.6","v":0},{"$f":"DmTimely!CV829/3.6","v":0},{"$f":"DmTimely!CW829/3.6","v":0},{"$f":"DmTimely!CX829/3.6","v":0},{"$f":"DmTimely!CY829/3.6","v":0},{"$f":"DmTimely!CZ829/3.6","v":0},{"$f":"DmTimely!DA829/3.6","v":0},{"$f":"DmTimely!DB829/3.6","v":0},{"$f":"DmTimely!DC829/3.6","v":0},0,null,17,{"$f":"DmTimely!DG829/3.6","v":0},{"$f":"DmTimely!DH829/3.6","v":0},{"$f":"DmTimely!DI829/3.6","v":0},{"$f":"DmTimely!DJ829/3.6","v":0},{"$f":"DmTimely!DK829/3.6","v":0},{"$f":"DmTimely!DL829/3.6","v":0},{"$f":"DmTimely!DM829/3.6","v":0},{"$f":"DmTimely!DN829/3.6","v":0},{"$f":"DmTimely!DO829/3.6","v":0},{"$f":"DmTimely!DP829/3.6","v":0},{"$f":"DmTimely!DQ829/3.6","v":0},{"$f":"DmTimely!DR829/3.6","v":0},0,null,17,{"$f":"DmTimely!DV829/3.6","v":0},{"$f":"DmTimely!DW829/3.6","v":0},{"$f":"DmTimely!DX829/3.6","v":0},{"$f":"DmTimely!DY829/3.6","v":0},{"$f":"DmTimely!DZ829/3.6","v":0},{"$f":"DmTimely!EA829/3.6","v":0},{"$f":"DmTimely!EB829/3.6","v":0},{"$f":"DmTimely!EC829/3.6","v":0},{"$f":"DmTimely!ED829/3.6","v":0},{"$f":"DmTimely!EE829/3.6","v":0},{"$f":"DmTimely!EF829/3.6","v":0},{"$f":"DmTimely!EG829/3.6","v":0},0]
[18,{"$f":"DmTimely!C830/3.6","v":0},{"$f":"DmTimely!D830/3.6","v":0},{"$f":"DmTimely!E830/3.6","v":0},{"$f":"DmTimely!F830/3.6","v":0},{"$f":"DmTimely!G830/3.6","v":0},{"$f":"DmTimely!H830/3.6","v":0},{"$f":"DmTimely!I830/3.6","v":0},{"$f":"DmTimely!J830/3.6","v":0},{"$f":"DmTimely!K830/3.6","v":0},{"$f":"DmTimely!L830/3.6","v":0},{"$f":"DmTimely!M830/3.6","v":0},{"$f":"DmTimely!N830/3.6","v":0},0,null,18,{"$f":"DmTimely!R830/3.6","v":0},{"$f":"DmTimely!S830/3.6","v":0},{"$f":"DmTimely!T830/3.6","v":0},{"$f":"DmTimely!U830/3.6","v":0},{"$f":"DmTimely!V830/3.6","v":0},{"$f":"DmTimely!W830/3.6","v":0},{"$f":"DmTimely!X830/3.6","v":0},{"$f":"DmTimely!Y830/3.6","v":0},{"$f":"DmTimely!Z830/3.6","v":0},{"$f":"DmTimely!AA830/3.6","v":0},{"$f":"DmTimely!AB830/3.6","v":0},{"$f":"DmTimely!AC830/3.6","v":0},0,null,18,{"$f":"DmTimely!AG830/3.6","v":0},{"$f":"DmTimely!AH830/3.6","v":0},{"$f":"DmTimely!AI830/3.6","v":0},{"$f":"DmTimely!AJ830/3.6","v":0},{"$f":"DmTimely!AK830/3.6","v":0},{"$f":"DmTimely!AL830/3.6","v":0},{"$f":"DmTimely!AM830/3.6","v":0},{"$f":"DmTimely!AN830/3.6","v":0},{"$f":"DmTimely!AO830/3.6","v":0},{"$f":"DmTimely!AP830/3.6","v":0},{"$f":"DmTimely!AQ830/3.6","v":0},{"$f":"DmTimely!AR830/3.6","v":0},0,null,null,null,18,{"$f":"DmTimely!CR830/3.6","v":0},{"$f":"DmTimely!CS830/3.6","v":0},{"$f":"DmTimely!CT830/3.6","v":0},{"$f":"DmTimely!CU830/3.6","v":0},{"$f":"DmTimely!CV830/3.6","v":0},{"$f":"DmTimely!CW830/3.6","v":0},{"$f":"DmTimely!CX830/3.6","v":0},{"$f":"DmTimely!CY830/3.6","v":0},{"$f":"DmTimely!CZ830/3.6","v":0},{"$f":"DmTimely!DA830/3.6","v":0},{"$f":"DmTimely!DB830/3.6","v":0},{"$f":"DmTimely!DC830/3.6","v":0},0,null,18,{"$f":"DmTimely!DG830/3.6","v":0},{"$f":"DmTimely!DH830/3.6","v":0},{"$f":"DmTimely!DI830/3.6","v":0},{"$f":"DmTimely!DJ830/3.6","v":0},{"$f":"DmTimely!DK830/3.6","v":0},{"$f":"DmTimely!DL830/3.6","v":0},{"$f":"DmTimely!DM830/3.6","v":0},{"$f":"DmTimely!DN830/3.6","v":0},{"$f":"DmTimely!DO830/3.6","v":0},{"$f":"DmTimely!DP830/3.6","v":0},{"$f":"DmTimely!DQ830/3.6","v":0},{"$f":"DmTimely!DR830/3.6","v":0},0,null,18,{"$f":"DmTimely!DV830/3.6","v":0},{"$f":"DmTimely!DW830/3.6","v":0},{"$f":"DmTimely!DX830/3.6","v":0},{"$f":"DmTimely!DY830/3.6","v":0},{"$f":"DmTimely!DZ830/3.6","v":0},{"$f":"DmTimely!EA830/3.6","v":0},{"$f":"DmTimely!EB830/3.6","v":0},{"$f":"DmTimely!EC830/3.6","v":0},{"$f":"DmTimely!ED830/3.6","v":0},{"$f":"DmTimely!EE830/3.6","v":0},{"$f":"DmTimely!EF830/3.6","v":0},{"$f":"DmTimely!EG830/3.6","v":0},0]
[19,{"$f":"DmTimely!C831/3.6","v":0},{"$f":"DmTimely!D831/3.6","v":0},{"$f":"DmTimely!E831/3.6","v":0},{"$f":"DmTimely!F831/3.6","v":0},{"$f":"DmTimely!G831/3.6","v":0},{"$f":"DmTimely!H831/3.6","v":0},{"$f":"DmTimely!I831/3.6","v":0},{"$f":"DmTimely!J831/3.6","v":0},{"$f":"DmTimely!K831/3.6","v":0},{"$f":"DmTimely!L831/3.6","v":0},{"$f":"DmTimely!M831/3.6","v":0},{"$f":"DmTimely!N831/3.6","v":0},0,null,19,{"$f":"DmTimely!R831/3.6","v":0},{"$f":"DmTimely!S831/3.6","v":0},{"$f":"DmTimely!T831/3.6","v":0},{"$f":"DmTimely!U831/3.6","v":0},{"$f":"DmTimely!V831/3.6","v":0},{"$f":"DmTimely!W831/3.6","v":0},{"$f":"DmTimely!X831/3.6","v":0},{"$f":"DmTimely!Y831/3.6","v":0},{"$f":"DmTimely!Z831/3.6","v":0},{"$f":"DmTimely!AA831/3.6","v":0},{"$f":"DmTimely!AB831/3.6","v":0},{"$f":"DmTimely!AC831/3.6","v":0},0,null,19,{"$f":"DmTimely!AG831/3.6","v":0},{"$f":"DmTimely!AH831/3.6","v":0},{"$f":"DmTimely!AI831/3.6","v":0},{"$f":"DmTimely!AJ831/3.6","v":0},{"$f":"DmTimely!AK831/3.6","v":0},{"$f":"DmTimely!AL831/3.6","v":0},{"$f":"DmTimely!AM831/3.6","v":0},{"$f":"DmTimely!AN831/3.6","v":0},{"$f":"DmTimely!AO831/3.6","v":0},{"$f":"DmTimely!AP831/3.6","v":0},{"$f":"DmTimely!AQ831/3.6","v":0},{"$f":"DmTimely!AR831/3.6","v":0},0,null,null,null,19,{"$f":"DmTimely!CR831/3.6","v":0},{"$f":"DmTimely!CS831/3.6","v":0},{"$f":"DmTimely!CT831/3.6","v":0},{"$f":"DmTimely!CU831/3.6","v":0},{"$f":"DmTimely!CV831/3.6","v":0},{"$f":"DmTimely!CW831/3.6","v":0},{"$f":"DmTimely!CX831/3.6","v":0},{"$f":"DmTimely!CY831/3.6","v":0},{"$f":"DmTimely!CZ831/3.6","v":0},{"$f":"DmTimely!DA831/3.6","v":0},{"$f":"DmTimely!DB831/3.6","v":0},{"$f":"DmTimely!DC831/3.6","v":0},0,null,19,{"$f":"DmTimely!DG831/3.6","v":0},{"$f":"DmTimely!DH831/3.6","v":0},{"$f":"DmTimely!DI831/3.6","v":0},{"$f":"DmTimely!DJ831/3.6","v":0},{"$f":"DmTimely!DK831/3.6","v":0},{"$f":"DmTimely!DL831/3.6","v":0},{"$f":"DmTimely!DM831/3.6","v":0},{"$f":"DmTimely!DN831/3.6","v":0},{"$f":"DmTimely!DO831/3.6","v":0},{"$f":"DmTimely!DP831/3.6","v":0},{"$f":"DmTimely!DQ831/3.6","v":0},{"$f":"DmTimely!DR831/3.6","v":0},0,null,19,{"$f":"DmTimely!DV831/3.6","v":0},{"$f":"DmTimely!DW831/3.6","v":0},{"$f":"DmTimely!DX831/3.6","v":0},{"$f":"DmTimely!DY831/3.6","v":0},{"$f":"DmTimely!DZ831/3.6","v":0},{"$f":"DmTimely!EA831/3.6","v":0},{"$f":"DmTimely!EB831/3.6","v":0},{"$f":"DmTimely!EC831/3.6","v":0},{"$f":"DmTimely!ED831/3.6","v":0},{"$f":"DmTimely!EE831/3.6","v":0},{"$f":"DmTimely!EF831/3.6","v":0},{"$f":"DmTimely!EG831/3.6","v":0},0]
[20,{"$f":"DmTimely!C832/3.6","v":0},{"$f":"DmTimely!D832/3.6","v":0},{"$f":"DmTimely!E832/3.6","v":0},{"$f":"DmTimely!F832/3.6","v":0},{"$f":"DmTimely!G832/3.6","v":0},{"$f":"DmTimely!H832/3.6","v":0},{"$f":"DmTimely!I832/3.6","v":0},{"$f":"DmTimely!J832/3.6","v":0},{"$f":"DmTimely!K832/3.6","v":0},{"$f":"DmTimely!L832/3.6","v":0},{"$f":"DmTimely!M832/3.6","v":0},{"$f":"DmTimely!N832/3.6","v":0},0,null,20,{"$f":"DmTimely!R832/3.6","v":0},{"$f":"DmTimely!S832/3.6","v":0},{"$f":"DmTimely!T832/3.6","v":0},{"$f":"DmTimely!U832/3.6","v":0},{"$f":"DmTimely!V832/3.6","v":0},{"$f":"DmTimely!W832/3.6","v":0},{"$f":"DmTimely!X832/3.6","v":0},{"$f":"DmTimely!Y832/3.6","v":0},{"$f":"DmTimely!Z832/3.6","v":0},{"$f":"DmTimely!AA832/3.6","v":0},{"$f":"DmTimely!AB832/3.6","v":0},{"$f":"DmTimely!AC832/3.6","v":0},0,null,20,{"$f":"DmTimely!AG832/3.6","v":0},{"$f":"DmTimely!AH832/3.6","v":0},{"$f":"DmTimely!AI832/3.6","v":0},{"$f":"DmTimely!AJ832/3.6","v":0},{"$f":"DmTimely!AK832/3.6","v":0},{"$f":"DmTimely!AL832/3.6","v":0},{"$f":"DmTimely!AM832/3.6","v":0},{"$f":"DmTimely!AN832/3.6","v":0},{"$f":"DmTimely!AO832/3.6","v":0},{"$f":"DmTimely!AP832/3.6","v":0},{"$f":"DmTimely!AQ832/3.6","v":0},{"$f":"DmTimely!AR832/3.6","v":0},0,null,null,null,20,{"$f":"DmTimely!CR832/3.6","v":0},{"$f":"DmTimely!CS832/3.6","v":0},{"$f":"DmTimely!CT832/3.6","v":0},{"$f":"DmTimely!CU832/3.6","v":0},{"$f":"DmTimely!CV832/3.6","v":0},{"$f":"DmTimely!CW832/3.6","v":0},{"$f":"DmTimely!CX832/3.6","v":0},{"$f":"DmTimely!CY832/3.6","v":0},{"$f":"DmTimely!CZ832/3.6","v":0},{"$f":"DmTimely!DA832/3.6","v":0},{"$f":"DmTimely!DB832/3.6","v":0},{"$f":"DmTimely!DC832/3.6","v":0},0,null,20,{"$f":"DmTimely!DG832/3.6","v":0},{"$f":"DmTimely!DH832/3.6","v":0},{"$f":"DmTimely!DI832/3.6","v":0},{"$f":"DmTimely!DJ832/3.6","v":0},{"$f":"DmTimely!DK832/3.6","v":0},{"$f":"DmTimely!DL832/3.6","v":0},{"$f":"DmTimely!DM832/3.6","v":0},{"$f":"DmTimely!DN832/3.6","v":0},{"$f":"DmTimely!DO832/3.6","v":0},{"$f":"DmTimely!DP832/3.6","v":0},{"$f":"DmTimely!DQ832/3.6","v":0},{"$f":"DmTimely!DR832/3.6","v":0},0,null,20,{"$f":"DmTimely!DV832/3.6","v":0},{"$f":"DmTimely!DW832/3.6","v":0},{"$f":"DmTimely!DX832/3.6","v":0},{"$f":"DmTimely!DY832/3.6","v":0},{"$f":"DmTimely!DZ832/3.6","v":0},{"$f":"DmTimely!EA832/3.6","v":0},{"$f":"DmTimely!EB832/3.6","v":0},{"$f":"DmTimely!EC832/3.6","v":0},{"$f":"DmTimely!ED832/3.6","v":0},{"$f":"DmTimely!EE832/3.6","v":0},{"$f":"DmTimely!EF832/3.6","v":0},{"$f":"DmTimely!EG832/3.6","v":0},0]
[21,{"$f":"DmTimely!C833/3.6","v":0},{"$f":"DmTimely!D833/3.6","v":0},{"$f":"DmTimely!E833/3.6","v":0},{"$f":"DmTimely!F833/3.6","v":0},{"$f":"DmTimely!G833/3.6","v":0},{"$f":"DmTimely!H833/3.6","v":0},{"$f":"DmTimely!I833/3.6","v":0},{"$f":"DmTimely!J833/3.6","v":0},{"$f":"DmTimely!K833/3.6","v":0},{"$f":"DmTimely!L833/3.6","v":0},{"$f":"DmTimely!M833/3.6","v":0},{"$f":"DmTimely!N833/3.6","v":0},0,null,21,{"$f":"DmTimely!R833/3.6","v":0},{"$f":"DmTimely!S833/3.6","v":0},{"$f":"DmTimely!T833/3.6","v":0},{"$f":"DmTimely!U833/3.6","v":0},{"$f":"DmTimely!V833/3.6","v":0},{"$f":"DmTimely!W833/3.6","v":0},{"$f":"DmTimely!X833/3.6","v":0},{"$f":"DmTimely!Y833/3.6","v":0},{"$f":"DmTimely!Z833/3.6","v":0},{"$f":"DmTimely!AA833/3.6","v":0},{"$f":"DmTimely!AB833/3.6","v":0},{"$f":"DmTimely!AC833/3.6","v":0},0,null,21,{"$f":"DmTimely!AG833/3.6","v":0},{"$f":"DmTimely!AH833/3.6","v":0},{"$f":"DmTimely!AI833/3.6","v":0},{"$f":"DmTimely!AJ833/3.6","v":0},{"$f":"DmTimely!AK833/3.6","v":0},{"$f":"DmTimely!AL833/3.6","v":0},{"$f":"DmTimely!AM833/3.6","v":0},{"$f":"DmTimely!AN833/3.6","v":0},{"$f":"DmTimely!AO833/3.6","v":0},{"$f":"DmTimely!AP833/3.6","v":0},{"$f":"DmTimely!AQ833/3.6","v":0},{"$f":"DmTimely!AR833/3.6","v":0},0,null,null,null,21,{"$f":"DmTimely!CR833/3.6","v":0},{"$f":"DmTimely!CS833/3.6","v":0},{"$f":"DmTimely!CT833/3.6","v":0},{"$f":"DmTimely!CU833/3.6","v":0},{"$f":"DmTimely!CV833/3.6","v":0},{"$f":"DmTimely!CW833/3.6","v":0},{"$f":"DmTimely!CX833/3.6","v":0},{"$f":"DmTimely!CY833/3.6","v":0},{"$f":"DmTimely!CZ833/3.6","v":0},{"$f":"DmTimely!DA833/3.6","v":0},{"$f":"DmTimely!DB833/3.6","v":0},{"$f":"DmTimely!DC833/3.6","v":0},0,null,21,{"$f":"DmTimely!DG833/3.6","v":0},{"$f":"DmTimely!DH833/3.6","v":0},{"$f":"DmTimely!DI833/3.6","v":0},{"$f":"DmTimely!DJ833/3.6","v":0},{"$f":"DmTimely!DK833/3.6","v":0},{"$f":"DmTimely!DL833/3.6","v":0},{"$f":"DmTimely!DM833/3.6","v":0},{"$f":"DmTimely!DN833/3.6","v":0},{"$f":"DmTimely!DO833/3.6","v":0},{"$f":"DmTimely!DP833/3.6","v":0},{"$f":"DmTimely!DQ833/3.6","v":0},{"$f":"DmTimely!DR833/3.6","v":0},0,null,21,{"$f":"DmTimely!DV833/3.6","v":0},{"$f":"DmTimely!DW833/3.6","v":0},{"$f":"DmTimely!DX833/3.6","v":0},{"$f":"DmTimely!DY833/3.6","v":0},{"$f":"DmTimely!DZ833/3.6","v":0},{"$f":"DmTimely!EA833/3.6","v":0},{"$f":"DmTimely!EB833/3.6","v":0},{"$f":"DmTimely!EC833/3.6","v":0},{"$f":"DmTimely!ED833/3.6","v":0},{"$f":"DmTimely!EE833/3.6","v":0},{"$f":"DmTimely!EF833/3.6","v":0},{"$f":"DmTimely!EG833/3.6","v":0},0]
[22,{"$f":"DmTimely!C834/3.6","v":0},{"$f":"DmTimely!D834/3.6","v":0},{"$f":"DmTimely!E834/3.6","v":0},{"$f":"DmTimely!F834/3.6","v":0},{"$f":"DmTimely!G834/3.6","v":0},{"$f":"DmTimely!H834/3.6","v":0},{"$f":"DmTimely!I834/3.6","v":0},{"$f":"DmTimely!J834/3.6","v":0},{"$f":"DmTimely!K834/3.6","v":0},{"$f":"DmTimely!L834/3.6","v":0},{"$f":"DmTimely!M834/3.6","v":0},{"$f":"DmTimely!N834/3.6","v":0},0,null,22,{"$f":"DmTimely!R834/3.6","v":0},{"$f":"DmTimely!S834/3.6","v":0},{"$f":"DmTimely!T834/3.6","v":0},{"$f":"DmTimely!U834/3.6","v":0},{"$f":"DmTimely!V834/3.6","v":0},{"$f":"DmTimely!W834/3.6","v":0},{"$f":"DmTimely!X834/3.6","v":0},{"$f":"DmTimely!Y834/3.6","v":0},{"$f":"DmTimely!Z834/3.6","v":0},{"$f":"DmTimely!AA834/3.6","v":0},{"$f":"DmTimely!AB834/3.6","v":0},{"$f":"DmTimely!AC834/3.6","v":0},0,null,22,{"$f":"DmTimely!AG834/3.6","v":0},{"$f":"DmTimely!AH834/3.6","v":0},{"$f":"DmTimely!AI834/3.6","v":0},{"$f":"DmTimely!AJ834/3.6","v":0},{"$f":"DmTimely!AK834/3.6","v":0},{"$f":"DmTimely!AL834/3.6","v":0},{"$f":"DmTimely!AM834/3.6","v":0},{"$f":"DmTimely!AN834/3.6","v":0},{"$f":"DmTimely!AO834/3.6","v":0},{"$f":"DmTimely!AP834/3.6","v":0},{"$f":"DmTimely!AQ834/3.6","v":0},{"$f":"DmTimely!AR834/3.6","v":0},0,null,null,null,22,{"$f":"DmTimely!CR834/3.6","v":0},{"$f":"DmTimely!CS834/3.6","v":0},{"$f":"DmTimely!CT834/3.6","v":0},{"$f":"DmTimely!CU834/3.6","v":0},{"$f":"DmTimely!CV834/3.6","v":0},{"$f":"DmTimely!CW834/3.6","v":0},{"$f":"DmTimely!CX834/3.6","v":0},{"$f":"DmTimely!CY834/3.6","v":0},{"$f":"DmTimely!CZ834/3.6","v":0},{"$f":"DmTimely!DA834/3.6","v":0},{"$f":"DmTimely!DB834/3.6","v":0},{"$f":"DmTimely!DC834/3.6","v":0},0,null,22,{"$f":"DmTimely!DG834/3.6","v":0},{"$f":"DmTimely!DH834/3.6","v":0},{"$f":"DmTimely!DI834/3.6","v":0},{"$f":"DmTimely!DJ834/3.6","v":0},{"$f":"DmTimely!DK834/3.6","v":0},{"$f":"DmTimely!DL834/3.6","v":0},{"$f":"DmTimely!DM834/3.6","v":0},{"$f":"DmTimely!DN834/3.6","v":0},{"$f":"DmTimely!DO834/3.6","v":0},{"$f":"DmTimely!DP834/3.6","v":0},{"$f":"DmTimely!DQ834/3.6","v":0},{"$f":"DmTimely!DR834/3.6","v":0},0,null,22,{"$f":"DmTimely!DV834/3.6","v":0},{"$f":"DmTimely!DW834/3.6","v":0},{"$f":"DmTimely!DX834/3.6","v":0},{"$f":"DmTimely!DY834/3.6","v":0},{"$f":"DmTimely!DZ834/3.6","v":0},{"$f":"DmTimely!EA834/3.6","v":0},{"$f":"DmTimely!EB834/3.6","v":0},{"$f":"DmTimely!EC834/3.6","v":0},{"$f":"DmTimely!ED834/3.6","v":0},{"$f":"DmTimely!EE834/3.6","v":0},{"$f":"DmTimely!EF834/3.6","v":0},{"$f":"DmTimely!EG834/3.6","v":0},0]
[23,{"$f":"DmTimely!C835/3.6","v":0},{"$f":"DmTimely!D835/3.6","v":0},{"$f":"DmTimely!E835/3.6","v":0},{"$f":"DmTimely!F835/3.6","v":0},{"$f":"DmTimely!G835/3.6","v":0},{"$f":"DmTimely!H835/3.6","v":0},{"$f":"DmTimely!I835/3.6","v":0},{"$f":"DmTimely!J835/3.6","v":0},{"$f":"DmTimely!K835/3.6","v":0},{"$f":"DmTimely!L835/3.6","v":0},{"$f":"DmTimely!M835/3.6","v":0},{"$f":"DmTimely!N835/3.6","v":0},0,null,23,{"$f":"DmTimely!R835/3.6","v":0},{"$f":"DmTimely!S835/3.6","v":0},{"$f":"DmTimely!T835/3.6","v":0},{"$f":"DmTimely!U835/3.6","v":0},{"$f":"DmTimely!V835/3.6","v":0},{"$f":"DmTimely!W835/3.6","v":0},{"$f":"DmTimely!X835/3.6","v":0},{"$f":"DmTimely!Y835/3.6","v":0},{"$f":"DmTimely!Z835/3.6","v":0},{"$f":"DmTimely!AA835/3.6","v":0},{"$f":"DmTimely!AB835/3.6","v":0},{"$f":"DmTimely!AC835/3.6","v":0},0,null,23,{"$f":"DmTimely!AG835/3.6","v":0},{"$f":"DmTimely!AH835/3.6","v":0},{"$f":"DmTimely!AI835/3.6","v":0},{"$f":"DmTimely!AJ835/3.6","v":0},{"$f":"DmTimely!AK835/3.6","v":0},{"$f":"DmTimely!AL835/3.6","v":0},{"$f":"DmTimely!AM835/3.6","v":0},{"$f":"DmTimely!AN835/3.6","v":0},{"$f":"DmTimely!AO835/3.6","v":0},{"$f":"DmTimely!AP835/3.6","v":0},{"$f":"DmTimely!AQ835/3.6","v":0},{"$f":"DmTimely!AR835/3.6","v":0},0,null,null,null,23,{"$f":"DmTimely!CR835/3.6","v":0},{"$f":"DmTimely!CS835/3.6","v":0},{"$f":"DmTimely!CT835/3.6","v":0},{"$f":"DmTimely!CU835/3.6","v":0},{"$f":"DmTimely!CV835/3.6","v":0},{"$f":"DmTimely!CW835/3.6","v":0},{"$f":"DmTimely!CX835/3.6","v":0},{"$f":"DmTimely!CY835/3.6","v":0},{"$f":"DmTimely!CZ835/3.6","v":0},{"$f":"DmTimely!DA835/3.6","v":0},{"$f":"DmTimely!DB835/3.6","v":0},{"$f":"DmTimely!DC835/3.6","v":0},0,null,23,{"$f":"DmTimely!DG835/3.6","v":0},{"$f":"DmTimely!DH835/3.6","v":0},{"$f":"DmTimely!DI835/3.6","v":0},{"$f":"DmTimely!DJ835/3.6","v":0},{"$f":"DmTimely!DK835/3.6","v":0},{"$f":"DmTimely!DL835/3.6","v":0},{"$f":"DmTimely!DM835/3.6","v":0},{"$f":"DmTimely!DN835/3.6","v":0},{"$f":"DmTimely!DO835/3.6","v":0},{"$f":"DmTimely!DP835/3.6","v":0},{"$f":"DmTimely!DQ835/3.6","v":0},{"$f":"DmTimely!DR835/3.6","v":0},0,null,23,{"$f":"DmTimely!DV835/3.6","v":0},{"$f":"DmTimely!DW835/3.6","v":0},{"$f":"DmTimely!DX835/3.6","v":0},{"$f":"DmTimely!DY835/3.6","v":0},{"$f":"DmTimely!DZ835/3.6","v":0},{"$f":"DmTimely!EA835/3.6","v":0},{"$f":"DmTimely!EB835/3.6","v":0},{"$f":"DmTimely!EC835/3.6","v":0},{"$f":"DmTimely!ED835/3.6","v":0},{"$f":"DmTimely!EE835/3.6","v":0},{"$f":"DmTimely!EF835/3.6","v":0},{"$f":"DmTimely!EG835/3.6","v":0},0]
["kWh/日",{"$f":"SUM(B33:B56)","v":0},{"$f":"SUM(C33:C56)","v":0},0,0,0,0,0,0,0,0,0,0,{"$f":"SUM(B57:M57)","v":0},null,"kWh/日",{"$f":"SUM(Q33:Q56)","v":0},{"$f":"SUM(R33:R56)","v":0},0,0,0,0,0,0,0,0,0,0,{"$f":"SUM(Q57:AB57)","v":0},null,"kWh/日",{"$f":"SUM(AF33:AF56)","v":0},{"$f":"SUM(AG33:AG56)","v":0},0,0,0,0,0,0,0,0,0,0,{"$f":"SUM(AF57:AQ57)","v":0},null,null,null,"kWh/日",{"$f":"SUM(AW33:AW56)","v":0},{"$f":"SUM(AX33:AX56)","v":0},0,0,0,0,0,0,0,0,0,0,{"$f":"SUM(AW57:BH57)","v":0},null,"kWh/日",{"$f":"SUM(BL33:BL56)","v":0},{"$f":"SUM(BM33:BM56)","v":0},0,0,0,0,0,0,0,0,0,0,{"$f":"SUM(BL57:BW57)","v":0},null,"kWh/日",{"$f":"SUM(CA33:CA56)","v":0},{"$f":"SUM(CB33:CB56)","v":0},0,0,0,0,0,0,0,0,0,0,{"$f":"SUM(CA57:CL57)","v":0}]
["日",{"$f":"B$28","v":20},{"$f":"C$28","v":20},22,20,20,22,20,23,20,21,20,21,{"$f":"SUM(B58:M58)","v":249},null,"日",{"$f":"Q$28","v":4},{"$f":"R$28","v":3},4,4,4,4,5,4,4,4,4,4,{"$f":"SUM(Q58:AB58)","v":48},null,"日",{"$f":"AF$28","v":7},{"$f":"AG$28","v":5},5,6,7,4,6,4,6,6,6,6,{"$f":"SUM(AF58:AQ58)","v":68},null,null,null,"日",{"$f":"AW$28","v":20},{"$f":"AX$28","v":20},22,20,20,22,20,23,20,21,20,21,{"$f":"SUM(AW58:BH58)","v":249},null,"日",{"$f":"BL$28","v":4},{"$f":"BM$28","v":3},4,4,4,4,5,4,4,4,4,4,{"$f":"SUM(BL58:BW58)","v":48},null,"日",{"$f":"CA$28","v":7},{"$f":"CB$28","v":5},5,6,7,4,6,4,6,6,6,6,{"$f":"SUM(CA58:CL58)","v":68}]
["MWh/月",{"$f":"B57*B58/1000","v":0},{"$f":"C57*C58/1000","v":0},0,0,0,0,0,0,0,0,0,0,{"$f":"SUM(B59:M59)","v":0},null,"MWh/月",{"$f":"Q57*Q58/1000","v":0},{"$f":"R57*R58/1000","v":0},0,0,0,0,0,0,0,0,0,0,{"$f":"SUM(Q59:AB59)","v":0},null,"MWh/月",{"$f":"AF57*AF58/1000","v":0},{"$f":"AG57*AG58/1000","v":0},0,0,0,0,0,0,0,0,0,0,{"$f":"SUM(AF59:AQ59)","v":0},null,null,null,"MWh/月",{"$f":"AW57*AW58/1000","v":0},{"$f":"AX57*AX58/1000","v":0},0,0,0,0,0,0,0,0,0,0,{"$f":"SUM(AW59:BH59)","v":0},null,"MWh/月",{"$f":"BL57*BL58/1000","v":0},{"$f":"BM57*BM58/1000","v":0},0,0,0,0,0,0,0,0,0,0,{"$f":"SUM(BL59:BW59)","v":0},null,"MWh/月",{"$f":"CA57*CA58/1000","v":0},{"$f":"CB57*CB58/1000","v":0},0,0,0,0,0,0,0,0,0,0,{"$f":"SUM(CA59:CL59)","v":0}]
[]
["暖房負荷",null,"※MJ→kWh変換済み",null,null,null,null,null,null,null,null,null,"新設建物（電力・熱融通エリア）","（平日）",null,"暖房負荷",null,"※MJ→kWh変換済み",null,null,null,null,null,null,null,null,null,"新設建物（電力・熱融通エリア）","（土曜）",null,"暖房負荷",null,"※MJ→kWh変換済み",null,null,null,null,null,null,null,null,null,"新設建物（電力・熱融通エリア）","（休日）",null,null,null,"暖房負荷",null,"※MJ→kWh変換済み",null,null,null,null,null,null,null,null,null,"既設建物（熱融通エリア）","（平日）",null,"暖房負荷",null,"※MJ→kWh変換済み",null,null,null,null,null,null,null,null,null,"既設建物（熱融通エリア）","（土曜）",null,"暖房負荷",null,"※MJ→kWh変換済み",null,null,null,null,null,null,null,null,null,"既設建物（熱融通エリア）","（休日）"]
["kWh","1月","2月","3月","4月","5月","6月","7月","8月","9月","10月","11月","12月","計",null,"kWh","1月","2月","3月","4月","5月","6月","7月","8月","9月","10月","11月","12月","計",null,"kWh","1月","2月","3月","4月","5月","6月","7月","8月","9月","10月","11月","12月","計",null,null,null,"kWh","1月","2月","3月","4月","5月","6月","7月","8月","9月","10月","11月","12月","計",null,"kWh","1月","2月","3月","4月","5月","6月","7月","8月","9月","10月","11月","12月","計",null,"kWh","1月","2月","3月","4月","5月","6月","7月","8月","9月","10月","11月","12月","計"]
[0,{"$f":"DmTimely!C842/3.6","v":0},{"$f":"DmTimely!D842/3.6","v":0},{"$f":"DmTimely!E842/3.6","v":0},{"$f":"DmTimely!F842/3.6","v":0},{"$f":"DmTimely!G842/3.6","v":0},{"$f":"DmTimely!H842/3.6","v":0},{"$f":"DmTimely!I842/3.6","v":0},{"$f":"DmTimely!J842/3.6","v":0},{"$f":"DmTimely!K842/3.6","v":0},{"$f":"DmTimely!L842/3.6","v":0},{"$f":"DmTimely!M842/3.6","v":0},{"$f":"DmTimely!N842/3.6","v":0},{"$f":"SUM(B63:M63)","v":0},null,0,{"$f":"DmTimely!R842/3.6","v":0},{"$f":"DmTimely!S842/3.6","v":0},{"$f":"DmTimely!T842/3.6","v":0},{"$f":"DmTimely!U842/3.6","v":0},{"$f":"DmTimely!V842/3.6","v":0},{"$f":"DmTimely!W842/3.6","v":0},{"$f":"DmTimely!X842/3.6","v":0},{"$f":"DmTimely!Y842/3.6","v":0},{"$f":"DmTimely!Z842/3.6","v":0},{"$f":"DmTimely!AA842/3.6","v":0},{"$f":"DmTimely!AB842/3.6","v":0},{"$f":"DmTimely!AC842/3.6","v":0},{"$f":"SUM(Q63:AB63)","v":0},null,0,{"$f":"DmTimely!AG842/3.6","v":0},{"$f":"DmTimely!AH842/3.6","v":0},{"$f":"DmTimely!AI842/3.6","v":0},{"$f":"DmTimely!AJ842/3.6","v":0},{"$f":"DmTimely!AK842/3.6","v":0},{"$f":"DmTimely!AL842/3.6","v":0},{"$f":"DmTimely!AM842/3.6","v":0},{"$f":"DmTimely!AN842/3.6","v":0},{"$f":"DmTimely!AO842/3.6","v":0},{"$f":"DmTimely!AP842/3.6","v":0},{"$f":"DmTimely!AQ842/3.6","v":0},{"$f":"DmTimely!AR842/3.6","v":0},{"$f":"SUM(AF63:AQ63)","v":0},null,null,null,0,{"$f":"DmTimely!CR842/3.6","v":0},{"$f":"DmTimely!CS842/3.6","v":0},{"$f":"DmTimely!CT842/3.6","v":0},{"$f":"DmTimely!CU842/3.6","v":0},{"$f":"DmTimely!CV842/3.6","v":0},{"$f":"DmTimely!CW842/3.6","v":0},{"$f":"DmTimely!CX842/3.6","v":0},{"$f":"DmTimely!CY842/3.6","v":0},{"$f":"DmTimely!CZ842/3.6","v":0},{"$f":"DmTimely!DA842/3.6","v":0},{"$f":"DmTimely!DB842/3.6","v":0},{"$f":"DmTimely!DC842/3.6","v":0},{"$f":"SUM(AW63:BH63)","v":0},null,0,{"$f":"DmTimely!DG842/3.6","v":0},{"$f":"DmTimely!DH842/3.6","v":0},{"$f":"DmTimely!DI842/3.6","v":0},{"$f":"DmTimely!DJ842/3.6","v":0},{"$f":"DmTimely!DK842/3.6","v":0},{"$f":"DmTimely!DL842/3.6","v":0},{"$f":"DmTimely!DM842/3.6","v":0},{"$f":"DmTimely!DN842/3.6","v":0},{"$f":"DmTimely!DO842/3.6","v":0},{"$f":"DmTimely!DP842/3.6","v":0},{"$f":"DmTimely!DQ842/3.6","v":0},{"$f":"DmTimely!DR842/3.6","v":0},{"$f":"SUM(BL63:BW63)","v":0},null,0,{"$f":"DmTimely!DV842/3.6","v":0},{"$f":"DmTimely!DW842/3.6","v":0},{"$f":"DmTimely!DX842/3.6","v":0},{"$f":"DmTimely!DY842/3.6","v":0},{"$f":"DmTimely!DZ842/3.6","v":0},{"$f":"DmTimely!EA842/3.6","v":0},{"$f":"DmTimely!EB842/3.6","v":0},{"$f":"DmTimely!EC842/3.6","v":0},{"$f":"DmTimely!ED842/3.6","v":0},{"$f":"DmTimely!EE842/3.6","v":0},{"$f":"DmTimely!EF842/3.6","v":0},{"$f":"DmTimely!EG842/3.6","v":0},{"$f":"SUM(CA63:CL63)","v":0}]
[1,{"$f":"DmTimely!C843/3.6","v":0},{"$f":"DmTimely!D843/3.6","v":0},{"$f":"DmTimely!E843/3.6","v":0},{"$f":"DmTimely!F843/3.6","v":0},{"$f":"DmTimely!G843/3.6","v":0},{"$f":"DmTimely!H843/3.6","v":0},{"$f":"DmTimely!I843/3.6","v":0},{"$f":"DmTimely!J843/3.6","v":0},{"$f":"DmTimely!K843/3.6","v":0},{"$f":"DmTimely!L843/3.6","v":0},{"$f":"DmTimely!M843/3.6","v":0},{"$f":"DmTimely!N843/3.6","v":0},{"$f":"SUM(B64:M64)","v":0},null,1,{"$f":"DmTimely!R843/3.6","v":0},{"$f":"DmTimely!S843/3.6","v":0},{"$f":"DmTimely!T843/3.6","v":0},{"$f":"DmTimely!U843/3.6","v":0},{"$f":"DmTimely!V843/3.6","v":0},{"$f":"DmTimely!W843/3.6","v":0},{"$f":"DmTimely!X843/3.6","v":0},{"$f":"DmTimely!Y843/3.6","v":0},{"$f":"DmTimely!Z843/3.6","v":0},{"$f":"DmTimely!AA843/3.6","v":0},{"$f":"DmTimely!AB843/3.6","v":0},{"$f":"DmTimely!AC843/3.6","v":0},{"$f":"SUM(Q64:AB64)","v":0},null,1,{"$f":"DmTimely!AG843/3.6","v":0},{"$f":"DmTimely!AH843/3.6","v":0},{"$f":"DmTimely!AI843/3.6","v":0},{"$f":"DmTimely!AJ843/3.6","v":0},{"$f":"DmTimely!AK843/3.6","v":0},{"$f":"DmTimely!AL843/3.6","v":0},{"$f":"DmTimely!AM843/3.6","v":0},{"$f":"DmTimely!AN843/3.6","v":0},{"$f":"DmTimely!AO843/3.6","v":0},{"$f":"DmTimely!AP843/3.6","v":0},{"$f":"DmTimely!AQ843/3.6","v":0},{"$f":"DmTimely!AR843/3.6","v":0},{"$f":"SUM(AF64:AQ64)","v":0},null,null,null,1,{"$f":"DmTimely!CR843/3.6","v":0},{"$f":"DmTimely!CS843/3.6","v":0},{"$f":"DmTimely!CT843/3.6","v":0},{"$f":"DmTimely!CU843/3.6","v":0},{"$f":"DmTimely!CV843/3.6","v":0},{"$f":"DmTimely!CW843/3.6","v":0},{"$f":"DmTimely!CX843/3.6","v":0},{"$f":"DmTimely!CY843/3.6","v":0},{"$f":"DmTimely!CZ843/3.6","v":0},{"$f":"DmTimely!DA843/3.6","v":0},{"$f":"DmTimely!DB843/3.6","v":0},{"$f":"DmTimely!DC843/3.6","v":0},{"$f":"SUM(AW64:BH64)","v":0},null,1,{"$f":"DmTimely!DG843/3.6","v":0},{"$f":"DmTimely!DH843/3.6","v":0},{"$f":"DmTimely!DI843/3.6","v":0},{"$f":"DmTimely!DJ843/3.6","v":0},{"$f":"DmTimely!DK843/3.6","v":0},{"$f":"DmTimely!DL843/3.6","v":0},{"$f":"DmTimely!DM843/3.6","v":0},{"$f":"DmTimely!DN843/3.6","v":0},{"$f":"DmTimely!DO843/3.6","v":0},{"$f":"DmTimely!DP843/3.6","v":0},{"$f":"DmTimely!DQ843/3.6","v":0},{"$f":"DmTimely!DR843/3.6","v":0},{"$f":"SUM(BL64:BW64)","v":0},null,1,{"$f":"DmTimely!DV843/3.6","v":0},{"$f":"DmTimely!DW843/3.6","v":0},{"$f":"DmTimely!DX843/3.6","v":0},{"$f":"DmTimely!DY843/3.6","v":0},{"$f":"DmTimely!DZ843/3.6","v":0},{"$f":"DmTimely!EA843/3.6","v":0},{"$f":"DmTimely!EB843/3.6","v":0},{"$f":"DmTimely!EC843/3.6","v":0},{"$f":"DmTimely!ED843/3.6","v":0},{"$f":"DmTimely!EE843/3.6","v":0},{"$f":"DmTimely!EF843/3.6","v":0},{"$f":"DmTimely!EG843/3.6","v":0},{"$f":"SUM(CA64:CL64)","v":0}]
[2,{"$f":"DmTimely!C844/3.6","v":0},{"$f":"DmTimely!D844/3.6","v":0},{"$f":"DmTimely!E844/3.6","v":0},{"$f":"DmTimely!F844/3.6","v":0},{"$f":"DmTimely!G844/3.6","v":0},{"$f":"DmTimely!H844/3.6","v":0},{"$f":"DmTimely!I844/3.6","v":0},{"$f":"DmTimely!J844/3.6","v":0},{"$f":"DmTimely!K844/3.6","v":0},{"$f":"DmTimely!L844/3.6","v":0},{"$f":"DmTimely!M844/3.6","v":0},{"$f":"DmTimely!N844/3.6","v":0},0,null,2,{"$f":"DmTimely!R844/3.6","v":0},{"$f":"DmTimely!S844/3.6","v":0},{"$f":"DmTimely!T844/3.6","v":0},{"$f":"DmTimely!U844/3.6","v":0},{"$f":"DmTimely!V844/3.6","v":0},{"$f":"DmTimely!W844/3.6","v":0},{"$f":"DmTimely!X844/3.6","v":0},{"$f":"DmTimely!Y844/3.6","v":0},{"$f":"DmTimely!Z844/3.6","v":0},{"$f":"DmTimely!AA844/3.6","v":0},{"$f":"DmTimely!AB844/3.6","v":0},{"$f":"DmTimely!AC844/3.6","v":0},0,null,2,{"$f":"DmTimely!AG844/3.6","v":0},{"$f":"DmTimely!AH844/3.6","v":0},{"$f":"DmTimely!AI844/3.6","v":0},{"$f":"DmTimely!AJ844/3.6","v":0},{"$f":"DmTimely!AK844/3.6","v":0},{"$f":"DmTimely!AL844/3.6","v":0},{"$f":"DmTimely!AM844/3.6","v":0},{"$f":"DmTimely!AN844/3.6","v":0},{"$f":"DmTimely!AO844/3.6","v":0},{"$f":"DmTimely!AP844/3.6","v":0},{"$f":"DmTimely!AQ844/3.6","v":0},{"$f":"DmTimely!AR844/3.6","v":0},0,null,null,null,2,{"$f":"DmTimely!CR844/3.6","v":0},{"$f":"DmTimely!CS844/3.6","v":0},{"$f":"DmTimely!CT844/3.6","v":0},{"$f":"DmTimely!CU844/3.6","v":0},{"$f":"DmTimely!CV844/3.6","v":0},{"$f":"DmTimely!CW844/3.6","v":0},{"$f":"DmTimely!CX844/3.6","v":0},{"$f":"DmTimely!CY844/3.6","v":0},{"$f":"DmTimely!CZ844/3.6","v":0},{"$f":"DmTimely!DA844/3.6","v":0},{"$f":"DmTimely!DB844/3.6","v":0},{"$f":"DmTimely!DC844/3.6","v":0},0,null,2,{"$f":"DmTimely!DG844/3.6","v":0},{"$f":"DmTimely!DH844/3.6","v":0},{"$f":"DmTimely!DI844/3.6","v":0},{"$f":"DmTimely!DJ844/3.6","v":0},{"$f":"DmTimely!DK844/3.6","v":0},{"$f":"DmTimely!DL844/3.6","v":0},{"$f":"DmTimely!DM844/3.6","v":0},{"$f":"DmTimely!DN844/3.6","v":0},{"$f":"DmTimely!DO844/3.6","v":0},{"$f":"DmTimely!DP844/3.6","v":0},{"$f":"DmTimely!DQ844/3.6","v":0},{"$f":"DmTimely!DR844/3.6","v":0},0,null,2,{"$f":"DmTimely!DV844/3.6","v":0},{"$f":"DmTimely!DW844/3.6","v":0},{"$f":"DmTimely!DX844/3.6","v":0},{"$f":"DmTimely!DY844/3.6","v":0},{"$f":"DmTimely!DZ844/3.6","v":0},{"$f":"DmTimely!EA844/3.6","v":0},{"$f":"DmTimely!EB844/3.6","v":0},{"$f":"DmTimely!EC844/3.6","v":0},{"$f":"DmTimely!ED844/3.6","v":0},{"$f":"DmTimely!EE844/3.6","v":0},{"$f":"DmTimely!EF844/3.6","v":0},{"$f":"DmTimely!EG844/3.6","v":0},0]
[3,{"$f":"DmTimely!C845/3.6","v":0},{"$f":"DmTimely!D845/3.6","v":0},{"$f":"DmTimely!E845/3.6","v":0},{"$f":"DmTimely!F845/3.6","v":0},{"$f":"DmTimely!G845/3.6","v":0},{"$f":"DmTimely!H845/3.6","v":0},{"$f":"DmTimely!I845/3.6","v":0},{"$f":"DmTimely!J845/3.6","v":0},{"$f":"DmTimely!K845/3.6","v":0},{"$f":"DmTimely!L845/3.6","v":0},{"$f":"DmTimely!M845/3.6","v":0},{"$f":"DmTimely!N845/3.6","v":0},0,null,3,{"$f":"DmTimely!R845/3.6","v":0},{"$f":"DmTimely!S845/3.6","v":0},{"$f":"DmTimely!T845/3.6","v":0},{"$f":"DmTimely!U845/3.6","v":0},{"$f":"DmTimely!V845/3.6","v":0},{"$f":"DmTimely!W845/3.6","v":0},{"$f":"DmTimely!X845/3.6","v":0},{"$f":"DmTimely!Y845/3.6","v":0},{"$f":"DmTimely!Z845/3.6","v":0},{"$f":"DmTimely!AA845/3.6","v":0},{"$f":"DmTimely!AB845/3.6","v":0},{"$f":"DmTimely!AC845/3.6","v":0},0,null,3,{"$f":"DmTimely!AG845/3.6","v":0},{"$f":"DmTimely!AH845/3.6","v":0},{"$f":"DmTimely!AI845/3.6","v":0},{"$f":"DmTimely!AJ845/3.6","v":0},{"$f":"DmTimely!AK845/3.6","v":0},{"$f":"DmTimely!AL845/3.6","v":0},{"$f":"DmTimely!AM845/3.6","v":0},{"$f":"DmTimely!AN845/3.6","v":0},{"$f":"DmTimely!AO845/3.6","v":0},{"$f":"DmTimely!AP845/3.6","v":0},{"$f":"DmTimely!AQ845/3.6","v":0},{"$f":"DmTimely!AR845/3.6","v":0},0,null,null,null,3,{"$f":"DmTimely!CR845/3.6","v":0},{"$f":"DmTimely!CS845/3.6","v":0},{"$f":"DmTimely!CT845/3.6","v":0},{"$f":"DmTimely!CU845/3.6","v":0},{"$f":"DmTimely!CV845/3.6","v":0},{"$f":"DmTimely!CW845/3.6","v":0},{"$f":"DmTimely!CX845/3.6","v":0},{"$f":"DmTimely!CY845/3.6","v":0},{"$f":"DmTimely!CZ845/3.6","v":0},{"$f":"DmTimely!DA845/3.6","v":0},{"$f":"DmTimely!DB845/3.6","v":0},{"$f":"DmTimely!DC845/3.6","v":0},0,null,3,{"$f":"DmTimely!DG845/3.6","v":0},{"$f":"DmTimely!DH845/3.6","v":0},{"$f":"DmTimely!DI845/3.6","v":0},{"$f":"DmTimely!DJ845/3.6","v":0},{"$f":"DmTimely!DK845/3.6","v":0},{"$f":"DmTimely!DL845/3.6","v":0},{"$f":"DmTimely!DM845/3.6","v":0},{"$f":"DmTimely!DN845/3.6","v":0},{"$f":"DmTimely!DO845/3.6","v":0},{"$f":"DmTimely!DP845/3.6","v":0},{"$f":"DmTimely!DQ845/3.6","v":0},{"$f":"DmTimely!DR845/3.6","v":0},0,null,3,{"$f":"DmTimely!DV845/3.6","v":0},{"$f":"DmTimely!DW845/3.6","v":0},{"$f":"DmTimely!DX845/3.6","v":0},{"$f":"DmTimely!DY845/3.6","v":0},{"$f":"DmTimely!DZ845/3.6","v":0},{"$f":"DmTimely!EA845/3.6","v":0},{"$f":"DmTimely!EB845/3.6","v":0},{"$f":"DmTimely!EC845/3.6","v":0},{"$f":"DmTimely!ED845/3.6","v":0},{"$f":"DmTimely!EE845/3.6","v":0},{"$f":"DmTimely!EF845/3.6","v":0},{"$f":"DmTimely!EG845/3.6","v":0},0]
[4,{"$f":"DmTimely!C846/3.6","v":0},{"$f":"DmTimely!D846/3.6","v":0},{"$f":"DmTimely!E846/3.6","v":0},{"$f":"DmTimely!F846/3.6","v":0},{"$f":"DmTimely!G846/3.6","v":0},{"$f":"DmTimely!H846/3.6","v":0},{"$f":"DmTimely!I846/3.6","v":0},{"$f":"DmTimely!J846/3.6","v":0},{"$f":"DmTimely!K846/3.6","v":0},{"$f":"DmTimely!L846/3.6","v":0},{"$f":"DmTimely!M846/3.6","v":0},{"$f":"DmTimely!N846/3.6","v":0},0,null,4,{"$f":"DmTimely!R846/3.6","v":0},{"$f":"DmTimely!S846/3.6","v":0},{"$f":"DmTimely!T846/3.6","v":0},{"$f":"DmTimely!U846/3.6","v":0},{"$f":"DmTimely!V846/3.6","v":0},{"$f":"DmTimely!W846/3.6","v":0},{"$f":"DmTimely!X846/3.6","v":0},{"$f":"DmTimely!Y846/3.6","v":0},{"$f":"DmTimely!Z846/3.6","v":0},{"$f":"DmTimely!AA846/3.6","v":0},{"$f":"DmTimely!AB846/3.6","v":0},{"$f":"DmTimely!AC846/3.6","v":0},0,null,4,{"$f":"DmTimely!AG846/3.6","v":0},{"$f":"DmTimely!AH846/3.6","v":0},{"$f":"DmTimely!AI846/3.6","v":0},{"$f":"DmTimely!AJ846/3.6","v":0},{"$f":"DmTimely!AK846/3.6","v":0},{"$f":"DmTimely!AL846/3.6","v":0},{"$f":"DmTimely!AM846/3.6","v":0},{"$f":"DmTimely!AN846/3.6","v":0},{"$f":"DmTimely!AO846/3.6","v":0},{"$f":"DmTimely!AP846/3.6","v":0},{"$f":"DmTimely!AQ846/3.6","v":0},{"$f":"DmTimely!AR846/3.6","v":0},0,null,null,null,4,{"$f":"DmTimely!CR846/3.6","v":0},{"$f":"DmTimely!CS846/3.6","v":0},{"$f":"DmTimely!CT846/3.6","v":0},{"$f":"DmTimely!CU846/3.6","v":0},{"$f":"DmTimely!CV846/3.6","v":0},{"$f":"DmTimely!CW846/3.6","v":0},{"$f":"DmTimely!CX846/3.6","v":0},{"$f":"DmTimely!CY846/3.6","v":0},{"$f":"DmTimely!CZ846/3.6","v":0},{"$f":"DmTimely!DA846/3.6","v":0},{"$f":"DmTimely!DB846/3.6","v":0},{"$f":"DmTimely!DC846/3.6","v":0},0,null,4,{"$f":"DmTimely!DG846/3.6","v":0},{"$f":"DmTimely!DH846/3.6","v":0},{"$f":"DmTimely!DI846/3.6","v":0},{"$f":"DmTimely!DJ846/3.6","v":0},{"$f":"DmTimely!DK846/3.6","v":0},{"$f":"DmTimely!DL846/3.6","v":0},{"$f":"DmTimely!DM846/3.6","v":0},{"$f":"DmTimely!DN846/3.6","v":0},{"$f":"DmTimely!DO846/3.6","v":0},{"$f":"DmTimely!DP846/3.6","v":0},{"$f":"DmTimely!DQ846/3.6","v":0},{"$f":"DmTimely!DR846/3.6","v":0},0,null,4,{"$f":"DmTimely!DV846/3.6","v":0},{"$f":"DmTimely!DW846/3.6","v":0},{"$f":"DmTimely!DX846/3.6","v":0},{"$f":"DmTimely!DY846/3.6","v":0},{"$f":"DmTimely!DZ846/3.6","v":0},{"$f":"DmTimely!EA846/3.6","v":0},{"$f":"DmTimely!EB846/3.6","v":0},{"$f":"DmTimely!EC846/3.6","v":0},{"$f":"DmTimely!ED846/3.6","v":0},{"$f":"DmTimely!EE846/3.6","v":0},{"$f":"DmTimely!EF846/3.6","v":0},{"$f":"DmTimely!EG846/3.6","v":0},0]
[5,{"$f":"DmTimely!C847/3.6","v":0},{"$f":"DmTimely!D847/3.6","v":0},{"$f":"DmTimely!E847/3.6","v":0},{"$f":"DmTimely!F847/3.6","v":0},{"$f":"DmTimely!G847/3.6","v":0},{"$f":"DmTimely!H847/3.6","v":0},{"$f":"DmTimely!I847/3.6","v":0},{"$f":"DmTimely!J847/3.6","v":0},{"$f":"DmTimely!K847/3.6","v":0},{"$f":"DmTimely!L847/3.6","v":0},{"$f":"DmTimely!M847/3.6","v":0},{"$f":"DmTimely!N847/3.6","v":0},0,null,5,{"$f":"DmTimely!R847/3.6","v":0},{"$f":"DmTimely!S847/3.6","v":0},{"$f":"DmTimely!T847/3.6","v":0},{"$f":"DmTimely!U847/3.6","v":0},{"$f":"DmTimely!V847/3.6","v":0},{"$f":"DmTimely!W847/3.6","v":0},{"$f":"DmTimely!X847/3.6","v":0},{"$f":"DmTimely!Y847/3.6","v":0},{"$f":"DmTimely!Z847/3.6","v":0},{"$f":"DmTimely!AA847/3.6","v":0},{"$f":"DmTimely!AB847/3.6","v":0},{"$f":"DmTimely!AC847/3.6","v":0},0,null,5,{"$f":"DmTimely!AG847/3.6","v":0},{"$f":"DmTimely!AH847/3.6","v":0},{"$f":"DmTimely!AI847/3.6","v":0},{"$f":"DmTimely!AJ847/3.6","v":0},{"$f":"DmTimely!AK847/3.6","v":0},{"$f":"DmTimely!AL847/3.6","v":0},{"$f":"DmTimely!AM847/3.6","v":0},{"$f":"DmTimely!AN847/3.6","v":0},{"$f":"DmTimely!AO847/3.6","v":0},{"$f":"DmTimely!AP847/3.6","v":0},{"$f":"DmTimely!AQ847/3.6","v":0},{"$f":"DmTimely!AR847/3.6","v":0},0,null,null,null,5,{"$f":"DmTimely!CR847/3.6","v":0},{"$f":"DmTimely!CS847/3.6","v":0},{"$f":"DmTimely!CT847/3.6","v":0},{"$f":"DmTimely!CU847/3.6","v":0},{"$f":"DmTimely!CV847/3.6","v":0},{"$f":"DmTimely!CW847/3.6","v":0},{"$f":"DmTimely!CX847/3.6","v":0},{"$f":"DmTimely!CY847/3.6","v":0},{"$f":"DmTimely!CZ847/3.6","v":0},{"$f":"DmTimely!DA847/3.6","v":0},{"$f":"DmTimely!DB847/3.6","v":0},{"$f":"DmTimely!DC847/3.6","v":0},0,null,5,{"$f":"DmTimely!DG847/3.6","v":0},{"$f":"DmTimely!DH847/3.6","v":0},{"$f":"DmTimely!DI847/3.6","v":0},{"$f":"DmTimely!DJ847/3.6","v":0},{"$f":"DmTimely!DK847/3.6","v":0},{"$f":"DmTimely!DL847/3.6","v":0},{"$f":"DmTimely!DM847/3.6","v":0},{"$f":"DmTimely!DN847/3.6","v":0},{"$f":"DmTimely!DO847/3.6","v":0},{"$f":"DmTimely!DP847/3.6","v":0},{"$f":"DmTimely!DQ847/3.6","v":0},{"$f":"DmTimely!DR847/3.6","v":0},0,null,5,{"$f":"DmTimely!DV847/3.6","v":0},{"$f":"DmTimely!DW847/3.6","v":0},{"$f":"DmTimely!DX847/3.6","v":0},{"$f":"DmTimely!DY847/3.6","v":0},{"$f":"DmTimely!DZ847/3.6","v":0},{"$f":"DmTimely!EA847/3.6","v":0},{"$f":"DmTimely!EB847/3.6","v":0},{"$f":"DmTimely!EC847/3.6","v":0},{"$f":"DmTimely!ED847/3.6","v":0},{"$f":"DmTimely!EE847/3.6","v":0},{"$f":"DmTimely!EF847/3.6","v":0},{"$f":"DmTimely!EG847/3.6","v":0},0]
[6,{"$f":"DmTimely!C848/3.6","v":0},{"$f":"DmTimely!D848/3.6","v":0},{"$f":"DmTimely!E848/3.6","v":0},{"$f":"DmTimely!F848/3.6","v":0},{"$f":"DmTimely!G848/3.6","v":0},{"$f":"DmTimely!H848/3.6","v":0},{"$f":"DmTimely!I848/3.6","v":0},{"$f":"DmTimely!J848/3.6","v":0},{"$f":"DmTimely!K848/3.6","v":0},{"$f":"DmTimely!L848/3.6","v":0},{"$f":"DmTimely!M848/3.6","v":0},{"$f":"DmTimely!N848/3.6","v":0},0,null,6,{"$f":"DmTimely!R848/3.6","v":0},{"$f":"DmTimely!S848/3.6","v":0},{"$f":"DmTimely!T848/3.6","v":0},{"$f":"DmTimely!U848/3.6","v":0},{"$f":"DmTimely!V848/3.6","v":0},{"$f":"DmTimely!W848/3.6","v":0},{"$f":"DmTimely!X848/3.6","v":0},{"$f":"DmTimely!Y848/3.6","v":0},{"$f":"DmTimely!Z848/3.6","v":0},{"$f":"DmTimely!AA848/3.6","v":0},{"$f":"DmTimely!AB848/3.6","v":0},{"$f":"DmTimely!AC848/3.6","v":0},0,null,6,{"$f":"DmTimely!AG848/3.6","v":0},{"$f":"DmTimely!AH848/3.6","v":0},{"$f":"DmTimely!AI848/3.6","v":0},{"$f":"DmTimely!AJ848/3.6","v":0},{"$f":"DmTimely!AK848/3.6","v":0},{"$f":"DmTimely!AL848/3.6","v":0},{"$f":"DmTimely!AM848/3.6","v":0},{"$f":"DmTimely!AN848/3.6","v":0},{"$f":"DmTimely!AO848/3.6","v":0},{"$f":"DmTimely!AP848/3.6","v":0},{"$f":"DmTimely!AQ848/3.6","v":0},{"$f":"DmTimely!AR848/3.6","v":0},0,null,null,null,6,{"$f":"DmTimely!CR848/3.6","v":0},{"$f":"DmTimely!CS848/3.6","v":0},{"$f":"DmTimely!CT848/3.6","v":0},{"$f":"DmTimely!CU848/3.6","v":0},{"$f":"DmTimely!CV848/3.6","v":0},{"$f":"DmTimely!CW848/3.6","v":0},{"$f":"DmTimely!CX848/3.6","v":0},{"$f":"DmTimely!CY848/3.6","v":0},{"$f":"DmTimely!CZ848/3.6","v":0},{"$f":"DmTimely!DA848/3.6","v":0},{"$f":"DmTimely!DB848/3.6","v":0},{"$f":"DmTimely!DC848/3.6","v":0},0,null,6,{"$f":"DmTimely!DG848/3.6","v":0},{"$f":"DmTimely!DH848/3.6","v":0},{"$f":"DmTimely!DI848/3.6","v":0},{"$f":"DmTimely!DJ848/3.6","v":0},{"$f":"DmTimely!DK848/3.6","v":0},{"$f":"DmTimely!DL848/3.6","v":0},{"$f":"DmTimely!DM848/3.6","v":0},{"$f":"DmTimely!DN848/3.6","v":0},{"$f":"DmTimely!DO848/3.6","v":0},{"$f":"DmTimely!DP848/3.6","v":0},{"$f":"DmTimely!DQ848/3.6","v":0},{"$f":"DmTimely!DR848/3.6","v":0},0,null,6,{"$f":"DmTimely!DV848/3.6","v":0},{"$f":"DmTimely!DW848/3.6","v":0},{"$f":"DmTimely!DX848/3.6","v":0},{"$f":"DmTimely!DY848/3.6","v":0},{"$f":"DmTimely!DZ848/3.6","v":0},{"$f":"DmTimely!EA848/3.6","v":0},{"$f":"DmTimely!EB848/3.6","v":0},{"$f":"DmTimely!EC848/3.6","v":0},{"$f":"DmTimely!ED848/3.6","v":0},{"$f":"DmTimely!EE848/3.6","v":0},{"$f":"DmTimely!EF848/3.6","v":0},{"$f":"DmTimely!EG848/3.6","v":0},0]
[7,{"$f":"DmTimely!C849/3.6","v":0},{"$f":"DmTimely!D849/3.6","v":0},{"$f":"DmTimely!E849/3.6","v":0},{"$f":"DmTimely!F849/3.6","v":0},{"$f":"DmTimely!G849/3.6","v":0},{"$f":"DmTimely!H849/3.6","v":0},{"$f":"DmTimely!I849/3.6","v":0},{"$f":"DmTimely!J849/3.6","v":0},{"$f":"DmTimely!K849/3.6","v":0},{"$f":"DmTimely!L849/3.6","v":0},{"$f":"DmTimely!M849/3.6","v":0},{"$f":"DmTimely!N849/3.6","v":0},0,null,7,{"$f":"DmTimely!R849/3.6","v":0},{"$f":"DmTimely!S849/3.6","v":0},{"$f":"DmTimely!T849/3.6","v":0},{"$f":"DmTimely!U849/3.6","v":0},{"$f":"DmTimely!V849/3.6","v":0},{"$f":"DmTimely!W849/3.6","v":0},{"$f":"DmTimely!X849/3.6","v":0},{"$f":"DmTimely!Y849/3.6","v":0},{"$f":"DmTimely!Z849/3.6","v":0},{"$f":"DmTimely!AA849/3.6","v":0},{"$f":"DmTimely!AB849/3.6","v":0},{"$f":"DmTimely!AC849/3.6","v":0},0,null,7,{"$f":"DmTimely!AG849/3.6","v":0},{"$f":"DmTimely!AH849/3.6","v":0},{"$f":"DmTimely!AI849/3.6","v":0},{"$f":"DmTimely!AJ849/3.6","v":0},{"$f":"DmTimely!AK849/3.6","v":0},{"$f":"DmTimely!AL849/3.6","v":0},{"$f":"DmTimely!AM849/3.6","v":0},{"$f":"DmTimely!AN849/3.6","v":0},{"$f":"DmTimely!AO849/3.6","v":0},{"$f":"DmTimely!AP849/3.6","v":0},{"$f":"DmTimely!AQ849/3.6","v":0},{"$f":"DmTimely!AR849/3.6","v":0},0,null,null,null,7,{"$f":"DmTimely!CR849/3.6","v":0},{"$f":"DmTimely!CS849/3.6","v":0},{"$f":"DmTimely!CT849/3.6","v":0},{"$f":"DmTimely!CU849/3.6","v":0},{"$f":"DmTimely!CV849/3.6","v":0},{"$f":"DmTimely!CW849/3.6","v":0},{"$f":"DmTimely!CX849/3.6","v":0},{"$f":"DmTimely!CY849/3.6","v":0},{"$f":"DmTimely!CZ849/3.6","v":0},{"$f":"DmTimely!DA849/3.6","v":0},{"$f":"DmTimely!DB849/3.6","v":0},{"$f":"DmTimely!DC849/3.6","v":0},0,null,7,{"$f":"DmTimely!DG849/3.6","v":0},{"$f":"DmTimely!DH849/3.6","v":0},{"$f":"DmTimely!DI849/3.6","v":0},{"$f":"DmTimely!DJ849/3.6","v":0},{"$f":"DmTimely!DK849/3.6","v":0},{"$f":"DmTimely!DL849/3.6","v":0},{"$f":"DmTimely!DM849/3.6","v":0},{"$f":"DmTimely!DN849/3.6","v":0},{"$f":"DmTimely!DO849/3.6","v":0},{"$f":"DmTimely!DP849/3.6","v":0},{"$f":"DmTimely!DQ849/3.6","v":0},{"$f":"DmTimely!DR849/3.6","v":0},0,null,7,{"$f":"DmTimely!DV849/3.6","v":0},{"$f":"DmTimely!DW849/3.6","v":0},{"$f":"DmTimely!DX849/3.6","v":0},{"$f":"DmTimely!DY849/3.6","v":0},{"$f":"DmTimely!DZ849/3.6","v":0},{"$f":"DmTimely!EA849/3.6","v":0},{"$f":"DmTimely!EB849/3.6","v":0},{"$f":"DmTimely!EC849/3.6","v":0},{"$f":"DmTimely!ED849/3.6","v":0},{"$f":"DmTimely!EE849/3.6","v":0},{"$f":"DmTimely!EF849/3.6","v":0},{"$f":"DmTimely!EG849/3.6","v":0},0]
[8,{"$f":"DmTimely!C850/3.6","v":0},{"$f":"DmTimely!D850/3.6","v":0},{"$f":"DmTimely!E850/3.6","v":0},{"$f":"DmTimely!F850/3.6","v":0},{"$f":"DmTimely!G850/3.6","v":0},{"$f":"DmTimely!H850/3.6","v":0},{"$f":"DmTimely!I850/3.6","v":0},{"$f":"DmTimely!J850/3.6","v":0},{"$f":"DmTimely!K850/3.6","v":0},{"$f":"DmTimely!L850/3.6","v":0},{"$f":"DmTimely!M850/3.6","v":0},{"$f":"DmTimely!N850/3.6","v":0},0,null,8,{"$f":"DmTimely!R850/3.6","v":0},{"$f":"DmTimely!S850/3.6","v":0},{"$f":"DmTimely!T850/3.6","v":0},{"$f":"DmTimely!U850/3.6","v":0},{"$f":"DmTimely!V850/3.6","v":0},{"$f":"DmTimely!W850/3.6","v":0},{"$f":"DmTimely!X850/3.6","v":0},{"$f":"DmTimely!Y850/3.6","v":0},{"$f":"DmTimely!Z850/3.6","v":0},{"$f":"DmTimely!AA850/3.6","v":0},{"$f":"DmTimely!AB850/3.6","v":0},{"$f":"DmTimely!AC850/3.6","v":0},0,null,8,{"$f":"DmTimely!AG850/3.6","v":0},{"$f":"DmTimely!AH850/3.6","v":0},{"$f":"DmTimely!AI850/3.6","v":0},{"$f":"DmTimely!AJ850/3.6","v":0},{"$f":"DmTimely!AK850/3.6","v":0},{"$f":"DmTimely!AL850/3.6","v":0},{"$f":"DmTimely!AM850/3.6","v":0},{"$f":"DmTimely!AN850/3.6","v":0},{"$f":"DmTimely!AO850/3.6","v":0},{"$f":"DmTimely!AP850/3.6","v":0},{"$f":"DmTimely!AQ850/3.6","v":0},{"$f":"DmTimely!AR850/3.6","v":0},0,null,null,null,8,{"$f":"DmTimely!CR850/3.6","v":0},{"$f":"DmTimely!CS850/3.6","v":0},{"$f":"DmTimely!CT850/3.6","v":0},{"$f":"DmTimely!CU850/3.6","v":0},{"$f":"DmTimely!CV850/3.6","v":0},{"$f":"DmTimely!CW850/3.6","v":0},{"$f":"DmTimely!CX850/3.6","v":0},{"$f":"DmTimely!CY850/3.6","v":0},{"$f":"DmTimely!CZ850/3.6","v":0},{"$f":"DmTimely!DA850/3.6","v":0},{"$f":"DmTimely!DB850/3.6","v":0},{"$f":"DmTimely!DC850/3.6","v":0},0,null,8,{"$f":"DmTimely!DG850/3.6","v":0},{"$f":"DmTimely!DH850/3.6","v":0},{"$f":"DmTimely!DI850/3.6","v":0},{"$f":"DmTimely!DJ850/3.6","v":0},{"$f":"DmTimely!DK850/3.6","v":0},{"$f":"DmTimely!DL850/3.6","v":0},{"$f":"DmTimely!DM850/3.6","v":0},{"$f":"DmTimely!DN850/3.6","v":0},{"$f":"DmTimely!DO850/3.6","v":0},{"$f":"DmTimely!DP850/3.6","v":0},{"$f":"DmTimely!DQ850/3.6","v":0},{"$f":"DmTimely!DR850/3.6","v":0},0,null,8,{"$f":"DmTimely!DV850/3.6","v":0},{"$f":"DmTimely!DW850/3.6","v":0},{"$f":"DmTimely!DX850/3.6","v":0},{"$f":"DmTimely!DY850/3.6","v":0},{"$f":"DmTimely!DZ850/3.6","v":0},{"$f":"DmTimely!EA850/3.6","v":0},{"$f":"DmTimely!EB850/3.6","v":0},{"$f":"DmTimely!EC850/3.6","v":0},{"$f":"DmTimely!ED850/3.6","v":0},{"$f":"DmTimely!EE850/3.6","v":0},{"$f":"DmTimely!EF850/3.6","v":0},{"$f":"DmTimely!EG850/3.6","v":0},0]
[9,{"$f":"DmTimely!C851/3.6","v":0},{"$f":"DmTimely!D851/3.6","v":0},{"$f":"DmTimely!E851/3.6","v":0},{"$f":"DmTimely!F851/3.6","v":0},{"$f":"DmTimely!G851/3.6","v":0},{"$f":"DmTimely!H851/3.6","v":0},{"$f":"DmTimely!I851/3.6","v":0},{"$f":"DmTimely!J851/3.6","v":0},{"$f":"DmTimely!K851/3.6","v":0},{"$f":"DmTimely!L851/3.6","v":0},{"$f":"DmTimely!M851/3.6","v":0},{"$f":"DmTimely!N851/3.6","v":0},0,null,9,{"$f":"DmTimely!R851/3.6","v":0},{"$f":"DmTimely!S851/3.6","v":0},{"$f":"DmTimely!T851/3.6","v":0},{"$f":"DmTimely!U851/3.6","v":0},{"$f":"DmTimely!V851/3.6","v":0},{"$f":"DmTimely!W851/3.6","v":0},{"$f":"DmTimely!X851/3.6","v":0},{"$f":"DmTimely!Y851/3.6","v":0},{"$f":"DmTimely!Z851/3.6","v":0},{"$f":"DmTimely!AA851/3.6","v":0},{"$f":"DmTimely!AB851/3.6","v":0},{"$f":"DmTimely!AC851/3.6","v":0},0,null,9,{"$f":"DmTimely!AG851/3.6","v":0},{"$f":"DmTimely!AH851/3.6","v":0},{"$f":"DmTimely!AI851/3.6","v":0},{"$f":"DmTimely!AJ851/3.6","v":0},{"$f":"DmTimely!AK851/3.6","v":0},{"$f":"DmTimely!AL851/3.6","v":0},{"$f":"DmTimely!AM851/3.6","v":0},{"$f":"DmTimely!AN851/3.6","v":0},{"$f":"DmTimely!AO851/3.6","v":0},{"$f":"DmTimely!AP851/3.6","v":0},{"$f":"DmTimely!AQ851/3.6","v":0},{"$f":"DmTimely!AR851/3.6","v":0},0,null,null,null,9,{"$f":"DmTimely!CR851/3.6","v":0},{"$f":"DmTimely!CS851/3.6","v":0},{"$f":"DmTimely!CT851/3.6","v":0},{"$f":"DmTimely!CU851/3.6","v":0},{"$f":"DmTimely!CV851/3.6","v":0},{"$f":"DmTimely!CW851/3.6","v":0},{"$f":"DmTimely!CX851/3.6","v":0},{"$f":"DmTimely!CY851/3.6","v":0},{"$f":"DmTimely!CZ851/3.6","v":0},{"$f":"DmTimely!DA851/3.6","v":0},{"$f":"DmTimely!DB851/3.6","v":0},{"$f":"DmTimely!DC851/3.6","v":0},0,null,9,{"$f":"DmTimely!DG851/3.6","v":0},{"$f":"DmTimely!DH851/3.6","v":0},{"$f":"DmTimely!DI851/3.6","v":0},{"$f":"DmTimely!DJ851/3.6","v":0},{"$f":"DmTimely!DK851/3.6","v":0},{"$f":"DmTimely!DL851/3.6","v":0},{"$f":"DmTimely!DM851/3.6","v":0},{"$f":"DmTimely!DN851/3.6","v":0},{"$f":"DmTimely!DO851/3.6","v":0},{"$f":"DmTimely!DP851/3.6","v":0},{"$f":"DmTimely!DQ851/3.6","v":0},{"$f":"DmTimely!DR851/3.6","v":0},0,null,9,{"$f":"DmTimely!DV851/3.6","v":0},{"$f":"DmTimely!DW851/3.6","v":0},{"$f":"DmTimely!DX851/3.6","v":0},{"$f":"DmTimely!DY851/3.6","v":0},{"$f":"DmTimely!DZ851/3.6","v":0},{"$f":"DmTimely!EA851/3.6","v":0},{"$f":"DmTimely!EB851/3.6","v":0},{"$f":"DmTimely!EC851/3.6","v":0},{"$f":"DmTimely!ED851/3.6","v":0},{"$f":"DmTimely!EE851/3.6","v":0},{"$f":"DmTimely!EF851/3.6","v":0},{"$f":"DmTimely!EG851/3.6","v":0},0]
[10,{"$f":"DmTimely!C852/3.6","v":0},{"$f":"DmTimely!D852/3.6","v":0},{"$f":"DmTimely!E852/3.6","v":0},{"$f":"DmTimely!F852/3.6","v":0},{"$f":"DmTimely!G852/3.6","v":0},{"$f":"DmTimely!H852/3.6","v":0},{"$f":"DmTimely!I852/3.6","v":0},{"$f":"DmTimely!J852/3.6","v":0},{"$f":"DmTimely!K852/3.6","v":0},{"$f":"DmTimely!L852/3.6","v":0},{"$f":"DmTimely!M852/3.6","v":0},{"$f":"DmTimely!N852/3.6","v":0},0,null,10,{"$f":"DmTimely!R852/3.6","v":0},{"$f":"DmTimely!S852/3.6","v":0},{"$f":"DmTimely!T852/3.6","v":0},{"$f":"DmTimely!U852/3.6","v":0},{"$f":"DmTimely!V852/3.6","v":0},{"$f":"DmTimely!W852/3.6","v":0},{"$f":"DmTimely!X852/3.6","v":0},{"$f":"DmTimely!Y852/3.6","v":0},{"$f":"DmTimely!Z852/3.6","v":0},{"$f":"DmTimely!AA852/3.6","v":0},{"$f":"DmTimely!AB852/3.6","v":0},{"$f":"DmTimely!AC852/3.6","v":0},0,null,10,{"$f":"DmTimely!AG852/3.6","v":0},{"$f":"DmTimely!AH852/3.6","v":0},{"$f":"DmTimely!AI852/3.6","v":0},{"$f":"DmTimely!AJ852/3.6","v":0},{"$f":"DmTimely!AK852/3.6","v":0},{"$f":"DmTimely!AL852/3.6","v":0},{"$f":"DmTimely!AM852/3.6","v":0},{"$f":"DmTimely!AN852/3.6","v":0},{"$f":"DmTimely!AO852/3.6","v":0},{"$f":"DmTimely!AP852/3.6","v":0},{"$f":"DmTimely!AQ852/3.6","v":0},{"$f":"DmTimely!AR852/3.6","v":0},0,null,null,null,10,{"$f":"DmTimely!CR852/3.6","v":0},{"$f":"DmTimely!CS852/3.6","v":0},{"$f":"DmTimely!CT852/3.6","v":0},{"$f":"DmTimely!CU852/3.6","v":0},{"$f":"DmTimely!CV852/3.6","v":0},{"$f":"DmTimely!CW852/3.6","v":0},{"$f":"DmTimely!CX852/3.6","v":0},{"$f":"DmTimely!CY852/3.6","v":0},{"$f":"DmTimely!CZ852/3.6","v":0},{"$f":"DmTimely!DA852/3.6","v":0},{"$f":"DmTimely!DB852/3.6","v":0},{"$f":"DmTimely!DC852/3.6","v":0},0,null,10,{"$f":"DmTimely!DG852/3.6","v":0},{"$f":"DmTimely!DH852/3.6","v":0},{"$f":"DmTimely!DI852/3.6","v":0},{"$f":"DmTimely!DJ852/3.6","v":0},{"$f":"DmTimely!DK852/3.6","v":0},{"$f":"DmTimely!DL852/3.6","v":0},{"$f":"DmTimely!DM852/3.6","v":0},{"$f":"DmTimely!DN852/3.6","v":0},{"$f":"DmTimely!DO852/3.6","v":0},{"$f":"DmTimely!DP852/3.6","v":0},{"$f":"DmTimely!DQ852/3.6","v":0},{"$f":"DmTimely!DR852/3.6","v":0},0,null,10,{"$f":"DmTimely!DV852/3.6","v":0},{"$f":"DmTimely!DW852/3.6","v":0},{"$f":"DmTimely!DX852/3.6","v":0},{"$f":"DmTimely!DY852/3.6","v":0},{"$f":"DmTimely!DZ852/3.6","v":0},{"$f":"DmTimely!EA852/3.6","v":0},{"$f":"DmTimely!EB852/3.6","v":0},{"$f":"DmTimely!EC852/3.6","v":0},{"$f":"DmTimely!ED852/3.6","v":0},{"$f":"DmTimely!EE852/3.6","v":0},{"$f":"DmTimely!EF852/3.6","v":0},{"$f":"DmTimely!EG852/3.6","v":0},0]
[11,{"$f":"DmTimely!C853/3.6","v":0},{"$f":"DmTimely!D853/3.6","v":0},{"$f":"DmTimely!E853/3.6","v":0},{"$f":"DmTimely!F853/3.6","v":0},{"$f":"DmTimely!G853/3.6","v":0},{"$f":"DmTimely!H853/3.6","v":0},{"$f":"DmTimely!I853/3.6","v":0},{"$f":"DmTimely!J853/3.6","v":0},{"$f":"DmTimely!K853/3.6","v":0},{"$f":"DmTimely!L853/3.6","v":0},{"$f":"DmTimely!M853/3.6","v":0},{"$f":"DmTimely!N853/3.6","v":0},0,null,11,{"$f":"DmTimely!R853/3.6","v":0},{"$f":"DmTimely!S853/3.6","v":0},{"$f":"DmTimely!T853/3.6","v":0},{"$f":"DmTimely!U853/3.6","v":0},{"$f":"DmTimely!V853/3.6","v":0},{"$f":"DmTimely!W853/3.6","v":0},{"$f":"DmTimely!X853/3.6","v":0},{"$f":"DmTimely!Y853/3.6","v":0},{"$f":"DmTimely!Z853/3.6","v":0},{"$f":"DmTimely!AA853/3.6","v":0},{"$f":"DmTimely!AB853/3.6","v":0},{"$f":"DmTimely!AC853/3.6","v":0},0,null,11,{"$f":"DmTimely!AG853/3.6","v":0},{"$f":"DmTimely!AH853/3.6","v":0},{"$f":"DmTimely!AI853/3.6","v":0},{"$f":"DmTimely!AJ853/3.6","v":0},{"$f":"DmTimely!AK853/3.6","v":0},{"$f":"DmTimely!AL853/3.6","v":0},{"$f":"DmTimely!AM853/3.6","v":0},{"$f":"DmTimely!AN853/3.6","v":0},{"$f":"DmTimely!AO853/3.6","v":0},{"$f":"DmTimely!AP853/3.6","v":0},{"$f":"DmTimely!AQ853/3.6","v":0},{"$f":"DmTimely!AR853/3.6","v":0},0,null,null,null,11,{"$f":"DmTimely!CR853/3.6","v":0},{"$f":"DmTimely!CS853/3.6","v":0},{"$f":"DmTimely!CT853/3.6","v":0},{"$f":"DmTimely!CU853/3.6","v":0},{"$f":"DmTimely!CV853/3.6","v":0},{"$f":"DmTimely!CW853/3.6","v":0},{"$f":"DmTimely!CX853/3.6","v":0},{"$f":"DmTimely!CY853/3.6","v":0},{"$f":"DmTimely!CZ853/3.6","v":0},{"$f":"DmTimely!DA853/3.6","v":0},{"$f":"DmTimely!DB853/3.6","v":0},{"$f":"DmTimely!DC853/3.6","v":0},0,null,11,{"$f":"DmTimely!DG853/3.6","v":0},{"$f":"DmTimely!DH853/3.6","v":0},{"$f":"DmTimely!DI853/3.6","v":0},{"$f":"DmTimely!DJ853/3.6","v":0},{"$f":"DmTimely!DK853/3.6","v":0},{"$f":"DmTimely!DL853/3.6","v":0},{"$f":"DmTimely!DM853/3.6","v":0},{"$f":"DmTimely!DN853/3.6","v":0},{"$f":"DmTimely!DO853/3.6","v":0},{"$f":"DmTimely!DP853/3.6","v":0},{"$f":"DmTimely!DQ853/3.6","v":0},{"$f":"DmTimely!DR853/3.6","v":0},0,null,11,{"$f":"DmTimely!DV853/3.6","v":0},{"$f":"DmTimely!DW853/3.6","v":0},{"$f":"DmTimely!DX853/3.6","v":0},{"$f":"DmTimely!DY853/3.6","v":0},{"$f":"DmTimely!DZ853/3.6","v":0},{"$f":"DmTimely!EA853/3.6","v":0},{"$f":"DmTimely!EB853/3.6","v":0},{"$f":"DmTimely!EC853/3.6","v":0},{"$f":"DmTimely!ED853/3.6","v":0},{"$f":"DmTimely!EE853/3.6","v":0},{"$f":"DmTimely!EF853/3.6","v":0},{"$f":"DmTimely!EG853/3.6","v":0},0]
[12,{"$f":"DmTimely!C854/3.6","v":0},{"$f":"DmTimely!D854/3.6","v":0},{"$f":"DmTimely!E854/3.6","v":0},{"$f":"DmTimely!F854/3.6","v":0},{"$f":"DmTimely!G854/3.6","v":0},{"$f":"DmTimely!H854/3.6","v":0},{"$f":"DmTimely!I854/3.6","v":0},{"$f":"DmTimely!J854/3.6","v":0},{"$f":"DmTimely!K854/3.6","v":0},{"$f":"DmTimely!L854/3.6","v":0},{"$f":"DmTimely!M854/3.6","v":0},{"$f":"DmTimely!N854/3.6","v":0},0,null,12,{"$f":"DmTimely!R854/3.6","v":0},{"$f":"DmTimely!S854/3.6","v":0},{"$f":"DmTimely!T854/3.6","v":0},{"$f":"DmTimely!U854/3.6","v":0},{"$f":"DmTimely!V854/3.6","v":0},{"$f":"DmTimely!W854/3.6","v":0},{"$f":"DmTimely!X854/3.6","v":0},{"$f":"DmTimely!Y854/3.6","v":0},{"$f":"DmTimely!Z854/3.6","v":0},{"$f":"DmTimely!AA854/3.6","v":0},{"$f":"DmTimely!AB854/3.6","v":0},{"$f":"DmTimely!AC854/3.6","v":0},0,null,12,{"$f":"DmTimely!AG854/3.6","v":0},{"$f":"DmTimely!AH854/3.6","v":0},{"$f":"DmTimely!AI854/3.6","v":0},{"$f":"DmTimely!AJ854/3.6","v":0},{"$f":"DmTimely!AK854/3.6","v":0},{"$f":"DmTimely!AL854/3.6","v":0},{"$f":"DmTimely!AM854/3.6","v":0},{"$f":"DmTimely!AN854/3.6","v":0},{"$f":"DmTimely!AO854/3.6","v":0},{"$f":"DmTimely!AP854/3.6","v":0},{"$f":"DmTimely!AQ854/3.6","v":0},{"$f":"DmTimely!AR854/3.6","v":0},0,null,null,null,12,{"$f":"DmTimely!CR854/3.6","v":0},{"$f":"DmTimely!CS854/3.6","v":0},{"$f":"DmTimely!CT854/3.6","v":0},{"$f":"DmTimely!CU854/3.6","v":0},{"$f":"DmTimely!CV854/3.6","v":0},{"$f":"DmTimely!CW854/3.6","v":0},{"$f":"DmTimely!CX854/3.6","v":0},{"$f":"DmTimely!CY854/3.6","v":0},{"$f":"DmTimely!CZ854/3.6","v":0},{"$f":"DmTimely!DA854/3.6","v":0},{"$f":"DmTimely!DB854/3.6","v":0},{"$f":"DmTimely!DC854/3.6","v":0},0,null,12,{"$f":"DmTimely!DG854/3.6","v":0},{"$f":"DmTimely!DH854/3.6","v":0},{"$f":"DmTimely!DI854/3.6","v":0},{"$f":"DmTimely!DJ854/3.6","v":0},{"$f":"DmTimely!DK854/3.6","v":0},{"$f":"DmTimely!DL854/3.6","v":0},{"$f":"DmTimely!DM854/3.6","v":0},{"$f":"DmTimely!DN854/3.6","v":0},{"$f":"DmTimely!DO854/3.6","v":0},{"$f":"DmTimely!DP854/3.6","v":0},{"$f":"DmTimely!DQ854/3.6","v":0},{"$f":"DmTimely!DR854/3.6","v":0},0,null,12,{"$f":"DmTimely!DV854/3.6","v":0},{"$f":"DmTimely!DW854/3.6","v":0},{"$f":"DmTimely!DX854/3.6","v":0},{"$f":"DmTimely!DY854/3.6","v":0},{"$f":"DmTimely!DZ854/3.6","v":0},{"$f":"DmTimely!EA854/3.6","v":0},{"$f":"DmTimely!EB854/3.6","v":0},{"$f":"DmTimely!EC854/3.6","v":0},{"$f":"DmTimely!ED854/3.6","v":0},{"$f":"DmTimely!EE854/3.6","v":0},{"$f":"DmTimely!EF854/3.6","v":0},{"$f":"DmTimely!EG854/3.6","v":0},0]
[13,{"$f":"DmTimely!C855/3.6","v":0},{"$f":"DmTimely!D855/3.6","v":0},{"$f":"DmTimely!E855/3.6","v":0},{"$f":"DmTimely!F855/3.6","v":0},{"$f":"DmTimely!G855/3.6","v":0},{"$f":"DmTimely!H855/3.6","v":0},{"$f":"DmTimely!I855/3.6","v":0},{"$f":"DmTimely!J855/3.6","v":0},{"$f":"DmTimely!K855/3.6","v":0},{"$f":"DmTimely!L855/3.6","v":0},{"$f":"DmTimely!M855/3.6","v":0},{"$f":"DmTimely!N855/3.6","v":0},0,null,13,{"$f":"DmTimely!R855/3.6","v":0},{"$f":"DmTimely!S855/3.6","v":0},{"$f":"DmTimely!T855/3.6","v":0},{"$f":"DmTimely!U855/3.6","v":0},{"$f":"DmTimely!V855/3.6","v":0},{"$f":"DmTimely!W855/3.6","v":0},{"$f":"DmTimely!X855/3.6","v":0},{"$f":"DmTimely!Y855/3.6","v":0},{"$f":"DmTimely!Z855/3.6","v":0},{"$f":"DmTimely!AA855/3.6","v":0},{"$f":"DmTimely!AB855/3.6","v":0},{"$f":"DmTimely!AC855/3.6","v":0},0,null,13,{"$f":"DmTimely!AG855/3.6","v":0},{"$f":"DmTimely!AH855/3.6","v":0},{"$f":"DmTimely!AI855/3.6","v":0},{"$f":"DmTimely!AJ855/3.6","v":0},{"$f":"DmTimely!AK855/3.6","v":0},{"$f":"DmTimely!AL855/3.6","v":0},{"$f":"DmTimely!AM855/3.6","v":0},{"$f":"DmTimely!AN855/3.6","v":0},{"$f":"DmTimely!AO855/3.6","v":0},{"$f":"DmTimely!AP855/3.6","v":0},{"$f":"DmTimely!AQ855/3.6","v":0},{"$f":"DmTimely!AR855/3.6","v":0},0,null,null,null,13,{"$f":"DmTimely!CR855/3.6","v":0},{"$f":"DmTimely!CS855/3.6","v":0},{"$f":"DmTimely!CT855/3.6","v":0},{"$f":"DmTimely!CU855/3.6","v":0},{"$f":"DmTimely!CV855/3.6","v":0},{"$f":"DmTimely!CW855/3.6","v":0},{"$f":"DmTimely!CX855/3.6","v":0},{"$f":"DmTimely!CY855/3.6","v":0},{"$f":"DmTimely!CZ855/3.6","v":0},{"$f":"DmTimely!DA855/3.6","v":0},{"$f":"DmTimely!DB855/3.6","v":0},{"$f":"DmTimely!DC855/3.6","v":0},0,null,13,{"$f":"DmTimely!DG855/3.6","v":0},{"$f":"DmTimely!DH855/3.6","v":0},{"$f":"DmTimely!DI855/3.6","v":0},{"$f":"DmTimely!DJ855/3.6","v":0},{"$f":"DmTimely!DK855/3.6","v":0},{"$f":"DmTimely!DL855/3.6","v":0},{"$f":"DmTimely!DM855/3.6","v":0},{"$f":"DmTimely!DN855/3.6","v":0},{"$f":"DmTimely!DO855/3.6","v":0},{"$f":"DmTimely!DP855/3.6","v":0},{"$f":"DmTimely!DQ855/3.6","v":0},{"$f":"DmTimely!DR855/3.6","v":0},0,null,13,{"$f":"DmTimely!DV855/3.6","v":0},{"$f":"DmTimely!DW855/3.6","v":0},{"$f":"DmTimely!DX855/3.6","v":0},{"$f":"DmTimely!DY855/3.6","v":0},{"$f":"DmTimely!DZ855/3.6","v":0},{"$f":"DmTimely!EA855/3.6","v":0},{"$f":"DmTimely!EB855/3.6","v":0},{"$f":"DmTimely!EC855/3.6","v":0},{"$f":"DmTimely!ED855/3.6","v":0},{"$f":"DmTimely!EE855/3.6","v":0},{"$f":"DmTimely!EF855/3.6","v":0},{"$f":"DmTimely!EG855/3.6","v":0},0]
[14,{"$f":"DmTimely!C856/3.6","v":0},{"$f":"DmTimely!D856/3.6","v":0},{"$f":"DmTimely!E856/3.6","v":0},{"$f":"DmTimely!F856/3.6","v":0},{"$f":"DmTimely!G856/3.6","v":0},{"$f":"DmTimely!H856/3.6","v":0},{"$f":"DmTimely!I856/3.6","v":0},{"$f":"DmTimely!J856/3.6","v":0},{"$f":"DmTimely!K856/3.6","v":0},{"$f":"DmTimely!L856/3.6","v":0},{"$f":"DmTimely!M856/3.6","v":0},{"$f":"DmTimely!N856/3.6","v":0},0,null,14,{"$f":"DmTimely!R856/3.6","v":0},{"$f":"DmTimely!S856/3.6","v":0},{"$f":"DmTimely!T856/3.6","v":0},{"$f":"DmTimely!U856/3.6","v":0},{"$f":"DmTimely!V856/3.6","v":0},{"$f":"DmTimely!W856/3.6","v":0},{"$f":"DmTimely!X856/3.6","v":0},{"$f":"DmTimely!Y856/3.6","v":0},{"$f":"DmTimely!Z856/3.6","v":0},{"$f":"DmTimely!AA856/3.6","v":0},{"$f":"DmTimely!AB856/3.6","v":0},{"$f":"DmTimely!AC856/3.6","v":0},0,null,14,{"$f":"DmTimely!AG856/3.6","v":0},{"$f":"DmTimely!AH856/3.6","v":0},{"$f":"DmTimely!AI856/3.6","v":0},{"$f":"DmTimely!AJ856/3.6","v":0},{"$f":"DmTimely!AK856/3.6","v":0},{"$f":"DmTimely!AL856/3.6","v":0},{"$f":"DmTimely!AM856/3.6","v":0},{"$f":"DmTimely!AN856/3.6","v":0},{"$f":"DmTimely!AO856/3.6","v":0},{"$f":"DmTimely!AP856/3.6","v":0},{"$f":"DmTimely!AQ856/3.6","v":0},{"$f":"DmTimely!AR856/3.6","v":0},0,null,null,null,14,{"$f":"DmTimely!CR856/3.6","v":0},{"$f":"DmTimely!CS856/3.6","v":0},{"$f":"DmTimely!CT856/3.6","v":0},{"$f":"DmTimely!CU856/3.6","v":0},{"$f":"DmTimely!CV856/3.6","v":0},{"$f":"DmTimely!CW856/3.6","v":0},{"$f":"DmTimely!CX856/3.6","v":0},{"$f":"DmTimely!CY856/3.6","v":0},{"$f":"DmTimely!CZ856/3.6","v":0},{"$f":"DmTimely!DA856/3.6","v":0},{"$f":"DmTimely!DB856/3.6","v":0},{"$f":"DmTimely!DC856/3.6","v":0},0,null,14,{"$f":"DmTimely!DG856/3.6","v":0},{"$f":"DmTimely!DH856/3.6","v":0},{"$f":"DmTimely!DI856/3.6","v":0},{"$f":"DmTimely!DJ856/3.6","v":0},{"$f":"DmTimely!DK856/3.6","v":0},{"$f":"DmTimely!DL856/3.6","v":0},{"$f":"DmTimely!DM856/3.6","v":0},{"$f":"DmTimely!DN856/3.6","v":0},{"$f":"DmTimely!DO856/3.6","v":0},{"$f":"DmTimely!DP856/3.6","v":0},{"$f":"DmTimely!DQ856/3.6","v":0},{"$f":"DmTimely!DR856/3.6","v":0},0,null,14,{"$f":"DmTimely!DV856/3.6","v":0},{"$f":"DmTimely!DW856/3.6","v":0},{"$f":"DmTimely!DX856/3.6","v":0},{"$f":"DmTimely!DY856/3.6","v":0},{"$f":"DmTimely!DZ856/3.6","v":0},{"$f":"DmTimely!EA856/3.6","v":0},{"$f":"DmTimely!EB856/3.6","v":0},{"$f":"DmTimely!EC856/3.6","v":0},{"$f":"DmTimely!ED856/3.6","v":0},{"$f":"DmTimely!EE856/3.6","v":0},{"$f":"DmTimely!EF856/3.6","v":0},{"$f":"DmTimely!EG856/3.6","v":0},0]
[15,{"$f":"DmTimely!C857/3.6","v":0},{"$f":"DmTimely!D857/3.6","v":0},{"$f":"DmTimely!E857/3.6","v":0},{"$f":"DmTimely!F857/3.6","v":0},{"$f":"DmTimely!G857/3.6","v":0},{"$f":"DmTimely!H857/3.6","v":0},{"$f":"DmTimely!I857/3.6","v":0},{"$f":"DmTimely!J857/3.6","v":0},{"$f":"DmTimely!K857/3.6","v":0},{"$f":"DmTimely!L857/3.6","v":0},{"$f":"DmTimely!M857/3.6","v":0},{"$f":"DmTimely!N857/3.6","v":0},0,null,15,{"$f":"DmTimely!R857/3.6","v":0},{"$f":"DmTimely!S857/3.6","v":0},{"$f":"DmTimely!T857/3.6","v":0},{"$f":"DmTimely!U857/3.6","v":0},{"$f":"DmTimely!V857/3.6","v":0},{"$f":"DmTimely!W857/3.6","v":0},{"$f":"DmTimely!X857/3.6","v":0},{"$f":"DmTimely!Y857/3.6","v":0},{"$f":"DmTimely!Z857/3.6","v":0},{"$f":"DmTimely!AA857/3.6","v":0},{"$f":"DmTimely!AB857/3.6","v":0},{"$f":"DmTimely!AC857/3.6","v":0},0,null,15,{"$f":"DmTimely!AG857/3.6","v":0},{"$f":"DmTimely!AH857/3.6","v":0},{"$f":"DmTimely!AI857/3.6","v":0},{"$f":"DmTimely!AJ857/3.6","v":0},{"$f":"DmTimely!AK857/3.6","v":0},{"$f":"DmTimely!AL857/3.6","v":0},{"$f":"DmTimely!AM857/3.6","v":0},{"$f":"DmTimely!AN857/3.6","v":0},{"$f":"DmTimely!AO857/3.6","v":0},{"$f":"DmTimely!AP857/3.6","v":0},{"$f":"DmTimely!AQ857/3.6","v":0},{"$f":"DmTimely!AR857/3.6","v":0},0,null,null,null,15,{"$f":"DmTimely!CR857/3.6","v":0},{"$f":"DmTimely!CS857/3.6","v":0},{"$f":"DmTimely!CT857/3.6","v":0},{"$f":"DmTimely!CU857/3.6","v":0},{"$f":"DmTimely!CV857/3.6","v":0},{"$f":"DmTimely!CW857/3.6","v":0},{"$f":"DmTimely!CX857/3.6","v":0},{"$f":"DmTimely!CY857/3.6","v":0},{"$f":"DmTimely!CZ857/3.6","v":0},{"$f":"DmTimely!DA857/3.6","v":0},{"$f":"DmTimely!DB857/3.6","v":0},{"$f":"DmTimely!DC857/3.6","v":0},0,null,15,{"$f":"DmTimely!DG857/3.6","v":0},{"$f":"DmTimely!DH857/3.6","v":0},{"$f":"DmTimely!DI857/3.6","v":0},{"$f":"DmTimely!DJ857/3.6","v":0},{"$f":"DmTimely!DK857/3.6","v":0},{"$f":"DmTimely!DL857/3.6","v":0},{"$f":"DmTimely!DM857/3.6","v":0},{"$f":"DmTimely!DN857/3.6","v":0},{"$f":"DmTimely!DO857/3.6","v":0},{"$f":"DmTimely!DP857/3.6","v":0},{"$f":"DmTimely!DQ857/3.6","v":0},{"$f":"DmTimely!DR857/3.6","v":0},0,null,15,{"$f":"DmTimely!DV857/3.6","v":0},{"$f":"DmTimely!DW857/3.6","v":0},{"$f":"DmTimely!DX857/3.6","v":0},{"$f":"DmTimely!DY857/3.6","v":0},{"$f":"DmTimely!DZ857/3.6","v":0},{"$f":"DmTimely!EA857/3.6","v":0},{"$f":"DmTimely!EB857/3.6","v":0},{"$f":"DmTimely!EC857/3.6","v":0},{"$f":"DmTimely!ED857/3.6","v":0},{"$f":"DmTimely!EE857/3.6","v":0},{"$f":"DmTimely!EF857/3.6","v":0},{"$f":"DmTimely!EG857/3.6","v":0},0]
[16,{"$f":"DmTimely!C858/3.6","v":0},{"$f":"DmTimely!D858/3.6","v":0},{"$f":"DmTimely!E858/3.6","v":0},{"$f":"DmTimely!F858/3.6","v":0},{"$f":"DmTimely!G858/3.6","v":0},{"$f":"DmTimely!H858/3.6","v":0},{"$f":"DmTimely!I858/3.6","v":0},{"$f":"DmTimely!J858/3.6","v":0},{"$f":"DmTimely!K858/3.6","v":0},{"$f":"DmTimely!L858/3.6","v":0},{"$f":"DmTimely!M858/3.6","v":0},{"$f":"DmTimely!N858/3.6","v":0},0,null,16,{"$f":"DmTimely!R858/3.6","v":0},{"$f":"DmTimely!S858/3.6","v":0},{"$f":"DmTimely!T858/3.6","v":0},{"$f":"DmTimely!U858/3.6","v":0},{"$f":"DmTimely!V858/3.6","v":0},{"$f":"DmTimely!W858/3.6","v":0},{"$f":"DmTimely!X858/3.6","v":0},{"$f":"DmTimely!Y858/3.6","v":0},{"$f":"DmTimely!Z858/3.6","v":0},{"$f":"DmTimely!AA858/3.6","v":0},{"$f":"DmTimely!AB858/3.6","v":0},{"$f":"DmTimely!AC858/3.6","v":0},0,null,16,{"$f":"DmTimely!AG858/3.6","v":0},{"$f":"DmTimely!AH858/3.6","v":0},{"$f":"DmTimely!AI858/3.6","v":0},{"$f":"DmTimely!AJ858/3.6","v":0},{"$f":"DmTimely!AK858/3.6","v":0},{"$f":"DmTimely!AL858/3.6","v":0},{"$f":"DmTimely!AM858/3.6","v":0},{"$f":"DmTimely!AN858/3.6","v":0},{"$f":"DmTimely!AO858/3.6","v":0},{"$f":"DmTimely!AP858/3.6","v":0},{"$f":"DmTimely!AQ858/3.6","v":0},{"$f":"DmTimely!AR858/3.6","v":0},0,null,null,null,16,{"$f":"DmTimely!CR858/3.6","v":0},{"$f":"DmTimely!CS858/3.6","v":0},{"$f":"DmTimely!CT858/3.6","v":0},{"$f":"DmTimely!CU858/3.6","v":0},{"$f":"DmTimely!CV858/3.6","v":0},{"$f":"DmTimely!CW858/3.6","v":0},{"$f":"DmTimely!CX858/3.6","v":0},{"$f":"DmTimely!CY858/3.6","v":0},{"$f":"DmTimely!CZ858/3.6","v":0},{"$f":"DmTimely!DA858/3.6","v":0},{"$f":"DmTimely!DB858/3.6","v":0},{"$f":"DmTimely!DC858/3.6","v":0},0,null,16,{"$f":"DmTimely!DG858/3.6","v":0},{"$f":"DmTimely!DH858/3.6","v":0},{"$f":"DmTimely!DI858/3.6","v":0},{"$f":"DmTimely!DJ858/3.6","v":0},{"$f":"DmTimely!DK858/3.6","v":0},{"$f":"DmTimely!DL858/3.6","v":0},{"$f":"DmTimely!DM858/3.6","v":0},{"$f":"DmTimely!DN858/3.6","v":0},{"$f":"DmTimely!DO858/3.6","v":0},{"$f":"DmTimely!DP858/3.6","v":0},{"$f":"DmTimely!DQ858/3.6","v":0},{"$f":"DmTimely!DR858/3.6","v":0},0,null,16,{"$f":"DmTimely!DV858/3.6","v":0},{"$f":"DmTimely!DW858/3.6","v":0},{"$f":"DmTimely!DX858/3.6","v":0},{"$f":"DmTimely!DY858/3.6","v":0},{"$f":"DmTimely!DZ858/3.6","v":0},{"$f":"DmTimely!EA858/3.6","v":0},{"$f":"DmTimely!EB858/3.6","v":0},{"$f":"DmTimely!EC858/3.6","v":0},{"$f":"DmTimely!ED858/3.6","v":0},{"$f":"DmTimely!EE858/3.6","v":0},{"$f":"DmTimely!EF858/3.6","v":0},{"$f":"DmTimely!EG858/3.6","v":0},0]
[17,{"$f":"DmTimely!C859/3.6","v":0},{"$f":"DmTimely!D859/3.6","v":0},{"$f":"DmTimely!E859/3.6","v":0},{"$f":"DmTimely!F859/3.6","v":0},{"$f":"DmTimely!G859/3.6","v":0},{"$f":"DmTimely!H859/3.6","v":0},{"$f":"DmTimely!I859/3.6","v":0},{"$f":"DmTimely!J859/3.6","v":0},{"$f":"DmTimely!K859/3.6","v":0},{"$f":"DmTimely!L859/3.6","v":0},{"$f":"DmTimely!M859/3.6","v":0},{"$f":"DmTimely!N859/3.6","v":0},0,null,17,{"$f":"DmTimely!R859/3.6","v":0},{"$f":"DmTimely!S859/3.6","v":0},{"$f":"DmTimely!T859/3.6","v":0},{"$f":"DmTimely!U859/3.6","v":0},{"$f":"DmTimely!V859/3.6","v":0},{"$f":"DmTimely!W859/3.6","v":0},{"$f":"DmTimely!X859/3.6","v":0},{"$f":"DmTimely!Y859/3.6","v":0},{"$f":"DmTimely!Z859/3.6","v":0},{"$f":"DmTimely!AA859/3.6","v":0},{"$f":"DmTimely!AB859/3.6","v":0},{"$f":"DmTimely!AC859/3.6","v":0},0,null,17,{"$f":"DmTimely!AG859/3.6","v":0},{"$f":"DmTimely!AH859/3.6","v":0},{"$f":"DmTimely!AI859/3.6","v":0},{"$f":"DmTimely!AJ859/3.6","v":0},{"$f":"DmTimely!AK859/3.6","v":0},{"$f":"DmTimely!AL859/3.6","v":0},{"$f":"DmTimely!AM859/3.6","v":0},{"$f":"DmTimely!AN859/3.6","v":0},{"$f":"DmTimely!AO859/3.6","v":0},{"$f":"DmTimely!AP859/3.6","v":0},{"$f":"DmTimely!AQ859/3.6","v":0},{"$f":"DmTimely!AR859/3.6","v":0},0,null,null,null,17,{"$f":"DmTimely!CR859/3.6","v":0},{"$f":"DmTimely!CS859/3.6","v":0},{"$f":"DmTimely!CT859/3.6","v":0},{"$f":"DmTimely!CU859/3.6","v":0},{"$f":"DmTimely!CV859/3.6","v":0},{"$f":"DmTimely!CW859/3.6","v":0},{"$f":"DmTimely!CX859/3.6","v":0},{"$f":"DmTimely!CY859/3.6","v":0},{"$f":"DmTimely!CZ859/3.6","v":0},{"$f":"DmTimely!DA859/3.6","v":0},{"$f":"DmTimely!DB859/3.6","v":0},{"$f":"DmTimely!DC859/3.6","v":0},0,null,17,{"$f":"DmTimely!DG859/3.6","v":0},{"$f":"DmTimely!DH859/3.6","v":0},{"$f":"DmTimely!DI859/3.6","v":0},{"$f":"DmTimely!DJ859/3.6","v":0},{"$f":"DmTimely!DK859/3.6","v":0},{"$f":"DmTimely!DL859/3.6","v":0},{"$f":"DmTimely!DM859/3.6","v":0},{"$f":"DmTimely!DN859/3.6","v":0},{"$f":"DmTimely!DO859/3.6","v":0},{"$f":"DmTimely!DP859/3.6","v":0},{"$f":"DmTimely!DQ859/3.6","v":0},{"$f":"DmTimely!DR859/3.6","v":0},0,null,17,{"$f":"DmTimely!DV859/3.6","v":0},{"$f":"DmTimely!DW859/3.6","v":0},{"$f":"DmTimely!DX859/3.6","v":0},{"$f":"DmTimely!DY859/3.6","v":0},{"$f":"DmTimely!DZ859/3.6","v":0},{"$f":"DmTimely!EA859/3.6","v":0},{"$f":"DmTimely!EB859/3.6","v":0},{"$f":"DmTimely!EC859/3.6","v":0},{"$f":"DmTimely!ED859/3.6","v":0},{"$f":"DmTimely!EE859/3.6","v":0},{"$f":"DmTimely!EF859/3.6","v":0},{"$f":"DmTimely!EG859/3.6","v":0},0]
[18,{"$f":"DmTimely!C860/3.6","v":0},{"$f":"DmTimely!D860/3.6","v":0},{"$f":"DmTimely!E860/3.6","v":0},{"$f":"DmTimely!F860/3.6","v":0},{"$f":"DmTimely!G860/3.6","v":0},{"$f":"DmTimely!H860/3.6","v":0},{"$f":"DmTimely!I860/3.6","v":0},{"$f":"DmTimely!J860/3.6","v":0},{"$f":"DmTimely!K860/3.6","v":0},{"$f":"DmTimely!L860/3.6","v":0},{"$f":"DmTimely!M860/3.6","v":0},{"$f":"DmTimely!N860/3.6","v":0},0,null,18,{"$f":"DmTimely!R860/3.6","v":0},{"$f":"DmTimely!S860/3.6","v":0},{"$f":"DmTimely!T860/3.6","v":0},{"$f":"DmTimely!U860/3.6","v":0},{"$f":"DmTimely!V860/3.6","v":0},{"$f":"DmTimely!W860/3.6","v":0},{"$f":"DmTimely!X860/3.6","v":0},{"$f":"DmTimely!Y860/3.6","v":0},{"$f":"DmTimely!Z860/3.6","v":0},{"$f":"DmTimely!AA860/3.6","v":0},{"$f":"DmTimely!AB860/3.6","v":0},{"$f":"DmTimely!AC860/3.6","v":0},0,null,18,{"$f":"DmTimely!AG860/3.6","v":0},{"$f":"DmTimely!AH860/3.6","v":0},{"$f":"DmTimely!AI860/3.6","v":0},{"$f":"DmTimely!AJ860/3.6","v":0},{"$f":"DmTimely!AK860/3.6","v":0},{"$f":"DmTimely!AL860/3.6","v":0},{"$f":"DmTimely!AM860/3.6","v":0},{"$f":"DmTimely!AN860/3.6","v":0},{"$f":"DmTimely!AO860/3.6","v":0},{"$f":"DmTimely!AP860/3.6","v":0},{"$f":"DmTimely!AQ860/3.6","v":0},{"$f":"DmTimely!AR860/3.6","v":0},0,null,null,null,18,{"$f":"DmTimely!CR860/3.6","v":0},{"$f":"DmTimely!CS860/3.6","v":0},{"$f":"DmTimely!CT860/3.6","v":0},{"$f":"DmTimely!CU860/3.6","v":0},{"$f":"DmTimely!CV860/3.6","v":0},{"$f":"DmTimely!CW860/3.6","v":0},{"$f":"DmTimely!CX860/3.6","v":0},{"$f":"DmTimely!CY860/3.6","v":0},{"$f":"DmTimely!CZ860/3.6","v":0},{"$f":"DmTimely!DA860/3.6","v":0},{"$f":"DmTimely!DB860/3.6","v":0},{"$f":"DmTimely!DC860/3.6","v":0},0,null,18,{"$f":"DmTimely!DG860/3.6","v":0},{"$f":"DmTimely!DH860/3.6","v":0},{"$f":"DmTimely!DI860/3.6","v":0},{"$f":"DmTimely!DJ860/3.6","v":0},{"$f":"DmTimely!DK860/3.6","v":0},{"$f":"DmTimely!DL860/3.6","v":0},{"$f":"DmTimely!DM860/3.6","v":0},{"$f":"DmTimely!DN860/3.6","v":0},{"$f":"DmTimely!DO860/3.6","v":0},{"$f":"DmTimely!DP860/3.6","v":0},{"$f":"DmTimely!DQ860/3.6","v":0},{"$f":"DmTimely!DR860/3.6","v":0},0,null,18,{"$f":"DmTimely!DV860/3.6","v":0},{"$f":"DmTimely!DW860/3.6","v":0},{"$f":"DmTimely!DX860/3.6","v":0},{"$f":"DmTimely!DY860/3.6","v":0},{"$f":"DmTimely!DZ860/3.6","v":0},{"$f":"DmTimely!EA860/3.6","v":0},{"$f":"DmTimely!EB860/3.6","v":0},{"$f":"DmTimely!EC860/3.6","v":0},{"$f":"DmTimely!ED860/3.6","v":0},{"$f":"DmTimely!EE860/3.6","v":0},{"$f":"DmTimely!EF860/3.6","v":0},{"$f":"DmTimely!EG860/3.6","v":0},0]
[19,{"$f":"DmTimely!C861/3.6","v":0},{"$f":"DmTimely!D861/3.6","v":0},{"$f":"DmTimely!E861/3.6","v":0},{"$f":"DmTimely!F861/3.6","v":0},{"$f":"DmTimely!G861/3.6","v":0},{"$f":"DmTimely!H861/3.6","v":0},{"$f":"DmTimely!I861/3.6","v":0},{"$f":"DmTimely!J861/3.6","v":0},{"$f":"DmTimely!K861/3.6","v":0},{"$f":"DmTimely!L861/3.6","v":0},{"$f":"DmTimely!M861/3.6","v":0},{"$f":"DmTimely!N861/3.6","v":0},0,null,19,{"$f":"DmTimely!R861/3.6","v":0},{"$f":"DmTimely!S861/3.6","v":0},{"$f":"DmTimely!T861/3.6","v":0},{"$f":"DmTimely!U861/3.6","v":0},{"$f":"DmTimely!V861/3.6","v":0},{"$f":"DmTimely!W861/3.6","v":0},{"$f":"DmTimely!X861/3.6","v":0},{"$f":"DmTimely!Y861/3.6","v":0},{"$f":"DmTimely!Z861/3.6","v":0},{"$f":"DmTimely!AA861/3.6","v":0},{"$f":"DmTimely!AB861/3.6","v":0},{"$f":"DmTimely!AC861/3.6","v":0},0,null,19,{"$f":"DmTimely!AG861/3.6","v":0},{"$f":"DmTimely!AH861/3.6","v":0},{"$f":"DmTimely!AI861/3.6","v":0},{"$f":"DmTimely!AJ861/3.6","v":0},{"$f":"DmTimely!AK861/3.6","v":0},{"$f":"DmTimely!AL861/3.6","v":0},{"$f":"DmTimely!AM861/3.6","v":0},{"$f":"DmTimely!AN861/3.6","v":0},{"$f":"DmTimely!AO861/3.6","v":0},{"$f":"DmTimely!AP861/3.6","v":0},{"$f":"DmTimely!AQ861/3.6","v":0},{"$f":"DmTimely!AR861/3.6","v":0},0,null,null,null,19,{"$f":"DmTimely!CR861/3.6","v":0},{"$f":"DmTimely!CS861/3.6","v":0},{"$f":"DmTimely!CT861/3.6","v":0},{"$f":"DmTimely!CU861/3.6","v":0},{"$f":"DmTimely!CV861/3.6","v":0},{"$f":"DmTimely!CW861/3.6","v":0},{"$f":"DmTimely!CX861/3.6","v":0},{"$f":"DmTimely!CY861/3.6","v":0},{"$f":"DmTimely!CZ861/3.6","v":0},{"$f":"DmTimely!DA861/3.6","v":0},{"$f":"DmTimely!DB861/3.6","v":0},{"$f":"DmTimely!DC861/3.6","v":0},0,null,19,{"$f":"DmTimely!DG861/3.6","v":0},{"$f":"DmTimely!DH861/3.6","v":0},{"$f":"DmTimely!DI861/3.6","v":0},{"$f":"DmTimely!DJ861/3.6","v":0},{"$f":"DmTimely!DK861/3.6","v":0},{"$f":"DmTimely!DL861/3.6","v":0},{"$f":"DmTimely!DM861/3.6","v":0},{"$f":"DmTimely!DN861/3.6","v":0},{"$f":"DmTimely!DO861/3.6","v":0},{"$f":"DmTimely!DP861/3.6","v":0},{"$f":"DmTimely!DQ861/3.6","v":0},{"$f":"DmTimely!DR861/3.6","v":0},0,null,19,{"$f":"DmTimely!DV861/3.6","v":0},{"$f":"DmTimely!DW861/3.6","v":0},{"$f":"DmTimely!DX861/3.6","v":0},{"$f":"DmTimely!DY861/3.6","v":0},{"$f":"DmTimely!DZ861/3.6","v":0},{"$f":"DmTimely!EA861/3.6","v":0},{"$f":"DmTimely!EB861/3.6","v":0},{"$f":"DmTimely!EC861/3.6","v":0},{"$f":"DmTimely!ED861/3.6","v":0},{"$f":"DmTimely!EE861/3.6","v":0},{"$f":"DmTimely!EF861/3.6","v":0},{"$f":"DmTimely!EG861/3.6","v":0},0]
[20,{"$f":"DmTimely!C862/3.6","v":0},{"$f":"DmTimely!D862/3.6","v":0},{"$f":"DmTimely!E862/3.6","v":0},{"$f":"DmTimely!F862/3.6","v":0},{"$f":"DmTimely!G862/3.6","v":0},{"$f":"DmTimely!H862/3.6","v":0},{"$f":"DmTimely!I862/3.6","v":0},{"$f":"DmTimely!J862/3.6","v":0},{"$f":"DmTimely!K862/3.6","v":0},{"$f":"DmTimely!L862/3.6","v":0},{"$f":"DmTimely!M862/3.6","v":0},{"$f":"DmTimely!N862/3.6","v":0},0,null,20,{"$f":"DmTimely!R862/3.6","v":0},{"$f":"DmTimely!S862/3.6","v":0},{"$f":"DmTimely!T862/3.6","v":0},{"$f":"DmTimely!U862/3.6","v":0},{"$f":"DmTimely!V862/3.6","v":0},{"$f":"DmTimely!W862/3.6","v":0},{"$f":"DmTimely!X862/3.6","v":0},{"$f":"DmTimely!Y862/3.6","v":0},{"$f":"DmTimely!Z862/3.6","v":0},{"$f":"DmTimely!AA862/3.6","v":0},{"$f":"DmTimely!AB862/3.6","v":0},{"$f":"DmTimely!AC862/3.6","v":0},0,null,20,{"$f":"DmTimely!AG862/3.6","v":0},{"$f":"DmTimely!AH862/3.6","v":0},{"$f":"DmTimely!AI862/3.6","v":0},{"$f":"DmTimely!AJ862/3.6","v":0},{"$f":"DmTimely!AK862/3.6","v":0},{"$f":"DmTimely!AL862/3.6","v":0},{"$f":"DmTimely!AM862/3.6","v":0},{"$f":"DmTimely!AN862/3.6","v":0},{"$f":"DmTimely!AO862/3.6","v":0},{"$f":"DmTimely!AP862/3.6","v":0},{"$f":"DmTimely!AQ862/3.6","v":0},{"$f":"DmTimely!AR862/3.6","v":0},0,null,null,null,20,{"$f":"DmTimely!CR862/3.6","v":0},{"$f":"DmTimely!CS862/3.6","v":0},{"$f":"DmTimely!CT862/3.6","v":0},{"$f":"DmTimely!CU862/3.6","v":0},{"$f":"DmTimely!CV862/3.6","v":0},{"$f":"DmTimely!CW862/3.6","v":0},{"$f":"DmTimely!CX862/3.6","v":0},{"$f":"DmTimely!CY862/3.6","v":0},{"$f":"DmTimely!CZ862/3.6","v":0},{"$f":"DmTimely!DA862/3.6","v":0},{"$f":"DmTimely!DB862/3.6","v":0},{"$f":"DmTimely!DC862/3.6","v":0},0,null,20,{"$f":"DmTimely!DG862/3.6","v":0},{"$f":"DmTimely!DH862/3.6","v":0},{"$f":"DmTimely!DI862/3.6","v":0},{"$f":"DmTimely!DJ862/3.6","v":0},{"$f":"DmTimely!DK862/3.6","v":0},{"$f":"DmTimely!DL862/3.6","v":0},{"$f":"DmTimely!DM862/3.6","v":0},{"$f":"DmTimely!DN862/3.6","v":0},{"$f":"DmTimely!DO862/3.6","v":0},{"$f":"DmTimely!DP862/3.6","v":0},{"$f":"DmTimely!DQ862/3.6","v":0},{"$f":"DmTimely!DR862/3.6","v":0},0,null,20,{"$f":"DmTimely!DV862/3.6","v":0},{"$f":"DmTimely!DW862/3.6","v":0},{"$f":"DmTimely!DX862/3.6","v":0},{"$f":"DmTimely!DY862/3.6","v":0},{"$f":"DmTimely!DZ862/3.6","v":0},{"$f":"DmTimely!EA862/3.6","v":0},{"$f":"DmTimely!EB862/3.6","v":0},{"$f":"DmTimely!EC862/3.6","v":0},{"$f":"DmTimely!ED862/3.6","v":0},{"$f":"DmTimely!EE862/3.6","v":0},{"$f":"DmTimely!EF862/3.6","v":0},{"$f":"DmTimely!EG862/3.6","v":0},0]
[21,{"$f":"DmTimely!C863/3.6","v":0},{"$f":"DmTimely!D863/3.6","v":0},{"$f":"DmTimely!E863/3.6","v":0},{"$f":"DmTimely!F863/3.6","v":0},{"$f":"DmTimely!G863/3.6","v":0},{"$f":"DmTimely!H863/3.6","v":0},{"$f":"DmTimely!I863/3.6","v":0},{"$f":"DmTimely!J863/3.6","v":0},{"$f":"DmTimely!K863/3.6","v":0},{"$f":"DmTimely!L863/3.6","v":0},{"$f":"DmTimely!M863/3.6","v":0},{"$f":"DmTimely!N863/3.6","v":0},0,null,21,{"$f":"DmTimely!R863/3.6","v":0},{"$f":"DmTimely!S863/3.6","v":0},{"$f":"DmTimely!T863/3.6","v":0},{"$f":"DmTimely!U863/3.6","v":0},{"$f":"DmTimely!V863/3.6","v":0},{"$f":"DmTimely!W863/3.6","v":0},{"$f":"DmTimely!X863/3.6","v":0},{"$f":"DmTimely!Y863/3.6","v":0},{"$f":"DmTimely!Z863/3.6","v":0},{"$f":"DmTimely!AA863/3.6","v":0},{"$f":"DmTimely!AB863/3.6","v":0},{"$f":"DmTimely!AC863/3.6","v":0},0,null,21,{"$f":"DmTimely!AG863/3.6","v":0},{"$f":"DmTimely!AH863/3.6","v":0},{"$f":"DmTimely!AI863/3.6","v":0},{"$f":"DmTimely!AJ863/3.6","v":0},{"$f":"DmTimely!AK863/3.6","v":0},{"$f":"DmTimely!AL863/3.6","v":0},{"$f":"DmTimely!AM863/3.6","v":0},{"$f":"DmTimely!AN863/3.6","v":0},{"$f":"DmTimely!AO863/3.6","v":0},{"$f":"DmTimely!AP863/3.6","v":0},{"$f":"DmTimely!AQ863/3.6","v":0},{"$f":"DmTimely!AR863/3.6","v":0},0,null,null,null,21,{"$f":"DmTimely!CR863/3.6","v":0},{"$f":"DmTimely!CS863/3.6","v":0},{"$f":"DmTimely!CT863/3.6","v":0},{"$f":"DmTimely!CU863/3.6","v":0},{"$f":"DmTimely!CV863/3.6","v":0},{"$f":"DmTimely!CW863/3.6","v":0},{"$f":"DmTimely!CX863/3.6","v":0},{"$f":"DmTimely!CY863/3.6","v":0},{"$f":"DmTimely!CZ863/3.6","v":0},{"$f":"DmTimely!DA863/3.6","v":0},{"$f":"DmTimely!DB863/3.6","v":0},{"$f":"DmTimely!DC863/3.6","v":0},0,null,21,{"$f":"DmTimely!DG863/3.6","v":0},{"$f":"DmTimely!DH863/3.6","v":0},{"$f":"DmTimely!DI863/3.6","v":0},{"$f":"DmTimely!DJ863/3.6","v":0},{"$f":"DmTimely!DK863/3.6","v":0},{"$f":"DmTimely!DL863/3.6","v":0},{"$f":"DmTimely!DM863/3.6","v":0},{"$f":"DmTimely!DN863/3.6","v":0},{"$f":"DmTimely!DO863/3.6","v":0},{"$f":"DmTimely!DP863/3.6","v":0},{"$f":"DmTimely!DQ863/3.6","v":0},{"$f":"DmTimely!DR863/3.6","v":0},0,null,21,{"$f":"DmTimely!DV863/3.6","v":0},{"$f":"DmTimely!DW863/3.6","v":0},{"$f":"DmTimely!DX863/3.6","v":0},{"$f":"DmTimely!DY863/3.6","v":0},{"$f":"DmTimely!DZ863/3.6","v":0},{"$f":"DmTimely!EA863/3.6","v":0},{"$f":"DmTimely!EB863/3.6","v":0},{"$f":"DmTimely!EC863/3.6","v":0},{"$f":"DmTimely!ED863/3.6","v":0},{"$f":"DmTimely!EE863/3.6","v":0},{"$f":"DmTimely!EF863/3.6","v":0},{"$f":"DmTimely!EG863/3.6","v":0},0]
[22,{"$f":"DmTimely!C864/3.6","v":0},{"$f":"DmTimely!D864/3.6","v":0},{"$f":"DmTimely!E864/3.6","v":0},{"$f":"DmTimely!F864/3.6","v":0},{"$f":"DmTimely!G864/3.6","v":0},{"$f":"DmTimely!H864/3.6","v":0},{"$f":"DmTimely!I864/3.6","v":0},{"$f":"DmTimely!J864/3.6","v":0},{"$f":"DmTimely!K864/3.6","v":0},{"$f":"DmTimely!L864/3.6","v":0},{"$f":"DmTimely!M864/3.6","v":0},{"$f":"DmTimely!N864/3.6","v":0},0,null,22,{"$f":"DmTimely!R864/3.6","v":0},{"$f":"DmTimely!S864/3.6","v":0},{"$f":"DmTimely!T864/3.6","v":0},{"$f":"DmTimely!U864/3.6","v":0},{"$f":"DmTimely!V864/3.6","v":0},{"$f":"DmTimely!W864/3.6","v":0},{"$f":"DmTimely!X864/3.6","v":0},{"$f":"DmTimely!Y864/3.6","v":0},{"$f":"DmTimely!Z864/3.6","v":0},{"$f":"DmTimely!AA864/3.6","v":0},{"$f":"DmTimely!AB864/3.6","v":0},{"$f":"DmTimely!AC864/3.6","v":0},0,null,22,{"$f":"DmTimely!AG864/3.6","v":0},{"$f":"DmTimely!AH864/3.6","v":0},{"$f":"DmTimely!AI864/3.6","v":0},{"$f":"DmTimely!AJ864/3.6","v":0},{"$f":"DmTimely!AK864/3.6","v":0},{"$f":"DmTimely!AL864/3.6","v":0},{"$f":"DmTimely!AM864/3.6","v":0},{"$f":"DmTimely!AN864/3.6","v":0},{"$f":"DmTimely!AO864/3.6","v":0},{"$f":"DmTimely!AP864/3.6","v":0},{"$f":"DmTimely!AQ864/3.6","v":0},{"$f":"DmTimely!AR864/3.6","v":0},0,null,null,null,22,{"$f":"DmTimely!CR864/3.6","v":0},{"$f":"DmTimely!CS864/3.6","v":0},{"$f":"DmTimely!CT864/3.6","v":0},{"$f":"DmTimely!CU864/3.6","v":0},{"$f":"DmTimely!CV864/3.6","v":0},{"$f":"DmTimely!CW864/3.6","v":0},{"$f":"DmTimely!CX864/3.6","v":0},{"$f":"DmTimely!CY864/3.6","v":0},{"$f":"DmTimely!CZ864/3.6","v":0},{"$f":"DmTimely!DA864/3.6","v":0},{"$f":"DmTimely!DB864/3.6","v":0},{"$f":"DmTimely!DC864/3.6","v":0},0,null,22,{"$f":"DmTimely!DG864/3.6","v":0},{"$f":"DmTimely!DH864/3.6","v":0},{"$f":"DmTimely!DI864/3.6","v":0},{"$f":"DmTimely!DJ864/3.6","v":0},{"$f":"DmTimely!DK864/3.6","v":0},{"$f":"DmTimely!DL864/3.6","v":0},{"$f":"DmTimely!DM864/3.6","v":0},{"$f":"DmTimely!DN864/3.6","v":0},{"$f":"DmTimely!DO864/3.6","v":0},{"$f":"DmTimely!DP864/3.6","v":0},{"$f":"DmTimely!DQ864/3.6","v":0},{"$f":"DmTimely!DR864/3.6","v":0},0,null,22,{"$f":"DmTimely!DV864/3.6","v":0},{"$f":"DmTimely!DW864/3.6","v":0},{"$f":"DmTimely!DX864/3.6","v":0},{"$f":"DmTimely!DY864/3.6","v":0},{"$f":"DmTimely!DZ864/3.6","v":0},{"$f":"DmTimely!EA864/3.6","v":0},{"$f":"DmTimely!EB864/3.6","v":0},{"$f":"DmTimely!EC864/3.6","v":0},{"$f":"DmTimely!ED864/3.6","v":0},{"$f":"DmTimely!EE864/3.6","v":0},{"$f":"DmTimely!EF864/3.6","v":0},{"$f":"DmTimely!EG864/3.6","v":0},0]
[23,{"$f":"DmTimely!C865/3.6","v":0},{"$f":"DmTimely!D865/3.6","v":0},{"$f":"DmTimely!E865/3.6","v":0},{"$f":"DmTimely!F865/3.6","v":0},{"$f":"DmTimely!G865/3.6","v":0},{"$f":"DmTimely!H865/3.6","v":0},{"$f":"DmTimely!I865/3.6","v":0},{"$f":"DmTimely!J865/3.6","v":0},{"$f":"DmTimely!K865/3.6","v":0},{"$f":"DmTimely!L865/3.6","v":0},{"$f":"DmTimely!M865/3.6","v":0},{"$f":"DmTimely!N865/3.6","v":0},0,null,23,{"$f":"DmTimely!R865/3.6","v":0},{"$f":"DmTimely!S865/3.6","v":0},{"$f":"DmTimely!T865/3.6","v":0},{"$f":"DmTimely!U865/3.6","v":0},{"$f":"DmTimely!V865/3.6","v":0},{"$f":"DmTimely!W865/3.6","v":0},{"$f":"DmTimely!X865/3.6","v":0},{"$f":"DmTimely!Y865/3.6","v":0},{"$f":"DmTimely!Z865/3.6","v":0},{"$f":"DmTimely!AA865/3.6","v":0},{"$f":"DmTimely!AB865/3.6","v":0},{"$f":"DmTimely!AC865/3.6","v":0},0,null,23,{"$f":"DmTimely!AG865/3.6","v":0},{"$f":"DmTimely!AH865/3.6","v":0},{"$f":"DmTimely!AI865/3.6","v":0},{"$f":"DmTimely!AJ865/3.6","v":0},{"$f":"DmTimely!AK865/3.6","v":0},{"$f":"DmTimely!AL865/3.6","v":0},{"$f":"DmTimely!AM865/3.6","v":0},{"$f":"DmTimely!AN865/3.6","v":0},{"$f":"DmTimely!AO865/3.6","v":0},{"$f":"DmTimely!AP865/3.6","v":0},{"$f":"DmTimely!AQ865/3.6","v":0},{"$f":"DmTimely!AR865/3.6","v":0},0,null,null,null,23,{"$f":"DmTimely!CR865/3.6","v":0},{"$f":"DmTimely!CS865/3.6","v":0},{"$f":"DmTimely!CT865/3.6","v":0},{"$f":"DmTimely!CU865/3.6","v":0},{"$f":"DmTimely!CV865/3.6","v":0},{"$f":"DmTimely!CW865/3.6","v":0},{"$f":"DmTimely!CX865/3.6","v":0},{"$f":"DmTimely!CY865/3.6","v":0},{"$f":"DmTimely!CZ865/3.6","v":0},{"$f":"DmTimely!DA865/3.6","v":0},{"$f":"DmTimely!DB865/3.6","v":0},{"$f":"DmTimely!DC865/3.6","v":0},0,null,23,{"$f":"DmTimely!DG865/3.6","v":0},{"$f":"DmTimely!DH865/3.6","v":0},{"$f":"DmTimely!DI865/3.6","v":0},{"$f":"DmTimely!DJ865/3.6","v":0},{"$f":"DmTimely!DK865/3.6","v":0},{"$f":"DmTimely!DL865/3.6","v":0},{"$f":"DmTimely!DM865/3.6","v":0},{"$f":"DmTimely!DN865/3.6","v":0},{"$f":"DmTimely!DO865/3.6","v":0},{"$f":"DmTimely!DP865/3.6","v":0},{"$f":"DmTimely!DQ865/3.6","v":0},{"$f":"DmTimely!DR865/3.6","v":0},0,null,23,{"$f":"DmTimely!DV865/3.6","v":0},{"$f":"DmTimely!DW865/3.6","v":0},{"$f":"DmTimely!DX865/3.6","v":0},{"$f":"DmTimely!DY865/3.6","v":0},{"$f":"DmTimely!DZ865/3.6","v":0},{"$f":"DmTimely!EA865/3.6","v":0},{"$f":"DmTimely!EB865/3.6","v":0},{"$f":"DmTimely!EC865/3.6","v":0},{"$f":"DmTimely!ED865/3.6","v":0},{"$f":"DmTimely!EE865/3.6","v":0},{"$f":"DmTimely!EF865/3.6","v":0},{"$f":"DmTimely!EG865/3.6","v":0},0]
["kWh/日",{"$f":"SUM(B63:B86)","v":0},{"$f":"SUM(C63:C86)","v":0},0,0,0,0,0,0,0,0,0,0,{"$f":"SUM(B87:M87)","v":0},null,"kWh/日",{"$f":"SUM(Q63:Q86)","v":0},{"$f":"SUM(R63:R86)","v":0},0,0,0,0,0,0,0,0,0,0,{"$f":"SUM(Q87:AB87)","v":0},null,"kWh/日",{"$f":"SUM(AF63:AF86)","v":0},{"$f":"SUM(AG63:AG86)","v":0},0,0,0,0,0,0,0,0,0,0,{"$f":"SUM(AF87:AQ87)","v":0},null,null,null,"kWh/日",{"$f":"SUM(AW63:AW86)","v":0},{"$f":"SUM(AX63:AX86)","v":0},0,0,0,0,0,0,0,0,0,0,{"$f":"SUM(AW87:BH87)","v":0},null,"kWh/日",{"$f":"SUM(BL63:BL86)","v":0},{"$f":"SUM(BM63:BM86)","v":0},0,0,0,0,0,0,0,0,0,0,{"$f":"SUM(BL87:BW87)","v":0},null,"kWh/日",{"$f":"SUM(CA63:CA86)","v":0},{"$f":"SUM(CB63:CB86)","v":0},0,0,0,0,0,0,0,0,0,0,{"$f":"SUM(CA87:CL87)","v":0}]
["日",{"$f":"B$28","v":20},{"$f":"C$28","v":20},22,20,20,22,20,23,20,21,20,21,{"$f":"SUM(B88:M88)","v":249},null,"日",{"$f":"Q$28","v":4},{"$f":"R$28","v":3},4,4,4,4,5,4,4,4,4,4,{"$f":"SUM(Q88:AB88)","v":48},null,"日",{"$f":"AF$28","v":7},{"$f":"AG$28","v":5},5,6,7,4,6,4,6,6,6,6,{"$f":"SUM(AF88:AQ88)","v":68},null,null,null,"日",{"$f":"AW$28","v":20},{"$f":"AX$28","v":20},22,20,20,22,20,23,20,21,20,21,{"$f":"SUM(AW88:BH88)","v":249},null,"日",{"$f":"BL$28","v":4},{"$f":"BM$28","v":3},4,4,4,4,5,4,4,4,4,4,{"$f":"SUM(BL88:BW88)","v":48},null,"日",{"$f":"CA$28","v":7},{"$f":"CB$28","v":5},5,6,7,4,6,4,6,6,6,6,{"$f":"SUM(CA88:CL88)","v":68}]
["MWh/月",{"$f":"B87*B88/1000","v":0},{"$f":"C87*C88/1000","v":0},0,0,0,0,0,0,0,0,0,0,{"$f":"SUM(B89:M89)","v":0},null,"MWh/月",{"$f":"Q87*Q88/1000","v":0},{"$f":"R87*R88/1000","v":0},0,0,0,0,0,0,0,0,0,0,{"$f":"SUM(Q89:AB89)","v":0},null,"MWh/月",{"$f":"AF87*AF88/1000","v":0},{"$f":"AG87*AG88/1000","v":0},0,0,0,0,0,0,0,0,0,0,{"$f":"SUM(AF89:AQ89)","v":0},null,null,null,"MWh/月",{"$f":"AW87*AW88/1000","v":0},{"$f":"AX87*AX88/1000","v":0},0,0,0,0,0,0,0,0,0,0,{"$f":"SUM(AW89:BH89)","v":0},null,"MWh/月",{"$f":"BL87*BL88/1000","v":0},{"$f":"BM87*BM88/1000","v":0},0,0,0,0,0,0,0,0,0,0,{"$f":"SUM(BL89:BW89)","v":0},null,"MWh/月",{"$f":"CA87*CA88/1000","v":0},{"$f":"CB87*CB88/1000","v":0},0,0,0,0,0,0,0,0,0,0,{"$f":"SUM(CA89:CL89)","v":0}]
[]
["給湯負荷",null,"※MJ→kWh変換済み",null,null,null,null,null,null,null,null,null,"新設建物（電力・熱融通エリア）","（平日）",null,"給湯負荷",null,"※MJ→kWh変換済み",null,null,null,null,null,null,null,null,null,"新設建物（電力・熱融通エリア）","（土曜）",null,"給湯負荷",null,"※MJ→kWh変換済み",null,null,null,null,null,null,null,null,null,"新設建物（電力・熱融通エリア）","（休日）",null,null,null,"給湯負荷",null,"※MJ→kWh変換済み",null,null,null,null,null,null,null,null,null,"既設建物（熱融通エリア）","（平日）",null,"給湯負荷",null,"※MJ→kWh変換済み",null,null,null,null,null,null,null,null,null,"既設建物（熱融通エリア）","（土曜）",null,"給湯負荷",null,"※MJ→kWh変換済み",null,null,null,null,null,null,null,null,null,"既設建物（熱融通エリア）","（休日）"]
["kWh","1月","2月","3月","4月","5月","6月","7月","8月","9月","10月","11月","12月","計",null,"kWh","1月","2月","3月","4月","5月","6月","7月","8月","9月","10月","11月","12月","計",null,"kWh","1月","2月","3月","4月","5月","6月","7月","8月","9月","10月","11月","12月","計",null,null,null,"kWh","1月","2月","3月","4月","5月","6月","7月","8月","9月","10月","11月","12月","計",null,"kWh","1月","2月","3月","4月","5月","6月","7月","8月","9月","10月","11月","12月","計",null,"kWh","1月","2月","3月","4月","5月","6月","7月","8月","9月","10月","11月","12月","計"]
[0,{"$f":"DmTimely!C872/3.6","v":0},{"$f":"DmTimely!D872/3.6","v":0},{"$f":"DmTimely!E872/3.6","v":0},{"$f":"DmTimely!F872/3.6","v":0},{"$f":"DmTimely!G872/3.6","v":0},{"$f":"DmTimely!H872/3.6","v":0},{"$f":"DmTimely!I872/3.6","v":0},{"$f":"DmTimely!J872/3.6","v":0},{"$f":"DmTimely!K872/3.6","v":0},{"$f":"DmTimely!L872/3.6","v":0},{"$f":"DmTimely!M872/3.6","v":0},{"$f":"DmTimely!N872/3.6","v":0},{"$f":"SUM(B93:M93)","v":0},null,0,{"$f":"DmTimely!R872/3.6","v":0},{"$f":"DmTimely!S872/3.6","v":0},{"$f":"DmTimely!T872/3.6","v":0},{"$f":"DmTimely!U872/3.6","v":0},{"$f":"DmTimely!V872/3.6","v":0},{"$f":"DmTimely!W872/3.6","v":0},{"$f":"DmTimely!X872/3.6","v":0},{"$f":"DmTimely!Y872/3.6","v":0},{"$f":"DmTimely!Z872/3.6","v":0},{"$f":"DmTimely!AA872/3.6","v":0},{"$f":"DmTimely!AB872/3.6","v":0},{"$f":"DmTimely!AC872/3.6","v":0},{"$f":"SUM(Q93:AB93)","v":0},null,0,{"$f":"DmTimely!AG872/3.6","v":0},{"$f":"DmTimely!AH872/3.6","v":0},{"$f":"DmTimely!AI872/3.6","v":0},{"$f":"DmTimely!AJ872/3.6","v":0},{"$f":"DmTimely!AK872/3.6","v":0},{"$f":"DmTimely!AL872/3.6","v":0},{"$f":"DmTimely!AM872/3.6","v":0},{"$f":"DmTimely!AN872/3.6","v":0},{"$f":"DmTimely!AO872/3.6","v":0},{"$f":"DmTimely!AP872/3.6","v":0},{"$f":"DmTimely!AQ872/3.6","v":0},{"$f":"DmTimely!AR872/3.6","v":0},{"$f":"SUM(AF93:AQ93)","v":0},null,null,null,0,{"$f":"DmTimely!CR872/3.6","v":0},{"$f":"DmTimely!CS872/3.6","v":0},{"$f":"DmTimely!CT872/3.6","v":0},{"$f":"DmTimely!CU872/3.6","v":0},{"$f":"DmTimely!CV872/3.6","v":0},{"$f":"DmTimely!CW872/3.6","v":0},{"$f":"DmTimely!CX872/3.6","v":0},{"$f":"DmTimely!CY872/3.6","v":0},{"$f":"DmTimely!CZ872/3.6","v":0},{"$f":"DmTimely!DA872/3.6","v":0},{"$f":"DmTimely!DB872/3.6","v":0},{"$f":"DmTimely!DC872/3.6","v":0},{"$f":"SUM(AW93:BH93)","v":0},null,0,{"$f":"DmTimely!DG872/3.6","v":0},{"$f":"DmTimely!DH872/3.6","v":0},{"$f":"DmTimely!DI872/3.6","v":0},{"$f":"DmTimely!DJ872/3.6","v":0},{"$f":"DmTimely!DK872/3.6","v":0},{"$f":"DmTimely!DL872/3.6","v":0},{"$f":"DmTimely!DM872/3.6","v":0},{"$f":"DmTimely!DN872/3.6","v":0},{"$f":"DmTimely!DO872/3.6","v":0},{"$f":"DmTimely!DP872/3.6","v":0},{"$f":"DmTimely!DQ872/3.6","v":0},{"$f":"DmTimely!DR872/3.6","v":0},{"$f":"SUM(BL93:BW93)","v":0},null,0,{"$f":"DmTimely!DV872/3.6","v":0},{"$f":"DmTimely!DW872/3.6","v":0},{"$f":"DmTimely!DX872/3.6","v":0},{"$f":"DmTimely!DY872/3.6","v":0},{"$f":"DmTimely!DZ872/3.6","v":0},{"$f":"DmTimely!EA872/3.6","v":0},{"$f":"DmTimely!EB872/3.6","v":0},{"$f":"DmTimely!EC872/3.6","v":0},{"$f":"DmTimely!ED872/3.6","v":0},{"$f":"DmTimely!EE872/3.6","v":0},{"$f":"DmTimely!EF872/3.6","v":0},{"$f":"DmTimely!EG872/3.6","v":0},{"$f":"SUM(CA93:CL93)","v":0}]
[1,{"$f":"DmTimely!C873/3.6","v":0},{"$f":"DmTimely!D873/3.6","v":0},{"$f":"DmTimely!E873/3.6","v":0},{"$f":"DmTimely!F873/3.6","v":0},{"$f":"DmTimely!G873/3.6","v":0},{"$f":"DmTimely!H873/3.6","v":0},{"$f":"DmTimely!I873/3.6","v":0},{"$f":"DmTimely!J873/3.6","v":0},{"$f":"DmTimely!K873/3.6","v":0},{"$f":"DmTimely!L873/3.6","v":0},{"$f":"DmTimely!M873/3.6","v":0},{"$f":"DmTimely!N873/3.6","v":0},{"$f":"SUM(B94:M94)","v":0},null,1,{"$f":"DmTimely!R873/3.6","v":0},{"$f":"DmTimely!S873/3.6","v":0},{"$f":"DmTimely!T873/3.6","v":0},{"$f":"DmTimely!U873/3.6","v":0},{"$f":"DmTimely!V873/3.6","v":0},{"$f":"DmTimely!W873/3.6","v":0},{"$f":"DmTimely!X873/3.6","v":0},{"$f":"DmTimely!Y873/3.6","v":0},{"$f":"DmTimely!Z873/3.6","v":0},{"$f":"DmTimely!AA873/3.6","v":0},{"$f":"DmTimely!AB873/3.6","v":0},{"$f":"DmTimely!AC873/3.6","v":0},{"$f":"SUM(Q94:AB94)","v":0},null,1,{"$f":"DmTimely!AG873/3.6","v":0},{"$f":"DmTimely!AH873/3.6","v":0},{"$f":"DmTimely!AI873/3.6","v":0},{"$f":"DmTimely!AJ873/3.6","v":0},{"$f":"DmTimely!AK873/3.6","v":0},{"$f":"DmTimely!AL873/3.6","v":0},{"$f":"DmTimely!AM873/3.6","v":0},{"$f":"DmTimely!AN873/3.6","v":0},{"$f":"DmTimely!AO873/3.6","v":0},{"$f":"DmTimely!AP873/3.6","v":0},{"$f":"DmTimely!AQ873/3.6","v":0},{"$f":"DmTimely!AR873/3.6","v":0},{"$f":"SUM(AF94:AQ94)","v":0},null,null,null,1,{"$f":"DmTimely!CR873/3.6","v":0},{"$f":"DmTimely!CS873/3.6","v":0},{"$f":"DmTimely!CT873/3.6","v":0},{"$f":"DmTimely!CU873/3.6","v":0},{"$f":"DmTimely!CV873/3.6","v":0},{"$f":"DmTimely!CW873/3.6","v":0},{"$f":"DmTimely!CX873/3.6","v":0},{"$f":"DmTimely!CY873/3.6","v":0},{"$f":"DmTimely!CZ873/3.6","v":0},{"$f":"DmTimely!DA873/3.6","v":0},{"$f":"DmTimely!DB873/3.6","v":0},{"$f":"DmTimely!DC873/3.6","v":0},{"$f":"SUM(AW94:BH94)","v":0},null,1,{"$f":"DmTimely!DG873/3.6","v":0},{"$f":"DmTimely!DH873/3.6","v":0},{"$f":"DmTimely!DI873/3.6","v":0},{"$f":"DmTimely!DJ873/3.6","v":0},{"$f":"DmTimely!DK873/3.6","v":0},{"$f":"DmTimely!DL873/3.6","v":0},{"$f":"DmTimely!DM873/3.6","v":0},{"$f":"DmTimely!DN873/3.6","v":0},{"$f":"DmTimely!DO873/3.6","v":0},{"$f":"DmTimely!DP873/3.6","v":0},{"$f":"DmTimely!DQ873/3.6","v":0},{"$f":"DmTimely!DR873/3.6","v":0},{"$f":"SUM(BL94:BW94)","v":0},null,1,{"$f":"DmTimely!DV873/3.6","v":0},{"$f":"DmTimely!DW873/3.6","v":0},{"$f":"DmTimely!DX873/3.6","v":0},{"$f":"DmTimely!DY873/3.6","v":0},{"$f":"DmTimely!DZ873/3.6","v":0},{"$f":"DmTimely!EA873/3.6","v":0},{"$f":"DmTimely!EB873/3.6","v":0},{"$f":"DmTimely!EC873/3.6","v":0},{"$f":"DmTimely!ED873/3.6","v":0},{"$f":"DmTimely!EE873/3.6","v":0},{"$f":"DmTimely!EF873/3.6","v":0},{"$f":"DmTimely!EG873/3.6","v":0},{"$f":"SUM(CA94:CL94)","v":0}]
[2,{"$f":"DmTimely!C874/3.6","v":0},{"$f":"DmTimely!D874/3.6","v":0},{"$f":"DmTimely!E874/3.6","v":0},{"$f":"DmTimely!F874/3.6","v":0},{"$f":"DmTimely!G874/3.6","v":0},{"$f":"DmTimely!H874/3.6","v":0},{"$f":"DmTimely!I874/3.6","v":0},{"$f":"DmTimely!J874/3.6","v":0},{"$f":"DmTimely!K874/3.6","v":0},{"$f":"DmTimely!L874/3.6","v":0},{"$f":"DmTimely!M874/3.6","v":0},{"$f":"DmTimely!N874/3.6","v":0},0,null,2,{"$f":"DmTimely!R874/3.6","v":0},{"$f":"DmTimely!S874/3.6","v":0},{"$f":"DmTimely!T874/3.6","v":0},{"$f":"DmTimely!U874/3.6","v":0},{"$f":"DmTimely!V874/3.6","v":0},{"$f":"DmTimely!W874/3.6","v":0},{"$f":"DmTimely!X874/3.6","v":0},{"$f":"DmTimely!Y874/3.6","v":0},{"$f":"DmTimely!Z874/3.6","v":0},{"$f":"DmTimely!AA874/3.6","v":0},{"$f":"DmTimely!AB874/3.6","v":0},{"$f":"DmTimely!AC874/3.6","v":0},0,null,2,{"$f":"DmTimely!AG874/3.6","v":0},{"$f":"DmTimely!AH874/3.6","v":0},{"$f":"DmTimely!AI874/3.6","v":0},{"$f":"DmTimely!AJ874/3.6","v":0},{"$f":"DmTimely!AK874/3.6","v":0},{"$f":"DmTimely!AL874/3.6","v":0},{"$f":"DmTimely!AM874/3.6","v":0},{"$f":"DmTimely!AN874/3.6","v":0},{"$f":"DmTimely!AO874/3.6","v":0},{"$f":"DmTimely!AP874/3.6","v":0},{"$f":"DmTimely!AQ874/3.6","v":0},{"$f":"DmTimely!AR874/3.6","v":0},0,null,null,null,2,{"$f":"DmTimely!CR874/3.6","v":0},{"$f":"DmTimely!CS874/3.6","v":0},{"$f":"DmTimely!CT874/3.6","v":0},{"$f":"DmTimely!CU874/3.6","v":0},{"$f":"DmTimely!CV874/3.6","v":0},{"$f":"DmTimely!CW874/3.6","v":0},{"$f":"DmTimely!CX874/3.6","v":0},{"$f":"DmTimely!CY874/3.6","v":0},{"$f":"DmTimely!CZ874/3.6","v":0},{"$f":"DmTimely!DA874/3.6","v":0},{"$f":"DmTimely!DB874/3.6","v":0},{"$f":"DmTimely!DC874/3.6","v":0},0,null,2,{"$f":"DmTimely!DG874/3.6","v":0},{"$f":"DmTimely!DH874/3.6","v":0},{"$f":"DmTimely!DI874/3.6","v":0},{"$f":"DmTimely!DJ874/3.6","v":0},{"$f":"DmTimely!DK874/3.6","v":0},{"$f":"DmTimely!DL874/3.6","v":0},{"$f":"DmTimely!DM874/3.6","v":0},{"$f":"DmTimely!DN874/3.6","v":0},{"$f":"DmTimely!DO874/3.6","v":0},{"$f":"DmTimely!DP874/3.6","v":0},{"$f":"DmTimely!DQ874/3.6","v":0},{"$f":"DmTimely!DR874/3.6","v":0},0,null,2,{"$f":"DmTimely!DV874/3.6","v":0},{"$f":"DmTimely!DW874/3.6","v":0},{"$f":"DmTimely!DX874/3.6","v":0},{"$f":"DmTimely!DY874/3.6","v":0},{"$f":"DmTimely!DZ874/3.6","v":0},{"$f":"DmTimely!EA874/3.6","v":0},{"$f":"DmTimely!EB874/3.6","v":0},{"$f":"DmTimely!EC874/3.6","v":0},{"$f":"DmTimely!ED874/3.6","v":0},{"$f":"DmTimely!EE874/3.6","v":0},{"$f":"DmTimely!EF874/3.6","v":0},{"$f":"DmTimely!EG874/3.6","v":0},0]
[3,{"$f":"DmTimely!C875/3.6","v":0},{"$f":"DmTimely!D875/3.6","v":0},{"$f":"DmTimely!E875/3.6","v":0},{"$f":"DmTimely!F875/3.6","v":0},{"$f":"DmTimely!G875/3.6","v":0},{"$f":"DmTimely!H875/3.6","v":0},{"$f":"DmTimely!I875/3.6","v":0},{"$f":"DmTimely!J875/3.6","v":0},{"$f":"DmTimely!K875/3.6","v":0},{"$f":"DmTimely!L875/3.6","v":0},{"$f":"DmTimely!M875/3.6","v":0},{"$f":"DmTimely!N875/3.6","v":0},0,null,3,{"$f":"DmTimely!R875/3.6","v":0},{"$f":"DmTimely!S875/3.6","v":0},{"$f":"DmTimely!T875/3.6","v":0},{"$f":"DmTimely!U875/3.6","v":0},{"$f":"DmTimely!V875/3.6","v":0},{"$f":"DmTimely!W875/3.6","v":0},{"$f":"DmTimely!X875/3.6","v":0},{"$f":"DmTimely!Y875/3.6","v":0},{"$f":"DmTimely!Z875/3.6","v":0},{"$f":"DmTimely!AA875/3.6","v":0},{"$f":"DmTimely!AB875/3.6","v":0},{"$f":"DmTimely!AC875/3.6","v":0},0,null,3,{"$f":"DmTimely!AG875/3.6","v":0},{"$f":"DmTimely!AH875/3.6","v":0},{"$f":"DmTimely!AI875/3.6","v":0},{"$f":"DmTimely!AJ875/3.6","v":0},{"$f":"DmTimely!AK875/3.6","v":0},{"$f":"DmTimely!AL875/3.6","v":0},{"$f":"DmTimely!AM875/3.6","v":0},{"$f":"DmTimely!AN875/3.6","v":0},{"$f":"DmTimely!AO875/3.6","v":0},{"$f":"DmTimely!AP875/3.6","v":0},{"$f":"DmTimely!AQ875/3.6","v":0},{"$f":"DmTimely!AR875/3.6","v":0},0,null,null,null,3,{"$f":"DmTimely!CR875/3.6","v":0},{"$f":"DmTimely!CS875/3.6","v":0},{"$f":"DmTimely!CT875/3.6","v":0},{"$f":"DmTimely!CU875/3.6","v":0},{"$f":"DmTimely!CV875/3.6","v":0},{"$f":"DmTimely!CW875/3.6","v":0},{"$f":"DmTimely!CX875/3.6","v":0},{"$f":"DmTimely!CY875/3.6","v":0},{"$f":"DmTimely!CZ875/3.6","v":0},{"$f":"DmTimely!DA875/3.6","v":0},{"$f":"DmTimely!DB875/3.6","v":0},{"$f":"DmTimely!DC875/3.6","v":0},0,null,3,{"$f":"DmTimely!DG875/3.6","v":0},{"$f":"DmTimely!DH875/3.6","v":0},{"$f":"DmTimely!DI875/3.6","v":0},{"$f":"DmTimely!DJ875/3.6","v":0},{"$f":"DmTimely!DK875/3.6","v":0},{"$f":"DmTimely!DL875/3.6","v":0},{"$f":"DmTimely!DM875/3.6","v":0},{"$f":"DmTimely!DN875/3.6","v":0},{"$f":"DmTimely!DO875/3.6","v":0},{"$f":"DmTimely!DP875/3.6","v":0},{"$f":"DmTimely!DQ875/3.6","v":0},{"$f":"DmTimely!DR875/3.6","v":0},0,null,3,{"$f":"DmTimely!DV875/3.6","v":0},{"$f":"DmTimely!DW875/3.6","v":0},{"$f":"DmTimely!DX875/3.6","v":0},{"$f":"DmTimely!DY875/3.6","v":0},{"$f":"DmTimely!DZ875/3.6","v":0},{"$f":"DmTimely!EA875/3.6","v":0},{"$f":"DmTimely!EB875/3.6","v":0},{"$f":"DmTimely!EC875/3.6","v":0},{"$f":"DmTimely!ED875/3.6","v":0},{"$f":"DmTimely!EE875/3.6","v":0},{"$f":"DmTimely!EF875/3.6","v":0},{"$f":"DmTimely!EG875/3.6","v":0},0]
[4,{"$f":"DmTimely!C876/3.6","v":0},{"$f":"DmTimely!D876/3.6","v":0},{"$f":"DmTimely!E876/3.6","v":0},{"$f":"DmTimely!F876/3.6","v":0},{"$f":"DmTimely!G876/3.6","v":0},{"$f":"DmTimely!H876/3.6","v":0},{"$f":"DmTimely!I876/3.6","v":0},{"$f":"DmTimely!J876/3.6","v":0},{"$f":"DmTimely!K876/3.6","v":0},{"$f":"DmTimely!L876/3.6","v":0},{"$f":"DmTimely!M876/3.6","v":0},{"$f":"DmTimely!N876/3.6","v":0},0,null,4,{"$f":"DmTimely!R876/3.6","v":0},{"$f":"DmTimely!S876/3.6","v":0},{"$f":"DmTimely!T876/3.6","v":0},{"$f":"DmTimely!U876/3.6","v":0},{"$f":"DmTimely!V876/3.6","v":0},{"$f":"DmTimely!W876/3.6","v":0},{"$f":"DmTimely!X876/3.6","v":0},{"$f":"DmTimely!Y876/3.6","v":0},{"$f":"DmTimely!Z876/3.6","v":0},{"$f":"DmTimely!AA876/3.6","v":0},{"$f":"DmTimely!AB876/3.6","v":0},{"$f":"DmTimely!AC876/3.6","v":0},0,null,4,{"$f":"DmTimely!AG876/3.6","v":0},{"$f":"DmTimely!AH876/3.6","v":0},{"$f":"DmTimely!AI876/3.6","v":0},{"$f":"DmTimely!AJ876/3.6","v":0},{"$f":"DmTimely!AK876/3.6","v":0},{"$f":"DmTimely!AL876/3.6","v":0},{"$f":"DmTimely!AM876/3.6","v":0},{"$f":"DmTimely!AN876/3.6","v":0},{"$f":"DmTimely!AO876/3.6","v":0},{"$f":"DmTimely!AP876/3.6","v":0},{"$f":"DmTimely!AQ876/3.6","v":0},{"$f":"DmTimely!AR876/3.6","v":0},0,null,null,null,4,{"$f":"DmTimely!CR876/3.6","v":0},{"$f":"DmTimely!CS876/3.6","v":0},{"$f":"DmTimely!CT876/3.6","v":0},{"$f":"DmTimely!CU876/3.6","v":0},{"$f":"DmTimely!CV876/3.6","v":0},{"$f":"DmTimely!CW876/3.6","v":0},{"$f":"DmTimely!CX876/3.6","v":0},{"$f":"DmTimely!CY876/3.6","v":0},{"$f":"DmTimely!CZ876/3.6","v":0},{"$f":"DmTimely!DA876/3.6","v":0},{"$f":"DmTimely!DB876/3.6","v":0},{"$f":"DmTimely!DC876/3.6","v":0},0,null,4,{"$f":"DmTimely!DG876/3.6","v":0},{"$f":"DmTimely!DH876/3.6","v":0},{"$f":"DmTimely!DI876/3.6","v":0},{"$f":"DmTimely!DJ876/3.6","v":0},{"$f":"DmTimely!DK876/3.6","v":0},{"$f":"DmTimely!DL876/3.6","v":0},{"$f":"DmTimely!DM876/3.6","v":0},{"$f":"DmTimely!DN876/3.6","v":0},{"$f":"DmTimely!DO876/3.6","v":0},{"$f":"DmTimely!DP876/3.6","v":0},{"$f":"DmTimely!DQ876/3.6","v":0},{"$f":"DmTimely!DR876/3.6","v":0},0,null,4,{"$f":"DmTimely!DV876/3.6","v":0},{"$f":"DmTimely!DW876/3.6","v":0},{"$f":"DmTimely!DX876/3.6","v":0},{"$f":"DmTimely!DY876/3.6","v":0},{"$f":"DmTimely!DZ876/3.6","v":0},{"$f":"DmTimely!EA876/3.6","v":0},{"$f":"DmTimely!EB876/3.6","v":0},{"$f":"DmTimely!EC876/3.6","v":0},{"$f":"DmTimely!ED876/3.6","v":0},{"$f":"DmTimely!EE876/3.6","v":0},{"$f":"DmTimely!EF876/3.6","v":0},{"$f":"DmTimely!EG876/3.6","v":0},0]
[5,{"$f":"DmTimely!C877/3.6","v":0},{"$f":"DmTimely!D877/3.6","v":0},{"$f":"DmTimely!E877/3.6","v":0},{"$f":"DmTimely!F877/3.6","v":0},{"$f":"DmTimely!G877/3.6","v":0},{"$f":"DmTimely!H877/3.6","v":0},{"$f":"DmTimely!I877/3.6","v":0},{"$f":"DmTimely!J877/3.6","v":0},{"$f":"DmTimely!K877/3.6","v":0},{"$f":"DmTimely!L877/3.6","v":0},{"$f":"DmTimely!M877/3.6","v":0},{"$f":"DmTimely!N877/3.6","v":0},0,null,5,{"$f":"DmTimely!R877/3.6","v":0},{"$f":"DmTimely!S877/3.6","v":0},{"$f":"DmTimely!T877/3.6","v":0},{"$f":"DmTimely!U877/3.6","v":0},{"$f":"DmTimely!V877/3.6","v":0},{"$f":"DmTimely!W877/3.6","v":0},{"$f":"DmTimely!X877/3.6","v":0},{"$f":"DmTimely!Y877/3.6","v":0},{"$f":"DmTimely!Z877/3.6","v":0},{"$f":"DmTimely!AA877/3.6","v":0},{"$f":"DmTimely!AB877/3.6","v":0},{"$f":"DmTimely!AC877/3.6","v":0},0,null,5,{"$f":"DmTimely!AG877/3.6","v":0},{"$f":"DmTimely!AH877/3.6","v":0},{"$f":"DmTimely!AI877/3.6","v":0},{"$f":"DmTimely!AJ877/3.6","v":0},{"$f":"DmTimely!AK877/3.6","v":0},{"$f":"DmTimely!AL877/3.6","v":0},{"$f":"DmTimely!AM877/3.6","v":0},{"$f":"DmTimely!AN877/3.6","v":0},{"$f":"DmTimely!AO877/3.6","v":0},{"$f":"DmTimely!AP877/3.6","v":0},{"$f":"DmTimely!AQ877/3.6","v":0},{"$f":"DmTimely!AR877/3.6","v":0},0,null,null,null,5,{"$f":"DmTimely!CR877/3.6","v":0},{"$f":"DmTimely!CS877/3.6","v":0},{"$f":"DmTimely!CT877/3.6","v":0},{"$f":"DmTimely!CU877/3.6","v":0},{"$f":"DmTimely!CV877/3.6","v":0},{"$f":"DmTimely!CW877/3.6","v":0},{"$f":"DmTimely!CX877/3.6","v":0},{"$f":"DmTimely!CY877/3.6","v":0},{"$f":"DmTimely!CZ877/3.6","v":0},{"$f":"DmTimely!DA877/3.6","v":0},{"$f":"DmTimely!DB877/3.6","v":0},{"$f":"DmTimely!DC877/3.6","v":0},0,null,5,{"$f":"DmTimely!DG877/3.6","v":0},{"$f":"DmTimely!DH877/3.6","v":0},{"$f":"DmTimely!DI877/3.6","v":0},{"$f":"DmTimely!DJ877/3.6","v":0},{"$f":"DmTimely!DK877/3.6","v":0},{"$f":"DmTimely!DL877/3.6","v":0},{"$f":"DmTimely!DM877/3.6","v":0},{"$f":"DmTimely!DN877/3.6","v":0},{"$f":"DmTimely!DO877/3.6","v":0},{"$f":"DmTimely!DP877/3.6","v":0},{"$f":"DmTimely!DQ877/3.6","v":0},{"$f":"DmTimely!DR877/3.6","v":0},0,null,5,{"$f":"DmTimely!DV877/3.6","v":0},{"$f":"DmTimely!DW877/3.6","v":0},{"$f":"DmTimely!DX877/3.6","v":0},{"$f":"DmTimely!DY877/3.6","v":0},{"$f":"DmTimely!DZ877/3.6","v":0},{"$f":"DmTimely!EA877/3.6","v":0},{"$f":"DmTimely!EB877/3.6","v":0},{"$f":"DmTimely!EC877/3.6","v":0},{"$f":"DmTimely!ED877/3.6","v":0},{"$f":"DmTimely!EE877/3.6","v":0},{"$f":"DmTimely!EF877/3.6","v":0},{"$f":"DmTimely!EG877/3.6","v":0},0]
[6,{"$f":"DmTimely!C878/3.6","v":0},{"$f":"DmTimely!D878/3.6","v":0},{"$f":"DmTimely!E878/3.6","v":0},{"$f":"DmTimely!F878/3.6","v":0},{"$f":"DmTimely!G878/3.6","v":0},{"$f":"DmTimely!H878/3.6","v":0},{"$f":"DmTimely!I878/3.6","v":0},{"$f":"DmTimely!J878/3.6","v":0},{"$f":"DmTimely!K878/3.6","v":0},{"$f":"DmTimely!L878/3.6","v":0},{"$f":"DmTimely!M878/3.6","v":0},{"$f":"DmTimely!N878/3.6","v":0},0,null,6,{"$f":"DmTimely!R878/3.6","v":0},{"$f":"DmTimely!S878/3.6","v":0},{"$f":"DmTimely!T878/3.6","v":0},{"$f":"DmTimely!U878/3.6","v":0},{"$f":"DmTimely!V878/3.6","v":0},{"$f":"DmTimely!W878/3.6","v":0},{"$f":"DmTimely!X878/3.6","v":0},{"$f":"DmTimely!Y878/3.6","v":0},{"$f":"DmTimely!Z878/3.6","v":0},{"$f":"DmTimely!AA878/3.6","v":0},{"$f":"DmTimely!AB878/3.6","v":0},{"$f":"DmTimely!AC878/3.6","v":0},0,null,6,{"$f":"DmTimely!AG878/3.6","v":0},{"$f":"DmTimely!AH878/3.6","v":0},{"$f":"DmTimely!AI878/3.6","v":0},{"$f":"DmTimely!AJ878/3.6","v":0},{"$f":"DmTimely!AK878/3.6","v":0},{"$f":"DmTimely!AL878/3.6","v":0},{"$f":"DmTimely!AM878/3.6","v":0},{"$f":"DmTimely!AN878/3.6","v":0},{"$f":"DmTimely!AO878/3.6","v":0},{"$f":"DmTimely!AP878/3.6","v":0},{"$f":"DmTimely!AQ878/3.6","v":0},{"$f":"DmTimely!AR878/3.6","v":0},0,null,null,null,6,{"$f":"DmTimely!CR878/3.6","v":0},{"$f":"DmTimely!CS878/3.6","v":0},{"$f":"DmTimely!CT878/3.6","v":0},{"$f":"DmTimely!CU878/3.6","v":0},{"$f":"DmTimely!CV878/3.6","v":0},{"$f":"DmTimely!CW878/3.6","v":0},{"$f":"DmTimely!CX878/3.6","v":0},{"$f":"DmTimely!CY878/3.6","v":0},{"$f":"DmTimely!CZ878/3.6","v":0},{"$f":"DmTimely!DA878/3.6","v":0},{"$f":"DmTimely!DB878/3.6","v":0},{"$f":"DmTimely!DC878/3.6","v":0},0,null,6,{"$f":"DmTimely!DG878/3.6","v":0},{"$f":"DmTimely!DH878/3.6","v":0},{"$f":"DmTimely!DI878/3.6","v":0},{"$f":"DmTimely!DJ878/3.6","v":0},{"$f":"DmTimely!DK878/3.6","v":0},{"$f":"DmTimely!DL878/3.6","v":0},{"$f":"DmTimely!DM878/3.6","v":0},{"$f":"DmTimely!DN878/3.6","v":0},{"$f":"DmTimely!DO878/3.6","v":0},{"$f":"DmTimely!DP878/3.6","v":0},{"$f":"DmTimely!DQ878/3.6","v":0},{"$f":"DmTimely!DR878/3.6","v":0},0,null,6,{"$f":"DmTimely!DV878/3.6","v":0},{"$f":"DmTimely!DW878/3.6","v":0},{"$f":"DmTimely!DX878/3.6","v":0},{"$f":"DmTimely!DY878/3.6","v":0},{"$f":"DmTimely!DZ878/3.6","v":0},{"$f":"DmTimely!EA878/3.6","v":0},{"$f":"DmTimely!EB878/3.6","v":0},{"$f":"DmTimely!EC878/3.6","v":0},{"$f":"DmTimely!ED878/3.6","v":0},{"$f":"DmTimely!EE878/3.6","v":0},{"$f":"DmTimely!EF878/3.6","v":0},{"$f":"DmTimely!EG878/3.6","v":0},0]
[7,{"$f":"DmTimely!C879/3.6","v":0},{"$f":"DmTimely!D879/3.6","v":0},{"$f":"DmTimely!E879/3.6","v":0},{"$f":"DmTimely!F879/3.6","v":0},{"$f":"DmTimely!G879/3.6","v":0},{"$f":"DmTimely!H879/3.6","v":0},{"$f":"DmTimely!I879/3.6","v":0},{"$f":"DmTimely!J879/3.6","v":0},{"$f":"DmTimely!K879/3.6","v":0},{"$f":"DmTimely!L879/3.6","v":0},{"$f":"DmTimely!M879/3.6","v":0},{"$f":"DmTimely!N879/3.6","v":0},0,null,7,{"$f":"DmTimely!R879/3.6","v":0},{"$f":"DmTimely!S879/3.6","v":0},{"$f":"DmTimely!T879/3.6","v":0},{"$f":"DmTimely!U879/3.6","v":0},{"$f":"DmTimely!V879/3.6","v":0},{"$f":"DmTimely!W879/3.6","v":0},{"$f":"DmTimely!X879/3.6","v":0},{"$f":"DmTimely!Y879/3.6","v":0},{"$f":"DmTimely!Z879/3.6","v":0},{"$f":"DmTimely!AA879/3.6","v":0},{"$f":"DmTimely!AB879/3.6","v":0},{"$f":"DmTimely!AC879/3.6","v":0},0,null,7,{"$f":"DmTimely!AG879/3.6","v":0},{"$f":"DmTimely!AH879/3.6","v":0},{"$f":"DmTimely!AI879/3.6","v":0},{"$f":"DmTimely!AJ879/3.6","v":0},{"$f":"DmTimely!AK879/3.6","v":0},{"$f":"DmTimely!AL879/3.6","v":0},{"$f":"DmTimely!AM879/3.6","v":0},{"$f":"DmTimely!AN879/3.6","v":0},{"$f":"DmTimely!AO879/3.6","v":0},{"$f":"DmTimely!AP879/3.6","v":0},{"$f":"DmTimely!AQ879/3.6","v":0},{"$f":"DmTimely!AR879/3.6","v":0},0,null,null,null,7,{"$f":"DmTimely!CR879/3.6","v":0},{"$f":"DmTimely!CS879/3.6","v":0},{"$f":"DmTimely!CT879/3.6","v":0},{"$f":"DmTimely!CU879/3.6","v":0},{"$f":"DmTimely!CV879/3.6","v":0},{"$f":"DmTimely!CW879/3.6","v":0},{"$f":"DmTimely!CX879/3.6","v":0},{"$f":"DmTimely!CY879/3.6","v":0},{"$f":"DmTimely!CZ879/3.6","v":0},{"$f":"DmTimely!DA879/3.6","v":0},{"$f":"DmTimely!DB879/3.6","v":0},{"$f":"DmTimely!DC879/3.6","v":0},0,null,7,{"$f":"DmTimely!DG879/3.6","v":0},{"$f":"DmTimely!DH879/3.6","v":0},{"$f":"DmTimely!DI879/3.6","v":0},{"$f":"DmTimely!DJ879/3.6","v":0},{"$f":"DmTimely!DK879/3.6","v":0},{"$f":"DmTimely!DL879/3.6","v":0},{"$f":"DmTimely!DM879/3.6","v":0},{"$f":"DmTimely!DN879/3.6","v":0},{"$f":"DmTimely!DO879/3.6","v":0},{"$f":"DmTimely!DP879/3.6","v":0},{"$f":"DmTimely!DQ879/3.6","v":0},{"$f":"DmTimely!DR879/3.6","v":0},0,null,7,{"$f":"DmTimely!DV879/3.6","v":0},{"$f":"DmTimely!DW879/3.6","v":0},{"$f":"DmTimely!DX879/3.6","v":0},{"$f":"DmTimely!DY879/3.6","v":0},{"$f":"DmTimely!DZ879/3.6","v":0},{"$f":"DmTimely!EA879/3.6","v":0},{"$f":"DmTimely!EB879/3.6","v":0},{"$f":"DmTimely!EC879/3.6","v":0},{"$f":"DmTimely!ED879/3.6","v":0},{"$f":"DmTimely!EE879/3.6","v":0},{"$f":"DmTimely!EF879/3.6","v":0},{"$f":"DmTimely!EG879/3.6","v":0},0]
[8,{"$f":"DmTimely!C880/3.6","v":0},{"$f":"DmTimely!D880/3.6","v":0},{"$f":"DmTimely!E880/3.6","v":0},{"$f":"DmTimely!F880/3.6","v":0},{"$f":"DmTimely!G880/3.6","v":0},{"$f":"DmTimely!H880/3.6","v":0},{"$f":"DmTimely!I880/3.6","v":0},{"$f":"DmTimely!J880/3.6","v":0},{"$f":"DmTimely!K880/3.6","v":0},{"$f":"DmTimely!L880/3.6","v":0},{"$f":"DmTimely!M880/3.6","v":0},{"$f":"DmTimely!N880/3.6","v":0},0,null,8,{"$f":"DmTimely!R880/3.6","v":0},{"$f":"DmTimely!S880/3.6","v":0},{"$f":"DmTimely!T880/3.6","v":0},{"$f":"DmTimely!U880/3.6","v":0},{"$f":"DmTimely!V880/3.6","v":0},{"$f":"DmTimely!W880/3.6","v":0},{"$f":"DmTimely!X880/3.6","v":0},{"$f":"DmTimely!Y880/3.6","v":0},{"$f":"DmTimely!Z880/3.6","v":0},{"$f":"DmTimely!AA880/3.6","v":0},{"$f":"DmTimely!AB880/3.6","v":0},{"$f":"DmTimely!AC880/3.6","v":0},0,null,8,{"$f":"DmTimely!AG880/3.6","v":0},{"$f":"DmTimely!AH880/3.6","v":0},{"$f":"DmTimely!AI880/3.6","v":0},{"$f":"DmTimely!AJ880/3.6","v":0},{"$f":"DmTimely!AK880/3.6","v":0},{"$f":"DmTimely!AL880/3.6","v":0},{"$f":"DmTimely!AM880/3.6","v":0},{"$f":"DmTimely!AN880/3.6","v":0},{"$f":"DmTimely!AO880/3.6","v":0},{"$f":"DmTimely!AP880/3.6","v":0},{"$f":"DmTimely!AQ880/3.6","v":0},{"$f":"DmTimely!AR880/3.6","v":0},0,null,null,null,8,{"$f":"DmTimely!CR880/3.6","v":0},{"$f":"DmTimely!CS880/3.6","v":0},{"$f":"DmTimely!CT880/3.6","v":0},{"$f":"DmTimely!CU880/3.6","v":0},{"$f":"DmTimely!CV880/3.6","v":0},{"$f":"DmTimely!CW880/3.6","v":0},{"$f":"DmTimely!CX880/3.6","v":0},{"$f":"DmTimely!CY880/3.6","v":0},{"$f":"DmTimely!CZ880/3.6","v":0},{"$f":"DmTimely!DA880/3.6","v":0},{"$f":"DmTimely!DB880/3.6","v":0},{"$f":"DmTimely!DC880/3.6","v":0},0,null,8,{"$f":"DmTimely!DG880/3.6","v":0},{"$f":"DmTimely!DH880/3.6","v":0},{"$f":"DmTimely!DI880/3.6","v":0},{"$f":"DmTimely!DJ880/3.6","v":0},{"$f":"DmTimely!DK880/3.6","v":0},{"$f":"DmTimely!DL880/3.6","v":0},{"$f":"DmTimely!DM880/3.6","v":0},{"$f":"DmTimely!DN880/3.6","v":0},{"$f":"DmTimely!DO880/3.6","v":0},{"$f":"DmTimely!DP880/3.6","v":0},{"$f":"DmTimely!DQ880/3.6","v":0},{"$f":"DmTimely!DR880/3.6","v":0},0,null,8,{"$f":"DmTimely!DV880/3.6","v":0},{"$f":"DmTimely!DW880/3.6","v":0},{"$f":"DmTimely!DX880/3.6","v":0},{"$f":"DmTimely!DY880/3.6","v":0},{"$f":"DmTimely!DZ880/3.6","v":0},{"$f":"DmTimely!EA880/3.6","v":0},{"$f":"DmTimely!EB880/3.6","v":0},{"$f":"DmTimely!EC880/3.6","v":0},{"$f":"DmTimely!ED880/3.6","v":0},{"$f":"DmTimely!EE880/3.6","v":0},{"$f":"DmTimely!EF880/3.6","v":0},{"$f":"DmTimely!EG880/3.6","v":0},0]
[9,{"$f":"DmTimely!C881/3.6","v":0},{"$f":"DmTimely!D881/3.6","v":0},{"$f":"DmTimely!E881/3.6","v":0},{"$f":"DmTimely!F881/3.6","v":0},{"$f":"DmTimely!G881/3.6","v":0},{"$f":"DmTimely!H881/3.6","v":0},{"$f":"DmTimely!I881/3.6","v":0},{"$f":"DmTimely!J881/3.6","v":0},{"$f":"DmTimely!K881/3.6","v":0},{"$f":"DmTimely!L881/3.6","v":0},{"$f":"DmTimely!M881/3.6","v":0},{"$f":"DmTimely!N881/3.6","v":0},0,null,9,{"$f":"DmTimely!R881/3.6","v":0},{"$f":"DmTimely!S881/3.6","v":0},{"$f":"DmTimely!T881/3.6","v":0},{"$f":"DmTimely!U881/3.6","v":0},{"$f":"DmTimely!V881/3.6","v":0},{"$f":"DmTimely!W881/3.6","v":0},{"$f":"DmTimely!X881/3.6","v":0},{"$f":"DmTimely!Y881/3.6","v":0},{"$f":"DmTimely!Z881/3.6","v":0},{"$f":"DmTimely!AA881/3.6","v":0},{"$f":"DmTimely!AB881/3.6","v":0},{"$f":"DmTimely!AC881/3.6","v":0},0,null,9,{"$f":"DmTimely!AG881/3.6","v":0},{"$f":"DmTimely!AH881/3.6","v":0},{"$f":"DmTimely!AI881/3.6","v":0},{"$f":"DmTimely!AJ881/3.6","v":0},{"$f":"DmTimely!AK881/3.6","v":0},{"$f":"DmTimely!AL881/3.6","v":0},{"$f":"DmTimely!AM881/3.6","v":0},{"$f":"DmTimely!AN881/3.6","v":0},{"$f":"DmTimely!AO881/3.6","v":0},{"$f":"DmTimely!AP881/3.6","v":0},{"$f":"DmTimely!AQ881/3.6","v":0},{"$f":"DmTimely!AR881/3.6","v":0},0,null,null,null,9,{"$f":"DmTimely!CR881/3.6","v":0},{"$f":"DmTimely!CS881/3.6","v":0},{"$f":"DmTimely!CT881/3.6","v":0},{"$f":"DmTimely!CU881/3.6","v":0},{"$f":"DmTimely!CV881/3.6","v":0},{"$f":"DmTimely!CW881/3.6","v":0},{"$f":"DmTimely!CX881/3.6","v":0},{"$f":"DmTimely!CY881/3.6","v":0},{"$f":"DmTimely!CZ881/3.6","v":0},{"$f":"DmTimely!DA881/3.6","v":0},{"$f":"DmTimely!DB881/3.6","v":0},{"$f":"DmTimely!DC881/3.6","v":0},0,null,9,{"$f":"DmTimely!DG881/3.6","v":0},{"$f":"DmTimely!DH881/3.6","v":0},{"$f":"DmTimely!DI881/3.6","v":0},{"$f":"DmTimely!DJ881/3.6","v":0},{"$f":"DmTimely!DK881/3.6","v":0},{"$f":"DmTimely!DL881/3.6","v":0},{"$f":"DmTimely!DM881/3.6","v":0},{"$f":"DmTimely!DN881/3.6","v":0},{"$f":"DmTimely!DO881/3.6","v":0},{"$f":"DmTimely!DP881/3.6","v":0},{"$f":"DmTimely!DQ881/3.6","v":0},{"$f":"DmTimely!DR881/3.6","v":0},0,null,9,{"$f":"DmTimely!DV881/3.6","v":0},{"$f":"DmTimely!DW881/3.6","v":0},{"$f":"DmTimely!DX881/3.6","v":0},{"$f":"DmTimely!DY881/3.6","v":0},{"$f":"DmTimely!DZ881/3.6","v":0},{"$f":"DmTimely!EA881/3.6","v":0},{"$f":"DmTimely!EB881/3.6","v":0},{"$f":"DmTimely!EC881/3.6","v":0},{"$f":"DmTimely!ED881/3.6","v":0},{"$f":"DmTimely!EE881/3.6","v":0},{"$f":"DmTimely!EF881/3.6","v":0},{"$f":"DmTimely!EG881/3.6","v":0},0]
[10,{"$f":"DmTimely!C882/3.6","v":0},{"$f":"DmTimely!D882/3.6","v":0},{"$f":"DmTimely!E882/3.6","v":0},{"$f":"DmTimely!F882/3.6","v":0},{"$f":"DmTimely!G882/3.6","v":0},{"$f":"DmTimely!H882/3.6","v":0},{"$f":"DmTimely!I882/3.6","v":0},{"$f":"DmTimely!J882/3.6","v":0},{"$f":"DmTimely!K882/3.6","v":0},{"$f":"DmTimely!L882/3.6","v":0},{"$f":"DmTimely!M882/3.6","v":0},{"$f":"DmTimely!N882/3.6","v":0},0,null,10,{"$f":"DmTimely!R882/3.6","v":0},{"$f":"DmTimely!S882/3.6","v":0},{"$f":"DmTimely!T882/3.6","v":0},{"$f":"DmTimely!U882/3.6","v":0},{"$f":"DmTimely!V882/3.6","v":0},{"$f":"DmTimely!W882/3.6","v":0},{"$f":"DmTimely!X882/3.6","v":0},{"$f":"DmTimely!Y882/3.6","v":0},{"$f":"DmTimely!Z882/3.6","v":0},{"$f":"DmTimely!AA882/3.6","v":0},{"$f":"DmTimely!AB882/3.6","v":0},{"$f":"DmTimely!AC882/3.6","v":0},0,null,10,{"$f":"DmTimely!AG882/3.6","v":0},{"$f":"DmTimely!AH882/3.6","v":0},{"$f":"DmTimely!AI882/3.6","v":0},{"$f":"DmTimely!AJ882/3.6","v":0},{"$f":"DmTimely!AK882/3.6","v":0},{"$f":"DmTimely!AL882/3.6","v":0},{"$f":"DmTimely!AM882/3.6","v":0},{"$f":"DmTimely!AN882/3.6","v":0},{"$f":"DmTimely!AO882/3.6","v":0},{"$f":"DmTimely!AP882/3.6","v":0},{"$f":"DmTimely!AQ882/3.6","v":0},{"$f":"DmTimely!AR882/3.6","v":0},0,null,null,null,10,{"$f":"DmTimely!CR882/3.6","v":0},{"$f":"DmTimely!CS882/3.6","v":0},{"$f":"DmTimely!CT882/3.6","v":0},{"$f":"DmTimely!CU882/3.6","v":0},{"$f":"DmTimely!CV882/3.6","v":0},{"$f":"DmTimely!CW882/3.6","v":0},{"$f":"DmTimely!CX882/3.6","v":0},{"$f":"DmTimely!CY882/3.6","v":0},{"$f":"DmTimely!CZ882/3.6","v":0},{"$f":"DmTimely!DA882/3.6","v":0},{"$f":"DmTimely!DB882/3.6","v":0},{"$f":"DmTimely!DC882/3.6","v":0},0,null,10,{"$f":"DmTimely!DG882/3.6","v":0},{"$f":"DmTimely!DH882/3.6","v":0},{"$f":"DmTimely!DI882/3.6","v":0},{"$f":"DmTimely!DJ882/3.6","v":0},{"$f":"DmTimely!DK882/3.6","v":0},{"$f":"DmTimely!DL882/3.6","v":0},{"$f":"DmTimely!DM882/3.6","v":0},{"$f":"DmTimely!DN882/3.6","v":0},{"$f":"DmTimely!DO882/3.6","v":0},{"$f":"DmTimely!DP882/3.6","v":0},{"$f":"DmTimely!DQ882/3.6","v":0},{"$f":"DmTimely!DR882/3.6","v":0},0,null,10,{"$f":"DmTimely!DV882/3.6","v":0},{"$f":"DmTimely!DW882/3.6","v":0},{"$f":"DmTimely!DX882/3.6","v":0},{"$f":"DmTimely!DY882/3.6","v":0},{"$f":"DmTimely!DZ882/3.6","v":0},{"$f":"DmTimely!EA882/3.6","v":0},{"$f":"DmTimely!EB882/3.6","v":0},{"$f":"DmTimely!EC882/3.6","v":0},{"$f":"DmTimely!ED882/3.6","v":0},{"$f":"DmTimely!EE882/3.6","v":0},{"$f":"DmTimely!EF882/3.6","v":0},{"$f":"DmTimely!EG882/3.6","v":0},0]
[11,{"$f":"DmTimely!C883/3.6","v":0},{"$f":"DmTimely!D883/3.6","v":0},{"$f":"DmTimely!E883/3.6","v":0},{"$f":"DmTimely!F883/3.6","v":0},{"$f":"DmTimely!G883/3.6","v":0},{"$f":"DmTimely!H883/3.6","v":0},{"$f":"DmTimely!I883/3.6","v":0},{"$f":"DmTimely!J883/3.6","v":0},{"$f":"DmTimely!K883/3.6","v":0},{"$f":"DmTimely!L883/3.6","v":0},{"$f":"DmTimely!M883/3.6","v":0},{"$f":"DmTimely!N883/3.6","v":0},0,null,11,{"$f":"DmTimely!R883/3.6","v":0},{"$f":"DmTimely!S883/3.6","v":0},{"$f":"DmTimely!T883/3.6","v":0},{"$f":"DmTimely!U883/3.6","v":0},{"$f":"DmTimely!V883/3.6","v":0},{"$f":"DmTimely!W883/3.6","v":0},{"$f":"DmTimely!X883/3.6","v":0},{"$f":"DmTimely!Y883/3.6","v":0},{"$f":"DmTimely!Z883/3.6","v":0},{"$f":"DmTimely!AA883/3.6","v":0},{"$f":"DmTimely!AB883/3.6","v":0},{"$f":"DmTimely!AC883/3.6","v":0},0,null,11,{"$f":"DmTimely!AG883/3.6","v":0},{"$f":"DmTimely!AH883/3.6","v":0},{"$f":"DmTimely!AI883/3.6","v":0},{"$f":"DmTimely!AJ883/3.6","v":0},{"$f":"DmTimely!AK883/3.6","v":0},{"$f":"DmTimely!AL883/3.6","v":0},{"$f":"DmTimely!AM883/3.6","v":0},{"$f":"DmTimely!AN883/3.6","v":0},{"$f":"DmTimely!AO883/3.6","v":0},{"$f":"DmTimely!AP883/3.6","v":0},{"$f":"DmTimely!AQ883/3.6","v":0},{"$f":"DmTimely!AR883/3.6","v":0},0,null,null,null,11,{"$f":"DmTimely!CR883/3.6","v":0},{"$f":"DmTimely!CS883/3.6","v":0},{"$f":"DmTimely!CT883/3.6","v":0},{"$f":"DmTimely!CU883/3.6","v":0},{"$f":"DmTimely!CV883/3.6","v":0},{"$f":"DmTimely!CW883/3.6","v":0},{"$f":"DmTimely!CX883/3.6","v":0},{"$f":"DmTimely!CY883/3.6","v":0},{"$f":"DmTimely!CZ883/3.6","v":0},{"$f":"DmTimely!DA883/3.6","v":0},{"$f":"DmTimely!DB883/3.6","v":0},{"$f":"DmTimely!DC883/3.6","v":0},0,null,11,{"$f":"DmTimely!DG883/3.6","v":0},{"$f":"DmTimely!DH883/3.6","v":0},{"$f":"DmTimely!DI883/3.6","v":0},{"$f":"DmTimely!DJ883/3.6","v":0},{"$f":"DmTimely!DK883/3.6","v":0},{"$f":"DmTimely!DL883/3.6","v":0},{"$f":"DmTimely!DM883/3.6","v":0},{"$f":"DmTimely!DN883/3.6","v":0},{"$f":"DmTimely!DO883/3.6","v":0},{"$f":"DmTimely!DP883/3.6","v":0},{"$f":"DmTimely!DQ883/3.6","v":0},{"$f":"DmTimely!DR883/3.6","v":0},0,null,11,{"$f":"DmTimely!DV883/3.6","v":0},{"$f":"DmTimely!DW883/3.6","v":0},{"$f":"DmTimely!DX883/3.6","v":0},{"$f":"DmTimely!DY883/3.6","v":0},{"$f":"DmTimely!DZ883/3.6","v":0},{"$f":"DmTimely!EA883/3.6","v":0},{"$f":"DmTimely!EB883/3.6","v":0},{"$f":"DmTimely!EC883/3.6","v":0},{"$f":"DmTimely!ED883/3.6","v":0},{"$f":"DmTimely!EE883/3.6","v":0},{"$f":"DmTimely!EF883/3.6","v":0},{"$f":"DmTimely!EG883/3.6","v":0},0]
[12,{"$f":"DmTimely!C884/3.6","v":0},{"$f":"DmTimely!D884/3.6","v":0},{"$f":"DmTimely!E884/3.6","v":0},{"$f":"DmTimely!F884/3.6","v":0},{"$f":"DmTimely!G884/3.6","v":0},{"$f":"DmTimely!H884/3.6","v":0},{"$f":"DmTimely!I884/3.6","v":0},{"$f":"DmTimely!J884/3.6","v":0},{"$f":"DmTimely!K884/3.6","v":0},{"$f":"DmTimely!L884/3.6","v":0},{"$f":"DmTimely!M884/3.6","v":0},{"$f":"DmTimely!N884/3.6","v":0},0,null,12,{"$f":"DmTimely!R884/3.6","v":0},{"$f":"DmTimely!S884/3.6","v":0},{"$f":"DmTimely!T884/3.6","v":0},{"$f":"DmTimely!U884/3.6","v":0},{"$f":"DmTimely!V884/3.6","v":0},{"$f":"DmTimely!W884/3.6","v":0},{"$f":"DmTimely!X884/3.6","v":0},{"$f":"DmTimely!Y884/3.6","v":0},{"$f":"DmTimely!Z884/3.6","v":0},{"$f":"DmTimely!AA884/3.6","v":0},{"$f":"DmTimely!AB884/3.6","v":0},{"$f":"DmTimely!AC884/3.6","v":0},0,null,12,{"$f":"DmTimely!AG884/3.6","v":0},{"$f":"DmTimely!AH884/3.6","v":0},{"$f":"DmTimely!AI884/3.6","v":0},{"$f":"DmTimely!AJ884/3.6","v":0},{"$f":"DmTimely!AK884/3.6","v":0},{"$f":"DmTimely!AL884/3.6","v":0},{"$f":"DmTimely!AM884/3.6","v":0},{"$f":"DmTimely!AN884/3.6","v":0},{"$f":"DmTimely!AO884/3.6","v":0},{"$f":"DmTimely!AP884/3.6","v":0},{"$f":"DmTimely!AQ884/3.6","v":0},{"$f":"DmTimely!AR884/3.6","v":0},0,null,null,null,12,{"$f":"DmTimely!CR884/3.6","v":0},{"$f":"DmTimely!CS884/3.6","v":0},{"$f":"DmTimely!CT884/3.6","v":0},{"$f":"DmTimely!CU884/3.6","v":0},{"$f":"DmTimely!CV884/3.6","v":0},{"$f":"DmTimely!CW884/3.6","v":0},{"$f":"DmTimely!CX884/3.6","v":0},{"$f":"DmTimely!CY884/3.6","v":0},{"$f":"DmTimely!CZ884/3.6","v":0},{"$f":"DmTimely!DA884/3.6","v":0},{"$f":"DmTimely!DB884/3.6","v":0},{"$f":"DmTimely!DC884/3.6","v":0},0,null,12,{"$f":"DmTimely!DG884/3.6","v":0},{"$f":"DmTimely!DH884/3.6","v":0},{"$f":"DmTimely!DI884/3.6","v":0},{"$f":"DmTimely!DJ884/3.6","v":0},{"$f":"DmTimely!DK884/3.6","v":0},{"$f":"DmTimely!DL884/3.6","v":0},{"$f":"DmTimely!DM884/3.6","v":0},{"$f":"DmTimely!DN884/3.6","v":0},{"$f":"DmTimely!DO884/3.6","v":0},{"$f":"DmTimely!DP884/3.6","v":0},{"$f":"DmTimely!DQ884/3.6","v":0},{"$f":"DmTimely!DR884/3.6","v":0},0,null,12,{"$f":"DmTimely!DV884/3.6","v":0},{"$f":"DmTimely!DW884/3.6","v":0},{"$f":"DmTimely!DX884/3.6","v":0},{"$f":"DmTimely!DY884/3.6","v":0},{"$f":"DmTimely!DZ884/3.6","v":0},{"$f":"DmTimely!EA884/3.6","v":0},{"$f":"DmTimely!EB884/3.6","v":0},{"$f":"DmTimely!EC884/3.6","v":0},{"$f":"DmTimely!ED884/3.6","v":0},{"$f":"DmTimely!EE884/3.6","v":0},{"$f":"DmTimely!EF884/3.6","v":0},{"$f":"DmTimely!EG884/3.6","v":0},0]
[13,{"$f":"DmTimely!C885/3.6","v":0},{"$f":"DmTimely!D885/3.6","v":0},{"$f":"DmTimely!E885/3.6","v":0},{"$f":"DmTimely!F885/3.6","v":0},{"$f":"DmTimely!G885/3.6","v":0},{"$f":"DmTimely!H885/3.6","v":0},{"$f":"DmTimely!I885/3.6","v":0},{"$f":"DmTimely!J885/3.6","v":0},{"$f":"DmTimely!K885/3.6","v":0},{"$f":"DmTimely!L885/3.6","v":0},{"$f":"DmTimely!M885/3.6","v":0},{"$f":"DmTimely!N885/3.6","v":0},0,null,13,{"$f":"DmTimely!R885/3.6","v":0},{"$f":"DmTimely!S885/3.6","v":0},{"$f":"DmTimely!T885/3.6","v":0},{"$f":"DmTimely!U885/3.6","v":0},{"$f":"DmTimely!V885/3.6","v":0},{"$f":"DmTimely!W885/3.6","v":0},{"$f":"DmTimely!X885/3.6","v":0},{"$f":"DmTimely!Y885/3.6","v":0},{"$f":"DmTimely!Z885/3.6","v":0},{"$f":"DmTimely!AA885/3.6","v":0},{"$f":"DmTimely!AB885/3.6","v":0},{"$f":"DmTimely!AC885/3.6","v":0},0,null,13,{"$f":"DmTimely!AG885/3.6","v":0},{"$f":"DmTimely!AH885/3.6","v":0},{"$f":"DmTimely!AI885/3.6","v":0},{"$f":"DmTimely!AJ885/3.6","v":0},{"$f":"DmTimely!AK885/3.6","v":0},{"$f":"DmTimely!AL885/3.6","v":0},{"$f":"DmTimely!AM885/3.6","v":0},{"$f":"DmTimely!AN885/3.6","v":0},{"$f":"DmTimely!AO885/3.6","v":0},{"$f":"DmTimely!AP885/3.6","v":0},{"$f":"DmTimely!AQ885/3.6","v":0},{"$f":"DmTimely!AR885/3.6","v":0},0,null,null,null,13,{"$f":"DmTimely!CR885/3.6","v":0},{"$f":"DmTimely!CS885/3.6","v":0},{"$f":"DmTimely!CT885/3.6","v":0},{"$f":"DmTimely!CU885/3.6","v":0},{"$f":"DmTimely!CV885/3.6","v":0},{"$f":"DmTimely!CW885/3.6","v":0},{"$f":"DmTimely!CX885/3.6","v":0},{"$f":"DmTimely!CY885/3.6","v":0},{"$f":"DmTimely!CZ885/3.6","v":0},{"$f":"DmTimely!DA885/3.6","v":0},{"$f":"DmTimely!DB885/3.6","v":0},{"$f":"DmTimely!DC885/3.6","v":0},0,null,13,{"$f":"DmTimely!DG885/3.6","v":0},{"$f":"DmTimely!DH885/3.6","v":0},{"$f":"DmTimely!DI885/3.6","v":0},{"$f":"DmTimely!DJ885/3.6","v":0},{"$f":"DmTimely!DK885/3.6","v":0},{"$f":"DmTimely!DL885/3.6","v":0},{"$f":"DmTimely!DM885/3.6","v":0},{"$f":"DmTimely!DN885/3.6","v":0},{"$f":"DmTimely!DO885/3.6","v":0},{"$f":"DmTimely!DP885/3.6","v":0},{"$f":"DmTimely!DQ885/3.6","v":0},{"$f":"DmTimely!DR885/3.6","v":0},0,null,13,{"$f":"DmTimely!DV885/3.6","v":0},{"$f":"DmTimely!DW885/3.6","v":0},{"$f":"DmTimely!DX885/3.6","v":0},{"$f":"DmTimely!DY885/3.6","v":0},{"$f":"DmTimely!DZ885/3.6","v":0},{"$f":"DmTimely!EA885/3.6","v":0},{"$f":"DmTimely!EB885/3.6","v":0},{"$f":"DmTimely!EC885/3.6","v":0},{"$f":"DmTimely!ED885/3.6","v":0},{"$f":"DmTimely!EE885/3.6","v":0},{"$f":"DmTimely!EF885/3.6","v":0},{"$f":"DmTimely!EG885/3.6","v":0},0]
[14,{"$f":"DmTimely!C886/3.6","v":0},{"$f":"DmTimely!D886/3.6","v":0},{"$f":"DmTimely!E886/3.6","v":0},{"$f":"DmTimely!F886/3.6","v":0},{"$f":"DmTimely!G886/3.6","v":0},{"$f":"DmTimely!H886/3.6","v":0},{"$f":"DmTimely!I886/3.6","v":0},{"$f":"DmTimely!J886/3.6","v":0},{"$f":"DmTimely!K886/3.6","v":0},{"$f":"DmTimely!L886/3.6","v":0},{"$f":"DmTimely!M886/3.6","v":0},{"$f":"DmTimely!N886/3.6","v":0},0,null,14,{"$f":"DmTimely!R886/3.6","v":0},{"$f":"DmTimely!S886/3.6","v":0},{"$f":"DmTimely!T886/3.6","v":0},{"$f":"DmTimely!U886/3.6","v":0},{"$f":"DmTimely!V886/3.6","v":0},{"$f":"DmTimely!W886/3.6","v":0},{"$f":"DmTimely!X886/3.6","v":0},{"$f":"DmTimely!Y886/3.6","v":0},{"$f":"DmTimely!Z886/3.6","v":0},{"$f":"DmTimely!AA886/3.6","v":0},{"$f":"DmTimely!AB886/3.6","v":0},{"$f":"DmTimely!AC886/3.6","v":0},0,null,14,{"$f":"DmTimely!AG886/3.6","v":0},{"$f":"DmTimely!AH886/3.6","v":0},{"$f":"DmTimely!AI886/3.6","v":0},{"$f":"DmTimely!AJ886/3.6","v":0},{"$f":"DmTimely!AK886/3.6","v":0},{"$f":"DmTimely!AL886/3.6","v":0},{"$f":"DmTimely!AM886/3.6","v":0},{"$f":"DmTimely!AN886/3.6","v":0},{"$f":"DmTimely!AO886/3.6","v":0},{"$f":"DmTimely!AP886/3.6","v":0},{"$f":"DmTimely!AQ886/3.6","v":0},{"$f":"DmTimely!AR886/3.6","v":0},0,null,null,null,14,{"$f":"DmTimely!CR886/3.6","v":0},{"$f":"DmTimely!CS886/3.6","v":0},{"$f":"DmTimely!CT886/3.6","v":0},{"$f":"DmTimely!CU886/3.6","v":0},{"$f":"DmTimely!CV886/3.6","v":0},{"$f":"DmTimely!CW886/3.6","v":0},{"$f":"DmTimely!CX886/3.6","v":0},{"$f":"DmTimely!CY886/3.6","v":0},{"$f":"DmTimely!CZ886/3.6","v":0},{"$f":"DmTimely!DA886/3.6","v":0},{"$f":"DmTimely!DB886/3.6","v":0},{"$f":"DmTimely!DC886/3.6","v":0},0,null,14,{"$f":"DmTimely!DG886/3.6","v":0},{"$f":"DmTimely!DH886/3.6","v":0},{"$f":"DmTimely!DI886/3.6","v":0},{"$f":"DmTimely!DJ886/3.6","v":0},{"$f":"DmTimely!DK886/3.6","v":0},{"$f":"DmTimely!DL886/3.6","v":0},{"$f":"DmTimely!DM886/3.6","v":0},{"$f":"DmTimely!DN886/3.6","v":0},{"$f":"DmTimely!DO886/3.6","v":0},{"$f":"DmTimely!DP886/3.6","v":0},{"$f":"DmTimely!DQ886/3.6","v":0},{"$f":"DmTimely!DR886/3.6","v":0},0,null,14,{"$f":"DmTimely!DV886/3.6","v":0},{"$f":"DmTimely!DW886/3.6","v":0},{"$f":"DmTimely!DX886/3.6","v":0},{"$f":"DmTimely!DY886/3.6","v":0},{"$f":"DmTimely!DZ886/3.6","v":0},{"$f":"DmTimely!EA886/3.6","v":0},{"$f":"DmTimely!EB886/3.6","v":0},{"$f":"DmTimely!EC886/3.6","v":0},{"$f":"DmTimely!ED886/3.6","v":0},{"$f":"DmTimely!EE886/3.6","v":0},{"$f":"DmTimely!EF886/3.6","v":0},{"$f":"DmTimely!EG886/3.6","v":0},0]
[15,{"$f":"DmTimely!C887/3.6","v":0},{"$f":"DmTimely!D887/3.6","v":0},{"$f":"DmTimely!E887/3.6","v":0},{"$f":"DmTimely!F887/3.6","v":0},{"$f":"DmTimely!G887/3.6","v":0},{"$f":"DmTimely!H887/3.6","v":0},{"$f":"DmTimely!I887/3.6","v":0},{"$f":"DmTimely!J887/3.6","v":0},{"$f":"DmTimely!K887/3.6","v":0},{"$f":"DmTimely!L887/3.6","v":0},{"$f":"DmTimely!M887/3.6","v":0},{"$f":"DmTimely!N887/3.6","v":0},0,null,15,{"$f":"DmTimely!R887/3.6","v":0},{"$f":"DmTimely!S887/3.6","v":0},{"$f":"DmTimely!T887/3.6","v":0},{"$f":"DmTimely!U887/3.6","v":0},{"$f":"DmTimely!V887/3.6","v":0},{"$f":"DmTimely!W887/3.6","v":0},{"$f":"DmTimely!X887/3.6","v":0},{"$f":"DmTimely!Y887/3.6","v":0},{"$f":"DmTimely!Z887/3.6","v":0},{"$f":"DmTimely!AA887/3.6","v":0},{"$f":"DmTimely!AB887/3.6","v":0},{"$f":"DmTimely!AC887/3.6","v":0},0,null,15,{"$f":"DmTimely!AG887/3.6","v":0},{"$f":"DmTimely!AH887/3.6","v":0},{"$f":"DmTimely!AI887/3.6","v":0},{"$f":"DmTimely!AJ887/3.6","v":0},{"$f":"DmTimely!AK887/3.6","v":0},{"$f":"DmTimely!AL887/3.6","v":0},{"$f":"DmTimely!AM887/3.6","v":0},{"$f":"DmTimely!AN887/3.6","v":0},{"$f":"DmTimely!AO887/3.6","v":0},{"$f":"DmTimely!AP887/3.6","v":0},{"$f":"DmTimely!AQ887/3.6","v":0},{"$f":"DmTimely!AR887/3.6","v":0},0,null,null,null,15,{"$f":"DmTimely!CR887/3.6","v":0},{"$f":"DmTimely!CS887/3.6","v":0},{"$f":"DmTimely!CT887/3.6","v":0},{"$f":"DmTimely!CU887/3.6","v":0},{"$f":"DmTimely!CV887/3.6","v":0},{"$f":"DmTimely!CW887/3.6","v":0},{"$f":"DmTimely!CX887/3.6","v":0},{"$f":"DmTimely!CY887/3.6","v":0},{"$f":"DmTimely!CZ887/3.6","v":0},{"$f":"DmTimely!DA887/3.6","v":0},{"$f":"DmTimely!DB887/3.6","v":0},{"$f":"DmTimely!DC887/3.6","v":0},0,null,15,{"$f":"DmTimely!DG887/3.6","v":0},{"$f":"DmTimely!DH887/3.6","v":0},{"$f":"DmTimely!DI887/3.6","v":0},{"$f":"DmTimely!DJ887/3.6","v":0},{"$f":"DmTimely!DK887/3.6","v":0},{"$f":"DmTimely!DL887/3.6","v":0},{"$f":"DmTimely!DM887/3.6","v":0},{"$f":"DmTimely!DN887/3.6","v":0},{"$f":"DmTimely!DO887/3.6","v":0},{"$f":"DmTimely!DP887/3.6","v":0},{"$f":"DmTimely!DQ887/3.6","v":0},{"$f":"DmTimely!DR887/3.6","v":0},0,null,15,{"$f":"DmTimely!DV887/3.6","v":0},{"$f":"DmTimely!DW887/3.6","v":0},{"$f":"DmTimely!DX887/3.6","v":0},{"$f":"DmTimely!DY887/3.6","v":0},{"$f":"DmTimely!DZ887/3.6","v":0},{"$f":"DmTimely!EA887/3.6","v":0},{"$f":"DmTimely!EB887/3.6","v":0},{"$f":"DmTimely!EC887/3.6","v":0},{"$f":"DmTimely!ED887/3.6","v":0},{"$f":"DmTimely!EE887/3.6","v":0},{"$f":"DmTimely!EF887/3.6","v":0},{"$f":"DmTimely!EG887/3.6","v":0},0]
[16,{"$f":"DmTimely!C888/3.6","v":0},{"$f":"DmTimely!D888/3.6","v":0},{"$f":"DmTimely!E888/3.6","v":0},{"$f":"DmTimely!F888/3.6","v":0},{"$f":"DmTimely!G888/3.6","v":0},{"$f":"DmTimely!H888/3.6","v":0},{"$f":"DmTimely!I888/3.6","v":0},{"$f":"DmTimely!J888/3.6","v":0},{"$f":"DmTimely!K888/3.6","v":0},{"$f":"DmTimely!L888/3.6","v":0},{"$f":"DmTimely!M888/3.6","v":0},{"$f":"DmTimely!N888/3.6","v":0},0,null,16,{"$f":"DmTimely!R888/3.6","v":0},{"$f":"DmTimely!S888/3.6","v":0},{"$f":"DmTimely!T888/3.6","v":0},{"$f":"DmTimely!U888/3.6","v":0},{"$f":"DmTimely!V888/3.6","v":0},{"$f":"DmTimely!W888/3.6","v":0},{"$f":"DmTimely!X888/3.6","v":0},{"$f":"DmTimely!Y888/3.6","v":0},{"$f":"DmTimely!Z888/3.6","v":0},{"$f":"DmTimely!AA888/3.6","v":0},{"$f":"DmTimely!AB888/3.6","v":0},{"$f":"DmTimely!AC888/3.6","v":0},0,null,16,{"$f":"DmTimely!AG888/3.6","v":0},{"$f":"DmTimely!AH888/3.6","v":0},{"$f":"DmTimely!AI888/3.6","v":0},{"$f":"DmTimely!AJ888/3.6","v":0},{"$f":"DmTimely!AK888/3.6","v":0},{"$f":"DmTimely!AL888/3.6","v":0},{"$f":"DmTimely!AM888/3.6","v":0},{"$f":"DmTimely!AN888/3.6","v":0},{"$f":"DmTimely!AO888/3.6","v":0},{"$f":"DmTimely!AP888/3.6","v":0},{"$f":"DmTimely!AQ888/3.6","v":0},{"$f":"DmTimely!AR888/3.6","v":0},0,null,null,null,16,{"$f":"DmTimely!CR888/3.6","v":0},{"$f":"DmTimely!CS888/3.6","v":0},{"$f":"DmTimely!CT888/3.6","v":0},{"$f":"DmTimely!CU888/3.6","v":0},{"$f":"DmTimely!CV888/3.6","v":0},{"$f":"DmTimely!CW888/3.6","v":0},{"$f":"DmTimely!CX888/3.6","v":0},{"$f":"DmTimely!CY888/3.6","v":0},{"$f":"DmTimely!CZ888/3.6","v":0},{"$f":"DmTimely!DA888/3.6","v":0},{"$f":"DmTimely!DB888/3.6","v":0},{"$f":"DmTimely!DC888/3.6","v":0},0,null,16,{"$f":"DmTimely!DG888/3.6","v":0},{"$f":"DmTimely!DH888/3.6","v":0},{"$f":"DmTimely!DI888/3.6","v":0},{"$f":"DmTimely!DJ888/3.6","v":0},{"$f":"DmTimely!DK888/3.6","v":0},{"$f":"DmTimely!DL888/3.6","v":0},{"$f":"DmTimely!DM888/3.6","v":0},{"$f":"DmTimely!DN888/3.6","v":0},{"$f":"DmTimely!DO888/3.6","v":0},{"$f":"DmTimely!DP888/3.6","v":0},{"$f":"DmTimely!DQ888/3.6","v":0},{"$f":"DmTimely!DR888/3.6","v":0},0,null,16,{"$f":"DmTimely!DV888/3.6","v":0},{"$f":"DmTimely!DW888/3.6","v":0},{"$f":"DmTimely!DX888/3.6","v":0},{"$f":"DmTimely!DY888/3.6","v":0},{"$f":"DmTimely!DZ888/3.6","v":0},{"$f":"DmTimely!EA888/3.6","v":0},{"$f":"DmTimely!EB888/3.6","v":0},{"$f":"DmTimely!EC888/3.6","v":0},{"$f":"DmTimely!ED888/3.6","v":0},{"$f":"DmTimely!EE888/3.6","v":0},{"$f":"DmTimely!EF888/3.6","v":0},{"$f":"DmTimely!EG888/3.6","v":0},0]
[17,{"$f":"DmTimely!C889/3.6","v":0},{"$f":"DmTimely!D889/3.6","v":0},{"$f":"DmTimely!E889/3.6","v":0},{"$f":"DmTimely!F889/3.6","v":0},{"$f":"DmTimely!G889/3.6","v":0},{"$f":"DmTimely!H889/3.6","v":0},{"$f":"DmTimely!I889/3.6","v":0},{"$f":"DmTimely!J889/3.6","v":0},{"$f":"DmTimely!K889/3.6","v":0},{"$f":"DmTimely!L889/3.6","v":0},{"$f":"DmTimely!M889/3.6","v":0},{"$f":"DmTimely!N889/3.6","v":0},0,null,17,{"$f":"DmTimely!R889/3.6","v":0},{"$f":"DmTimely!S889/3.6","v":0},{"$f":"DmTimely!T889/3.6","v":0},{"$f":"DmTimely!U889/3.6","v":0},{"$f":"DmTimely!V889/3.6","v":0},{"$f":"DmTimely!W889/3.6","v":0},{"$f":"DmTimely!X889/3.6","v":0},{"$f":"DmTimely!Y889/3.6","v":0},{"$f":"DmTimely!Z889/3.6","v":0},{"$f":"DmTimely!AA889/3.6","v":0},{"$f":"DmTimely!AB889/3.6","v":0},{"$f":"DmTimely!AC889/3.6","v":0},0,null,17,{"$f":"DmTimely!AG889/3.6","v":0},{"$f":"DmTimely!AH889/3.6","v":0},{"$f":"DmTimely!AI889/3.6","v":0},{"$f":"DmTimely!AJ889/3.6","v":0},{"$f":"DmTimely!AK889/3.6","v":0},{"$f":"DmTimely!AL889/3.6","v":0},{"$f":"DmTimely!AM889/3.6","v":0},{"$f":"DmTimely!AN889/3.6","v":0},{"$f":"DmTimely!AO889/3.6","v":0},{"$f":"DmTimely!AP889/3.6","v":0},{"$f":"DmTimely!AQ889/3.6","v":0},{"$f":"DmTimely!AR889/3.6","v":0},0,null,null,null,17,{"$f":"DmTimely!CR889/3.6","v":0},{"$f":"DmTimely!CS889/3.6","v":0},{"$f":"DmTimely!CT889/3.6","v":0},{"$f":"DmTimely!CU889/3.6","v":0},{"$f":"DmTimely!CV889/3.6","v":0},{"$f":"DmTimely!CW889/3.6","v":0},{"$f":"DmTimely!CX889/3.6","v":0},{"$f":"DmTimely!CY889/3.6","v":0},{"$f":"DmTimely!CZ889/3.6","v":0},{"$f":"DmTimely!DA889/3.6","v":0},{"$f":"DmTimely!DB889/3.6","v":0},{"$f":"DmTimely!DC889/3.6","v":0},0,null,17,{"$f":"DmTimely!DG889/3.6","v":0},{"$f":"DmTimely!DH889/3.6","v":0},{"$f":"DmTimely!DI889/3.6","v":0},{"$f":"DmTimely!DJ889/3.6","v":0},{"$f":"DmTimely!DK889/3.6","v":0},{"$f":"DmTimely!DL889/3.6","v":0},{"$f":"DmTimely!DM889/3.6","v":0},{"$f":"DmTimely!DN889/3.6","v":0},{"$f":"DmTimely!DO889/3.6","v":0},{"$f":"DmTimely!DP889/3.6","v":0},{"$f":"DmTimely!DQ889/3.6","v":0},{"$f":"DmTimely!DR889/3.6","v":0},0,null,17,{"$f":"DmTimely!DV889/3.6","v":0},{"$f":"DmTimely!DW889/3.6","v":0},{"$f":"DmTimely!DX889/3.6","v":0},{"$f":"DmTimely!DY889/3.6","v":0},{"$f":"DmTimely!DZ889/3.6","v":0},{"$f":"DmTimely!EA889/3.6","v":0},{"$f":"DmTimely!EB889/3.6","v":0},{"$f":"DmTimely!EC889/3.6","v":0},{"$f":"DmTimely!ED889/3.6","v":0},{"$f":"DmTimely!EE889/3.6","v":0},{"$f":"DmTimely!EF889/3.6","v":0},{"$f":"DmTimely!EG889/3.6","v":0},0]
[18,{"$f":"DmTimely!C890/3.6","v":0},{"$f":"DmTimely!D890/3.6","v":0},{"$f":"DmTimely!E890/3.6","v":0},{"$f":"DmTimely!F890/3.6","v":0},{"$f":"DmTimely!G890/3.6","v":0},{"$f":"DmTimely!H890/3.6","v":0},{"$f":"DmTimely!I890/3.6","v":0},{"$f":"DmTimely!J890/3.6","v":0},{"$f":"DmTimely!K890/3.6","v":0},{"$f":"DmTimely!L890/3.6","v":0},{"$f":"DmTimely!M890/3.6","v":0},{"$f":"DmTimely!N890/3.6","v":0},0,null,18,{"$f":"DmTimely!R890/3.6","v":0},{"$f":"DmTimely!S890/3.6","v":0},{"$f":"DmTimely!T890/3.6","v":0},{"$f":"DmTimely!U890/3.6","v":0},{"$f":"DmTimely!V890/3.6","v":0},{"$f":"DmTimely!W890/3.6","v":0},{"$f":"DmTimely!X890/3.6","v":0},{"$f":"DmTimely!Y890/3.6","v":0},{"$f":"DmTimely!Z890/3.6","v":0},{"$f":"DmTimely!AA890/3.6","v":0},{"$f":"DmTimely!AB890/3.6","v":0},{"$f":"DmTimely!AC890/3.6","v":0},0,null,18,{"$f":"DmTimely!AG890/3.6","v":0},{"$f":"DmTimely!AH890/3.6","v":0},{"$f":"DmTimely!AI890/3.6","v":0},{"$f":"DmTimely!AJ890/3.6","v":0},{"$f":"DmTimely!AK890/3.6","v":0},{"$f":"DmTimely!AL890/3.6","v":0},{"$f":"DmTimely!AM890/3.6","v":0},{"$f":"DmTimely!AN890/3.6","v":0},{"$f":"DmTimely!AO890/3.6","v":0},{"$f":"DmTimely!AP890/3.6","v":0},{"$f":"DmTimely!AQ890/3.6","v":0},{"$f":"DmTimely!AR890/3.6","v":0},0,null,null,null,18,{"$f":"DmTimely!CR890/3.6","v":0},{"$f":"DmTimely!CS890/3.6","v":0},{"$f":"DmTimely!CT890/3.6","v":0},{"$f":"DmTimely!CU890/3.6","v":0},{"$f":"DmTimely!CV890/3.6","v":0},{"$f":"DmTimely!CW890/3.6","v":0},{"$f":"DmTimely!CX890/3.6","v":0},{"$f":"DmTimely!CY890/3.6","v":0},{"$f":"DmTimely!CZ890/3.6","v":0},{"$f":"DmTimely!DA890/3.6","v":0},{"$f":"DmTimely!DB890/3.6","v":0},{"$f":"DmTimely!DC890/3.6","v":0},0,null,18,{"$f":"DmTimely!DG890/3.6","v":0},{"$f":"DmTimely!DH890/3.6","v":0},{"$f":"DmTimely!DI890/3.6","v":0},{"$f":"DmTimely!DJ890/3.6","v":0},{"$f":"DmTimely!DK890/3.6","v":0},{"$f":"DmTimely!DL890/3.6","v":0},{"$f":"DmTimely!DM890/3.6","v":0},{"$f":"DmTimely!DN890/3.6","v":0},{"$f":"DmTimely!DO890/3.6","v":0},{"$f":"DmTimely!DP890/3.6","v":0},{"$f":"DmTimely!DQ890/3.6","v":0},{"$f":"DmTimely!DR890/3.6","v":0},0,null,18,{"$f":"DmTimely!DV890/3.6","v":0},{"$f":"DmTimely!DW890/3.6","v":0},{"$f":"DmTimely!DX890/3.6","v":0},{"$f":"DmTimely!DY890/3.6","v":0},{"$f":"DmTimely!DZ890/3.6","v":0},{"$f":"DmTimely!EA890/3.6","v":0},{"$f":"DmTimely!EB890/3.6","v":0},{"$f":"DmTimely!EC890/3.6","v":0},{"$f":"DmTimely!ED890/3.6","v":0},{"$f":"DmTimely!EE890/3.6","v":0},{"$f":"DmTimely!EF890/3.6","v":0},{"$f":"DmTimely!EG890/3.6","v":0},0]
[19,{"$f":"DmTimely!C891/3.6","v":0},{"$f":"DmTimely!D891/3.6","v":0},{"$f":"DmTimely!E891/3.6","v":0},{"$f":"DmTimely!F891/3.6","v":0},{"$f":"DmTimely!G891/3.6","v":0},{"$f":"DmTimely!H891/3.6","v":0},{"$f":"DmTimely!I891/3.6","v":0},{"$f":"DmTimely!J891/3.6","v":0},{"$f":"DmTimely!K891/3.6","v":0},{"$f":"DmTimely!L891/3.6","v":0},{"$f":"DmTimely!M891/3.6","v":0},{"$f":"DmTimely!N891/3.6","v":0},0,null,19,{"$f":"DmTimely!R891/3.6","v":0},{"$f":"DmTimely!S891/3.6","v":0},{"$f":"DmTimely!T891/3.6","v":0},{"$f":"DmTimely!U891/3.6","v":0},{"$f":"DmTimely!V891/3.6","v":0},{"$f":"DmTimely!W891/3.6","v":0},{"$f":"DmTimely!X891/3.6","v":0},{"$f":"DmTimely!Y891/3.6","v":0},{"$f":"DmTimely!Z891/3.6","v":0},{"$f":"DmTimely!AA891/3.6","v":0},{"$f":"DmTimely!AB891/3.6","v":0},{"$f":"DmTimely!AC891/3.6","v":0},0,null,19,{"$f":"DmTimely!AG891/3.6","v":0},{"$f":"DmTimely!AH891/3.6","v":0},{"$f":"DmTimely!AI891/3.6","v":0},{"$f":"DmTimely!AJ891/3.6","v":0},{"$f":"DmTimely!AK891/3.6","v":0},{"$f":"DmTimely!AL891/3.6","v":0},{"$f":"DmTimely!AM891/3.6","v":0},{"$f":"DmTimely!AN891/3.6","v":0},{"$f":"DmTimely!AO891/3.6","v":0},{"$f":"DmTimely!AP891/3.6","v":0},{"$f":"DmTimely!AQ891/3.6","v":0},{"$f":"DmTimely!AR891/3.6","v":0},0,null,null,null,19,{"$f":"DmTimely!CR891/3.6","v":0},{"$f":"DmTimely!CS891/3.6","v":0},{"$f":"DmTimely!CT891/3.6","v":0},{"$f":"DmTimely!CU891/3.6","v":0},{"$f":"DmTimely!CV891/3.6","v":0},{"$f":"DmTimely!CW891/3.6","v":0},{"$f":"DmTimely!CX891/3.6","v":0},{"$f":"DmTimely!CY891/3.6","v":0},{"$f":"DmTimely!CZ891/3.6","v":0},{"$f":"DmTimely!DA891/3.6","v":0},{"$f":"DmTimely!DB891/3.6","v":0},{"$f":"DmTimely!DC891/3.6","v":0},0,null,19,{"$f":"DmTimely!DG891/3.6","v":0},{"$f":"DmTimely!DH891/3.6","v":0},{"$f":"DmTimely!DI891/3.6","v":0},{"$f":"DmTimely!DJ891/3.6","v":0},{"$f":"DmTimely!DK891/3.6","v":0},{"$f":"DmTimely!DL891/3.6","v":0},{"$f":"DmTimely!DM891/3.6","v":0},{"$f":"DmTimely!DN891/3.6","v":0},{"$f":"DmTimely!DO891/3.6","v":0},{"$f":"DmTimely!DP891/3.6","v":0},{"$f":"DmTimely!DQ891/3.6","v":0},{"$f":"DmTimely!DR891/3.6","v":0},0,null,19,{"$f":"DmTimely!DV891/3.6","v":0},{"$f":"DmTimely!DW891/3.6","v":0},{"$f":"DmTimely!DX891/3.6","v":0},{"$f":"DmTimely!DY891/3.6","v":0},{"$f":"DmTimely!DZ891/3.6","v":0},{"$f":"DmTimely!EA891/3.6","v":0},{"$f":"DmTimely!EB891/3.6","v":0},{"$f":"DmTimely!EC891/3.6","v":0},{"$f":"DmTimely!ED891/3.6","v":0},{"$f":"DmTimely!EE891/3.6","v":0},{"$f":"DmTimely!EF891/3.6","v":0},{"$f":"DmTimely!EG891/3.6","v":0},0]
[20,{"$f":"DmTimely!C892/3.6","v":0},{"$f":"DmTimely!D892/3.6","v":0},{"$f":"DmTimely!E892/3.6","v":0},{"$f":"DmTimely!F892/3.6","v":0},{"$f":"DmTimely!G892/3.6","v":0},{"$f":"DmTimely!H892/3.6","v":0},{"$f":"DmTimely!I892/3.6","v":0},{"$f":"DmTimely!J892/3.6","v":0},{"$f":"DmTimely!K892/3.6","v":0},{"$f":"DmTimely!L892/3.6","v":0},{"$f":"DmTimely!M892/3.6","v":0},{"$f":"DmTimely!N892/3.6","v":0},0,null,20,{"$f":"DmTimely!R892/3.6","v":0},{"$f":"DmTimely!S892/3.6","v":0},{"$f":"DmTimely!T892/3.6","v":0},{"$f":"DmTimely!U892/3.6","v":0},{"$f":"DmTimely!V892/3.6","v":0},{"$f":"DmTimely!W892/3.6","v":0},{"$f":"DmTimely!X892/3.6","v":0},{"$f":"DmTimely!Y892/3.6","v":0},{"$f":"DmTimely!Z892/3.6","v":0},{"$f":"DmTimely!AA892/3.6","v":0},{"$f":"DmTimely!AB892/3.6","v":0},{"$f":"DmTimely!AC892/3.6","v":0},0,null,20,{"$f":"DmTimely!AG892/3.6","v":0},{"$f":"DmTimely!AH892/3.6","v":0},{"$f":"DmTimely!AI892/3.6","v":0},{"$f":"DmTimely!AJ892/3.6","v":0},{"$f":"DmTimely!AK892/3.6","v":0},{"$f":"DmTimely!AL892/3.6","v":0},{"$f":"DmTimely!AM892/3.6","v":0},{"$f":"DmTimely!AN892/3.6","v":0},{"$f":"DmTimely!AO892/3.6","v":0},{"$f":"DmTimely!AP892/3.6","v":0},{"$f":"DmTimely!AQ892/3.6","v":0},{"$f":"DmTimely!AR892/3.6","v":0},0,null,null,null,20,{"$f":"DmTimely!CR892/3.6","v":0},{"$f":"DmTimely!CS892/3.6","v":0},{"$f":"DmTimely!CT892/3.6","v":0},{"$f":"DmTimely!CU892/3.6","v":0},{"$f":"DmTimely!CV892/3.6","v":0},{"$f":"DmTimely!CW892/3.6","v":0},{"$f":"DmTimely!CX892/3.6","v":0},{"$f":"DmTimely!CY892/3.6","v":0},{"$f":"DmTimely!CZ892/3.6","v":0},{"$f":"DmTimely!DA892/3.6","v":0},{"$f":"DmTimely!DB892/3.6","v":0},{"$f":"DmTimely!DC892/3.6","v":0},0,null,20,{"$f":"DmTimely!DG892/3.6","v":0},{"$f":"DmTimely!DH892/3.6","v":0},{"$f":"DmTimely!DI892/3.6","v":0},{"$f":"DmTimely!DJ892/3.6","v":0},{"$f":"DmTimely!DK892/3.6","v":0},{"$f":"DmTimely!DL892/3.6","v":0},{"$f":"DmTimely!DM892/3.6","v":0},{"$f":"DmTimely!DN892/3.6","v":0},{"$f":"DmTimely!DO892/3.6","v":0},{"$f":"DmTimely!DP892/3.6","v":0},{"$f":"DmTimely!DQ892/3.6","v":0},{"$f":"DmTimely!DR892/3.6","v":0},0,null,20,{"$f":"DmTimely!DV892/3.6","v":0},{"$f":"DmTimely!DW892/3.6","v":0},{"$f":"DmTimely!DX892/3.6","v":0},{"$f":"DmTimely!DY892/3.6","v":0},{"$f":"DmTimely!DZ892/3.6","v":0},{"$f":"DmTimely!EA892/3.6","v":0},{"$f":"DmTimely!EB892/3.6","v":0},{"$f":"DmTimely!EC892/3.6","v":0},{"$f":"DmTimely!ED892/3.6","v":0},{"$f":"DmTimely!EE892/3.6","v":0},{"$f":"DmTimely!EF892/3.6","v":0},{"$f":"DmTimely!EG892/3.6","v":0},0]
[21,{"$f":"DmTimely!C893/3.6","v":0},{"$f":"DmTimely!D893/3.6","v":0},{"$f":"DmTimely!E893/3.6","v":0},{"$f":"DmTimely!F893/3.6","v":0},{"$f":"DmTimely!G893/3.6","v":0},{"$f":"DmTimely!H893/3.6","v":0},{"$f":"DmTimely!I893/3.6","v":0},{"$f":"DmTimely!J893/3.6","v":0},{"$f":"DmTimely!K893/3.6","v":0},{"$f":"DmTimely!L893/3.6","v":0},{"$f":"DmTimely!M893/3.6","v":0},{"$f":"DmTimely!N893/3.6","v":0},0,null,21,{"$f":"DmTimely!R893/3.6","v":0},{"$f":"DmTimely!S893/3.6","v":0},{"$f":"DmTimely!T893/3.6","v":0},{"$f":"DmTimely!U893/3.6","v":0},{"$f":"DmTimely!V893/3.6","v":0},{"$f":"DmTimely!W893/3.6","v":0},{"$f":"DmTimely!X893/3.6","v":0},{"$f":"DmTimely!Y893/3.6","v":0},{"$f":"DmTimely!Z893/3.6","v":0},{"$f":"DmTimely!AA893/3.6","v":0},{"$f":"DmTimely!AB893/3.6","v":0},{"$f":"DmTimely!AC893/3.6","v":0},0,null,21,{"$f":"DmTimely!AG893/3.6","v":0},{"$f":"DmTimely!AH893/3.6","v":0},{"$f":"DmTimely!AI893/3.6","v":0},{"$f":"DmTimely!AJ893/3.6","v":0},{"$f":"DmTimely!AK893/3.6","v":0},{"$f":"DmTimely!AL893/3.6","v":0},{"$f":"DmTimely!AM893/3.6","v":0},{"$f":"DmTimely!AN893/3.6","v":0},{"$f":"DmTimely!AO893/3.6","v":0},{"$f":"DmTimely!AP893/3.6","v":0},{"$f":"DmTimely!AQ893/3.6","v":0},{"$f":"DmTimely!AR893/3.6","v":0},0,null,null,null,21,{"$f":"DmTimely!CR893/3.6","v":0},{"$f":"DmTimely!CS893/3.6","v":0},{"$f":"DmTimely!CT893/3.6","v":0},{"$f":"DmTimely!CU893/3.6","v":0},{"$f":"DmTimely!CV893/3.6","v":0},{"$f":"DmTimely!CW893/3.6","v":0},{"$f":"DmTimely!CX893/3.6","v":0},{"$f":"DmTimely!CY893/3.6","v":0},{"$f":"DmTimely!CZ893/3.6","v":0},{"$f":"DmTimely!DA893/3.6","v":0},{"$f":"DmTimely!DB893/3.6","v":0},{"$f":"DmTimely!DC893/3.6","v":0},0,null,21,{"$f":"DmTimely!DG893/3.6","v":0},{"$f":"DmTimely!DH893/3.6","v":0},{"$f":"DmTimely!DI893/3.6","v":0},{"$f":"DmTimely!DJ893/3.6","v":0},{"$f":"DmTimely!DK893/3.6","v":0},{"$f":"DmTimely!DL893/3.6","v":0},{"$f":"DmTimely!DM893/3.6","v":0},{"$f":"DmTimely!DN893/3.6","v":0},{"$f":"DmTimely!DO893/3.6","v":0},{"$f":"DmTimely!DP893/3.6","v":0},{"$f":"DmTimely!DQ893/3.6","v":0},{"$f":"DmTimely!DR893/3.6","v":0},0,null,21,{"$f":"DmTimely!DV893/3.6","v":0},{"$f":"DmTimely!DW893/3.6","v":0},{"$f":"DmTimely!DX893/3.6","v":0},{"$f":"DmTimely!DY893/3.6","v":0},{"$f":"DmTimely!DZ893/3.6","v":0},{"$f":"DmTimely!EA893/3.6","v":0},{"$f":"DmTimely!EB893/3.6","v":0},{"$f":"DmTimely!EC893/3.6","v":0},{"$f":"DmTimely!ED893/3.6","v":0},{"$f":"DmTimely!EE893/3.6","v":0},{"$f":"DmTimely!EF893/3.6","v":0},{"$f":"DmTimely!EG893/3.6","v":0},0]
[22,{"$f":"DmTimely!C894/3.6","v":0},{"$f":"DmTimely!D894/3.6","v":0},{"$f":"DmTimely!E894/3.6","v":0},{"$f":"DmTimely!F894/3.6","v":0},{"$f":"DmTimely!G894/3.6","v":0},{"$f":"DmTimely!H894/3.6","v":0},{"$f":"DmTimely!I894/3.6","v":0},{"$f":"DmTimely!J894/3.6","v":0},{"$f":"DmTimely!K894/3.6","v":0},{"$f":"DmTimely!L894/3.6","v":0},{"$f":"DmTimely!M894/3.6","v":0},{"$f":"DmTimely!N894/3.6","v":0},0,null,22,{"$f":"DmTimely!R894/3.6","v":0},{"$f":"DmTimely!S894/3.6","v":0},{"$f":"DmTimely!T894/3.6","v":0},{"$f":"DmTimely!U894/3.6","v":0},{"$f":"DmTimely!V894/3.6","v":0},{"$f":"DmTimely!W894/3.6","v":0},{"$f":"DmTimely!X894/3.6","v":0},{"$f":"DmTimely!Y894/3.6","v":0},{"$f":"DmTimely!Z894/3.6","v":0},{"$f":"DmTimely!AA894/3.6","v":0},{"$f":"DmTimely!AB894/3.6","v":0},{"$f":"DmTimely!AC894/3.6","v":0},0,null,22,{"$f":"DmTimely!AG894/3.6","v":0},{"$f":"DmTimely!AH894/3.6","v":0},{"$f":"DmTimely!AI894/3.6","v":0},{"$f":"DmTimely!AJ894/3.6","v":0},{"$f":"DmTimely!AK894/3.6","v":0},{"$f":"DmTimely!AL894/3.6","v":0},{"$f":"DmTimely!AM894/3.6","v":0},{"$f":"DmTimely!AN894/3.6","v":0},{"$f":"DmTimely!AO894/3.6","v":0},{"$f":"DmTimely!AP894/3.6","v":0},{"$f":"DmTimely!AQ894/3.6","v":0},{"$f":"DmTimely!AR894/3.6","v":0},0,null,null,null,22,{"$f":"DmTimely!CR894/3.6","v":0},{"$f":"DmTimely!CS894/3.6","v":0},{"$f":"DmTimely!CT894/3.6","v":0},{"$f":"DmTimely!CU894/3.6","v":0},{"$f":"DmTimely!CV894/3.6","v":0},{"$f":"DmTimely!CW894/3.6","v":0},{"$f":"DmTimely!CX894/3.6","v":0},{"$f":"DmTimely!CY894/3.6","v":0},{"$f":"DmTimely!CZ894/3.6","v":0},{"$f":"DmTimely!DA894/3.6","v":0},{"$f":"DmTimely!DB894/3.6","v":0},{"$f":"DmTimely!DC894/3.6","v":0},0,null,22,{"$f":"DmTimely!DG894/3.6","v":0},{"$f":"DmTimely!DH894/3.6","v":0},{"$f":"DmTimely!DI894/3.6","v":0},{"$f":"DmTimely!DJ894/3.6","v":0},{"$f":"DmTimely!DK894/3.6","v":0},{"$f":"DmTimely!DL894/3.6","v":0},{"$f":"DmTimely!DM894/3.6","v":0},{"$f":"DmTimely!DN894/3.6","v":0},{"$f":"DmTimely!DO894/3.6","v":0},{"$f":"DmTimely!DP894/3.6","v":0},{"$f":"DmTimely!DQ894/3.6","v":0},{"$f":"DmTimely!DR894/3.6","v":0},0,null,22,{"$f":"DmTimely!DV894/3.6","v":0},{"$f":"DmTimely!DW894/3.6","v":0},{"$f":"DmTimely!DX894/3.6","v":0},{"$f":"DmTimely!DY894/3.6","v":0},{"$f":"DmTimely!DZ894/3.6","v":0},{"$f":"DmTimely!EA894/3.6","v":0},{"$f":"DmTimely!EB894/3.6","v":0},{"$f":"DmTimely!EC894/3.6","v":0},{"$f":"DmTimely!ED894/3.6","v":0},{"$f":"DmTimely!EE894/3.6","v":0},{"$f":"DmTimely!EF894/3.6","v":0},{"$f":"DmTimely!EG894/3.6","v":0},0]
[23,{"$f":"DmTimely!C895/3.6","v":0},{"$f":"DmTimely!D895/3.6","v":0},{"$f":"DmTimely!E895/3.6","v":0},{"$f":"DmTimely!F895/3.6","v":0},{"$f":"DmTimely!G895/3.6","v":0},{"$f":"DmTimely!H895/3.6","v":0},{"$f":"DmTimely!I895/3.6","v":0},{"$f":"DmTimely!J895/3.6","v":0},{"$f":"DmTimely!K895/3.6","v":0},{"$f":"DmTimely!L895/3.6","v":0},{"$f":"DmTimely!M895/3.6","v":0},{"$f":"DmTimely!N895/3.6","v":0},0,null,23,{"$f":"DmTimely!R895/3.6","v":0},{"$f":"DmTimely!S895/3.6","v":0},{"$f":"DmTimely!T895/3.6","v":0},{"$f":"DmTimely!U895/3.6","v":0},{"$f":"DmTimely!V895/3.6","v":0},{"$f":"DmTimely!W895/3.6","v":0},{"$f":"DmTimely!X895/3.6","v":0},{"$f":"DmTimely!Y895/3.6","v":0},{"$f":"DmTimely!Z895/3.6","v":0},{"$f":"DmTimely!AA895/3.6","v":0},{"$f":"DmTimely!AB895/3.6","v":0},{"$f":"DmTimely!AC895/3.6","v":0},0,null,23,{"$f":"DmTimely!AG895/3.6","v":0},{"$f":"DmTimely!AH895/3.6","v":0},{"$f":"DmTimely!AI895/3.6","v":0},{"$f":"DmTimely!AJ895/3.6","v":0},{"$f":"DmTimely!AK895/3.6","v":0},{"$f":"DmTimely!AL895/3.6","v":0},{"$f":"DmTimely!AM895/3.6","v":0},{"$f":"DmTimely!AN895/3.6","v":0},{"$f":"DmTimely!AO895/3.6","v":0},{"$f":"DmTimely!AP895/3.6","v":0},{"$f":"DmTimely!AQ895/3.6","v":0},{"$f":"DmTimely!AR895/3.6","v":0},0,null,null,null,23,{"$f":"DmTimely!CR895/3.6","v":0},{"$f":"DmTimely!CS895/3.6","v":0},{"$f":"DmTimely!CT895/3.6","v":0},{"$f":"DmTimely!CU895/3.6","v":0},{"$f":"DmTimely!CV895/3.6","v":0},{"$f":"DmTimely!CW895/3.6","v":0},{"$f":"DmTimely!CX895/3.6","v":0},{"$f":"DmTimely!CY895/3.6","v":0},{"$f":"DmTimely!CZ895/3.6","v":0},{"$f":"DmTimely!DA895/3.6","v":0},{"$f":"DmTimely!DB895/3.6","v":0},{"$f":"DmTimely!DC895/3.6","v":0},0,null,23,{"$f":"DmTimely!DG895/3.6","v":0},{"$f":"DmTimely!DH895/3.6","v":0},{"$f":"DmTimely!DI895/3.6","v":0},{"$f":"DmTimely!DJ895/3.6","v":0},{"$f":"DmTimely!DK895/3.6","v":0},{"$f":"DmTimely!DL895/3.6","v":0},{"$f":"DmTimely!DM895/3.6","v":0},{"$f":"DmTimely!DN895/3.6","v":0},{"$f":"DmTimely!DO895/3.6","v":0},{"$f":"DmTimely!DP895/3.6","v":0},{"$f":"DmTimely!DQ895/3.6","v":0},{"$f":"DmTimely!DR895/3.6","v":0},0,null,23,{"$f":"DmTimely!DV895/3.6","v":0},{"$f":"DmTimely!DW895/3.6","v":0},{"$f":"DmTimely!DX895/3.6","v":0},{"$f":"DmTimely!DY895/3.6","v":0},{"$f":"DmTimely!DZ895/3.6","v":0},{"$f":"DmTimely!EA895/3.6","v":0},{"$f":"DmTimely!EB895/3.6","v":0},{"$f":"DmTimely!EC895/3.6","v":0},{"$f":"DmTimely!ED895/3.6","v":0},{"$f":"DmTimely!EE895/3.6","v":0},{"$f":"DmTimely!EF895/3.6","v":0},{"$f":"DmTimely!EG895/3.6","v":0},0]
["kWh/日",{"$f":"SUM(B93:B116)","v":0},{"$f":"SUM(C93:C116)","v":0},0,0,0,0,0,0,0,0,0,0,{"$f":"SUM(B117:M117)","v":0},null,"kWh/日",{"$f":"SUM(Q93:Q116)","v":0},{"$f":"SUM(R93:R116)","v":0},0,0,0,0,0,0,0,0,0,0,{"$f":"SUM(Q117:AB117)","v":0},null,"kWh/日",{"$f":"SUM(AF93:AF116)","v":0},{"$f":"SUM(AG93:AG116)","v":0},0,0,0,0,0,0,0,0,0,0,{"$f":"SUM(AF117:AQ117)","v":0},null,null,null,"kWh/日",{"$f":"SUM(AW93:AW116)","v":0},{"$f":"SUM(AX93:AX116)","v":0},0,0,0,0,0,0,0,0,0,0,{"$f":"SUM(AW117:BH117)","v":0},null,"kWh/日",{"$f":"SUM(BL93:BL116)","v":0},{"$f":"SUM(BM93:BM116)","v":0},0,0,0,0,0,0,0,0,0,0,{"$f":"SUM(BL117:BW117)","v":0},null,"kWh/日",{"$f":"SUM(CA93:CA116)","v":0},{"$f":"SUM(CB93:CB116)","v":0},0,0,0,0,0,0,0,0,0,0,{"$f":"SUM(CA117:CL117)","v":0}]
["日",{"$f":"B$28","v":20},{"$f":"C$28","v":20},22,20,20,22,20,23,20,21,20,21,{"$f":"SUM(B118:M118)","v":249},null,"日",{"$f":"Q$28","v":4},{"$f":"R$28","v":3},4,4,4,4,5,4,4,4,4,4,{"$f":"SUM(Q118:AB118)","v":48},null,"日",{"$f":"AF$28","v":7},{"$f":"AG$28","v":5},5,6,7,4,6,4,6,6,6,6,{"$f":"SUM(AF118:AQ118)","v":68},null,null,null,"日",{"$f":"AW$28","v":20},{"$f":"AX$28","v":20},22,20,20,22,20,23,20,21,20,21,{"$f":"SUM(AW118:BH118)","v":249},null,"日",{"$f":"BL$28","v":4},{"$f":"BM$28","v":3},4,4,4,4,5,4,4,4,4,4,{"$f":"SUM(BL118:BW118)","v":48},null,"日",{"$f":"CA$28","v":7},{"$f":"CB$28","v":5},5,6,7,4,6,4,6,6,6,6,{"$f":"SUM(CA118:CL118)","v":68}]
["MWh/月",{"$f":"B117*B118/1000","v":0},{"$f":"C117*C118/1000","v":0},0,0,0,0,0,0,0,0,0,0,{"$f":"SUM(B119:M119)","v":0},null,"MWh/月",{"$f":"Q117*Q118/1000","v":0},{"$f":"R117*R118/1000","v":0},0,0,0,0,0,0,0,0,0,0,{"$f":"SUM(Q119:AB119)","v":0},null,"MWh/月",{"$f":"AF117*AF118/1000","v":0},{"$f":"AG117*AG118/1000","v":0},0,0,0,0,0,0,0,0,0,0,{"$f":"SUM(AF119:AQ119)","v":0},null,null,null,"MWh/月",{"$f":"AW117*AW118/1000","v":0},{"$f":"AX117*AX118/1000","v":0},0,0,0,0,0,0,0,0,0,0,{"$f":"SUM(AW119:BH119)","v":0},null,"MWh/月",{"$f":"BL117*BL118/1000","v":0},{"$f":"BM117*BM118/1000","v":0},0,0,0,0,0,0,0,0,0,0,{"$f":"SUM(BL119:BW119)","v":0},null,"MWh/月",{"$f":"CA117*CA118/1000","v":0},{"$f":"CB117*CB118/1000","v":0},0,0,0,0,0,0,0,0,0,0,{"$f":"SUM(CA119:CL119)","v":0}]
[]
["冷房機器稼働台数",null,null,"機器容量",{"$f":"詳細版!AC5/詳細版!AC6","v":0},"kW/台",null,"台数",{"$f":"詳細版!AC6","v":2},"台",null,null,"新設建物（電力・熱融通エリア）","（平日）",null,"冷房機器稼働台数",null,null,"機器容量",{"$f":"E121","v":0},"kW/台",null,"台数",{"$f":"I121","v":2},"台",null,null,"新設建物（電力・熱融通エリア）","（土曜）",null,"冷房機器稼働台数",null,null,"機器容量",{"$f":"T121","v":0},"kW/台",null,"台数",{"$f":"X121","v":2},"台",null,null,"新設建物（電力・熱融通エリア）","（休日）",null,null,null,"冷房機器稼働台数",null,null,"機器容量",{"$f":"詳細版!AC9/詳細版!AC10","v":0},"kW/台",null,"台数",{"$f":"詳細版!AC10","v":2},"台",null,null,"既設建物（熱融通エリア）","（平日）",null,"冷房機器稼働台数",null,null,"機器容量",{"$f":"AZ121","v":0},"kW/台",null,"台数",{"$f":"BD121","v":2},"台",null,null,"既設建物（熱融通エリア）","（土曜）",null,"冷房機器稼働台数",null,null,"機器容量",{"$f":"BO121","v":0},"kW/台",null,"台数",{"$f":"BS121","v":2},"台",null,null,"既設建物（熱融通エリア）","（休日）"]
["kWh","1月","2月","3月","4月","5月","6月","7月","8月","9月","10月","11月","12月","計",null,"kWh","1月","2月","3月","4月","5月","6月","7月","8月","9月","10月","11月","12月","計",null,"kWh","1月","2月","3月","4月","5月","6月","7月","8月","9月","10月","11月","12月","計",null,null,null,"kWh","1月","2月","3月","4月","5月","6月","7月","8月","9月","10月","11月","12月","計",null,"kWh","1月","2月","3月","4月","5月","6月","7月","8月","9月","10月","11月","12月","計",null,"kWh","1月","2月","3月","4月","5月","6月","7月","8月","9月","10月","11月","12月","計"]
[0,{"$f":"IF(E121=0,0,ROUNDUP(B33/E121,0))","v":0},{"$f":"IF(E121=0,0,ROUNDUP(C33/E121,0))","v":0},{"$f":"IF(E121=0,0,ROUNDUP(D33/E121,0))","v":0},{"$f":"IF(E121=0,0,ROUNDUP(E33/E121,0))","v":0},{"$f":"IF(E121=0,0,ROUNDUP(F33/E121,0))","v":0},{"$f":"IF(E121=0,0,ROUNDUP(G33/E121,0))","v":0},{"$f":"IF(E121=0,0,ROUNDUP(H33/E121,0))","v":0},{"$f":"IF(E121=0,0,ROUNDUP(I33/E121,0))","v":0},{"$f":"IF(E121=0,0,ROUNDUP(J33/E121,0))","v":0},{"$f":"IF(E121=0,0,ROUNDUP(K33/E121,0))","v":0},{"$f":"IF(E121=0,0,ROUNDUP(L33/E121,0))","v":0},{"$f":"IF(E121=0,0,ROUNDUP(M33/E121,0))","v":0},{"$f":"SUM(B123:M123)","v":0},null,0,{"$f":"IF(T121=0,0,ROUNDUP(Q33/T121,0))","v":0},{"$f":"IF(T121=0,0,ROUNDUP(R33/T121,0))","v":0},{"$f":"IF(T121=0,0,ROUNDUP(S33/T121,0))","v":0},{"$f":"IF(T121=0,0,ROUNDUP(T33/T121,0))","v":0},{"$f":"IF(T121=0,0,ROUNDUP(U33/T121,0))","v":0},{"$f":"IF(T121=0,0,ROUNDUP(V33/T121,0))","v":0},{"$f":"IF(T121=0,0,ROUNDUP(W33/T121,0))","v":0},{"$f":"IF(T121=0,0,ROUNDUP(X33/T121,0))","v":0},{"$f":"IF(T121=0,0,ROUNDUP(Y33/T121,0))","v":0},{"$f":"IF(T121=0,0,ROUNDUP(Z33/T121,0))","v":0},{"$f":"IF(T121=0,0,ROUNDUP(AA33/T121,0))","v":0},{"$f":"IF(T121=0,0,ROUNDUP(AB33/T121,0))","v":0},{"$f":"SUM(Q123:AB123)","v":0},null,0,{"$f":"IF(AI121=0,0,ROUNDUP(AF33/AI121,0))","v":0},{"$f":"IF(AI121=0,0,ROUNDUP(AG33/AI121,0))","v":0},{"$f":"IF(AI121=0,0,ROUNDUP(AH33/AI121,0))","v":0},{"$f":"IF(AI121=0,0,ROUNDUP(AI33/AI121,0))","v":0},{"$f":"IF(AI121=0,0,ROUNDUP(AJ33/AI121,0))","v":0},{"$f":"IF(AI121=0,0,ROUNDUP(AK33/AI121,0))","v":0},{"$f":"IF(AI121=0,0,ROUNDUP(AL33/AI121,0))","v":0},{"$f":"IF(AI121=0,0,ROUNDUP(AM33/AI121,0))","v":0},{"$f":"IF(AI121=0,0,ROUNDUP(AN33/AI121,0))","v":0},{"$f":"IF(AI121=0,0,ROUNDUP(AO33/AI121,0))","v":0},{"$f":"IF(AI121=0,0,ROUNDUP(AP33/AI121,0))","v":0},{"$f":"IF(AI121=0,0,ROUNDUP(AQ33/AI121,0))","v":0},{"$f":"SUM(AF123:AQ123)","v":0},null,null,null,0,{"$f":"IF(AZ121=0,0,ROUNDUP(AW33/AZ121,0))","v":0},{"$f":"IF(AZ121=0,0,ROUNDUP(AX33/AZ121,0))","v":0},{"$f":"IF(AZ121=0,0,ROUNDUP(AY33/AZ121,0))","v":0},{"$f":"IF(AZ121=0,0,ROUNDUP(AZ33/AZ121,0))","v":0},{"$f":"IF(AZ121=0,0,ROUNDUP(BA33/AZ121,0))","v":0},{"$f":"IF(AZ121=0,0,ROUNDUP(BB33/AZ121,0))","v":0},{"$f":"IF(AZ121=0,0,ROUNDUP(BC33/AZ121,0))","v":0},{"$f":"IF(AZ121=0,0,ROUNDUP(BD33/AZ121,0))","v":0},{"$f":"IF(AZ121=0,0,ROUNDUP(BE33/AZ121,0))","v":0},{"$f":"IF(AZ121=0,0,ROUNDUP(BF33/AZ121,0))","v":0},{"$f":"IF(AZ121=0,0,ROUNDUP(BG33/AZ121,0))","v":0},{"$f":"IF(AZ121=0,0,ROUNDUP(BH33/AZ121,0))","v":0},{"$f":"SUM(AW123:BH123)","v":0},null,0,{"$f":"IF(BO121=0,0,ROUNDUP(BL33/BO121,0))","v":0},{"$f":"IF(BO121=0,0,ROUNDUP(BM33/BO121,0))","v":0},{"$f":"IF(BO121=0,0,ROUNDUP(BN33/BO121,0))","v":0},{"$f":"IF(BO121=0,0,ROUNDUP(BO33/BO121,0))","v":0},{"$f":"IF(BO121=0,0,ROUNDUP(BP33/BO121,0))","v":0},{"$f":"IF(BO121=0,0,ROUNDUP(BQ33/BO121,0))","v":0},{"$f":"IF(BO121=0,0,ROUNDUP(BR33/BO121,0))","v":0},{"$f":"IF(BO121=0,0,ROUNDUP(BS33/BO121,0))","v":0},{"$f":"IF(BO121=0,0,ROUNDUP(BT33/BO121,0))","v":0},{"$f":"IF(BO121=0,0,ROUNDUP(BU33/BO121,0))","v":0},{"$f":"IF(BO121=0,0,ROUNDUP(BV33/BO121,0))","v":0},{"$f":"IF(BO121=0,0,ROUNDUP(BW33/BO121,0))","v":0},{"$f":"SUM(BL123:BW123)","v":0},null,0,{"$f":"IF(CD121=0,0,ROUNDUP(CA33/CD121,0))","v":0},{"$f":"IF(CD121=0,0,ROUNDUP(CB33/CD121,0))","v":0},{"$f":"IF(CD121=0,0,ROUNDUP(CC33/CD121,0))","v":0},{"$f":"IF(CD121=0,0,ROUNDUP(CD33/CD121,0))","v":0},{"$f":"IF(CD121=0,0,ROUNDUP(CE33/CD121,0))","v":0},{"$f":"IF(CD121=0,0,ROUNDUP(CF33/CD121,0))","v":0},{"$f":"IF(CD121=0,0,ROUNDUP(CG33/CD121,0))","v":0},{"$f":"IF(CD121=0,0,ROUNDUP(CH33/CD121,0))","v":0},{"$f":"IF(CD121=0,0,ROUNDUP(CI33/CD121,0))","v":0},{"$f":"IF(CD121=0,0,ROUNDUP(CJ33/CD121,0))","v":0},{"$f":"IF(CD121=0,0,ROUNDUP(CK33/CD121,0))","v":0},{"$f":"IF(CD121=0,0,ROUNDUP(CL33/CD121,0))","v":0},{"$f":"SUM(CA123:CL123)","v":0}]
[1,{"$f":"IF(E121=0,0,ROUNDUP(B34/E121,0))","v":0},{"$f":"IF(E121=0,0,ROUNDUP(C34/E121,0))","v":0},{"$f":"IF(E121=0,0,ROUNDUP(D34/E121,0))","v":0},{"$f":"IF(E121=0,0,ROUNDUP(E34/E121,0))","v":0},{"$f":"IF(E121=0,0,ROUNDUP(F34/E121,0))","v":0},{"$f":"IF(E121=0,0,ROUNDUP(G34/E121,0))","v":0},{"$f":"IF(E121=0,0,ROUNDUP(H34/E121,0))","v":0},{"$f":"IF(E121=0,0,ROUNDUP(I34/E121,0))","v":0},{"$f":"IF(E121=0,0,ROUNDUP(J34/E121,0))","v":0},{"$f":"IF(E121=0,0,ROUNDUP(K34/E121,0))","v":0},{"$f":"IF(E121=0,0,ROUNDUP(L34/E121,0))","v":0},{"$f":"IF(E121=0,0,ROUNDUP(M34/E121,0))","v":0},{"$f":"SUM(B124:M124)","v":0},null,1,{"$f":"IF(T121=0,0,ROUNDUP(Q34/T121,0))","v":0},{"$f":"IF(T121=0,0,ROUNDUP(R34/T121,0))","v":0},{"$f":"IF(T121=0,0,ROUNDUP(S34/T121,0))","v":0},{"$f":"IF(T121=0,0,ROUNDUP(T34/T121,0))","v":0},{"$f":"IF(T121=0,0,ROUNDUP(U34/T121,0))","v":0},{"$f":"IF(T121=0,0,ROUNDUP(V34/T121,0))","v":0},{"$f":"IF(T121=0,0,ROUNDUP(W34/T121,0))","v":0},{"$f":"IF(T121=0,0,ROUNDUP(X34/T121,0))","v":0},{"$f":"IF(T121=0,0,ROUNDUP(Y34/T121,0))","v":0},{"$f":"IF(T121=0,0,ROUNDUP(Z34/T121,0))","v":0},{"$f":"IF(T121=0,0,ROUNDUP(AA34/T121,0))","v":0},{"$f":"IF(T121=0,0,ROUNDUP(AB34/T121,0))","v":0},{"$f":"SUM(Q124:AB124)","v":0},null,1,{"$f":"IF(AI121=0,0,ROUNDUP(AF34/AI121,0))","v":0},{"$f":"IF(AI121=0,0,ROUNDUP(AG34/AI121,0))","v":0},{"$f":"IF(AI121=0,0,ROUNDUP(AH34/AI121,0))","v":0},{"$f":"IF(AI121=0,0,ROUNDUP(AI34/AI121,0))","v":0},{"$f":"IF(AI121=0,0,ROUNDUP(AJ34/AI121,0))","v":0},{"$f":"IF(AI121=0,0,ROUNDUP(AK34/AI121,0))","v":0},{"$f":"IF(AI121=0,0,ROUNDUP(AL34/AI121,0))","v":0},{"$f":"IF(AI121=0,0,ROUNDUP(AM34/AI121,0))","v":0},{"$f":"IF(AI121=0,0,ROUNDUP(AN34/AI121,0))","v":0},{"$f":"IF(AI121=0,0,ROUNDUP(AO34/AI121,0))","v":0},{"$f":"IF(AI121=0,0,ROUNDUP(AP34/AI121,0))","v":0},{"$f":"IF(AI121=0,0,ROUNDUP(AQ34/AI121,0))","v":0},{"$f":"SUM(AF124:AQ124)","v":0},null,null,null,1,{"$f":"IF(AZ121=0,0,ROUNDUP(AW34/AZ121,0))","v":0},{"$f":"IF(AZ121=0,0,ROUNDUP(AX34/AZ121,0))","v":0},{"$f":"IF(AZ121=0,0,ROUNDUP(AY34/AZ121,0))","v":0},{"$f":"IF(AZ121=0,0,ROUNDUP(AZ34/AZ121,0))","v":0},{"$f":"IF(AZ121=0,0,ROUNDUP(BA34/AZ121,0))","v":0},{"$f":"IF(AZ121=0,0,ROUNDUP(BB34/AZ121,0))","v":0},{"$f":"IF(AZ121=0,0,ROUNDUP(BC34/AZ121,0))","v":0},{"$f":"IF(AZ121=0,0,ROUNDUP(BD34/AZ121,0))","v":0},{"$f":"IF(AZ121=0,0,ROUNDUP(BE34/AZ121,0))","v":0},{"$f":"IF(AZ121=0,0,ROUNDUP(BF34/AZ121,0))","v":0},{"$f":"IF(AZ121=0,0,ROUNDUP(BG34/AZ121,0))","v":0},{"$f":"IF(AZ121=0,0,ROUNDUP(BH34/AZ121,0))","v":0},{"$f":"SUM(AW124:BH124)","v":0},null,1,{"$f":"IF(BO121=0,0,ROUNDUP(BL34/BO121,0))","v":0},{"$f":"IF(BO121=0,0,ROUNDUP(BM34/BO121,0))","v":0},{"$f":"IF(BO121=0,0,ROUNDUP(BN34/BO121,0))","v":0},{"$f":"IF(BO121=0,0,ROUNDUP(BO34/BO121,0))","v":0},{"$f":"IF(BO121=0,0,ROUNDUP(BP34/BO121,0))","v":0},{"$f":"IF(BO121=0,0,ROUNDUP(BQ34/BO121,0))","v":0},{"$f":"IF(BO121=0,0,ROUNDUP(BR34/BO121,0))","v":0},{"$f":"IF(BO121=0,0,ROUNDUP(BS34/BO121,0))","v":0},{"$f":"IF(BO121=0,0,ROUNDUP(BT34/BO121,0))","v":0},{"$f":"IF(BO121=0,0,ROUNDUP(BU34/BO121,0))","v":0},{"$f":"IF(BO121=0,0,ROUNDUP(BV34/BO121,0))","v":0},{"$f":"IF(BO121=0,0,ROUNDUP(BW34/BO121,0))","v":0},{"$f":"SUM(BL124:BW124)","v":0},null,1,{"$f":"IF(CD121=0,0,ROUNDUP(CA34/CD121,0))","v":0},{"$f":"IF(CD121=0,0,ROUNDUP(CB34/CD121,0))","v":0},{"$f":"IF(CD121=0,0,ROUNDUP(CC34/CD121,0))","v":0},{"$f":"IF(CD121=0,0,ROUNDUP(CD34/CD121,0))","v":0},{"$f":"IF(CD121=0,0,ROUNDUP(CE34/CD121,0))","v":0},{"$f":"IF(CD121=0,0,ROUNDUP(CF34/CD121,0))","v":0},{"$f":"IF(CD121=0,0,ROUNDUP(CG34/CD121,0))","v":0},{"$f":"IF(CD121=0,0,ROUNDUP(CH34/CD121,0))","v":0},{"$f":"IF(CD121=0,0,ROUNDUP(CI34/CD121,0))","v":0},{"$f":"IF(CD121=0,0,ROUNDUP(CJ34/CD121,0))","v":0},{"$f":"IF(CD121=0,0,ROUNDUP(CK34/CD121,0))","v":0},{"$f":"IF(CD121=0,0,ROUNDUP(CL34/CD121,0))","v":0},{"$f":"SUM(CA124:CL124)","v":0}]
[2,{"$f":"IF(E121=0,0,ROUNDUP(B35/E121,0))","v":0},{"$f":"IF(E121=0,0,ROUNDUP(C35/E121,0))","v":0},{"$f":"IF(E121=0,0,ROUNDUP(D35/E121,0))","v":0},{"$f":"IF(E121=0,0,ROUNDUP(E35/E121,0))","v":0},{"$f":"IF(E121=0,0,ROUNDUP(F35/E121,0))","v":0},{"$f":"IF(E121=0,0,ROUNDUP(G35/E121,0))","v":0},{"$f":"IF(E121=0,0,ROUNDUP(H35/E121,0))","v":0},{"$f":"IF(E121=0,0,ROUNDUP(I35/E121,0))","v":0},{"$f":"IF(E121=0,0,ROUNDUP(J35/E121,0))","v":0},{"$f":"IF(E121=0,0,ROUNDUP(K35/E121,0))","v":0},{"$f":"IF(E121=0,0,ROUNDUP(L35/E121,0))","v":0},{"$f":"IF(E121=0,0,ROUNDUP(M35/E121,0))","v":0},0,null,2,{"$f":"IF(T121=0,0,ROUNDUP(Q35/T121,0))","v":0},{"$f":"IF(T121=0,0,ROUNDUP(R35/T121,0))","v":0},{"$f":"IF(T121=0,0,ROUNDUP(S35/T121,0))","v":0},{"$f":"IF(T121=0,0,ROUNDUP(T35/T121,0))","v":0},{"$f":"IF(T121=0,0,ROUNDUP(U35/T121,0))","v":0},{"$f":"IF(T121=0,0,ROUNDUP(V35/T121,0))","v":0},{"$f":"IF(T121=0,0,ROUNDUP(W35/T121,0))","v":0},{"$f":"IF(T121=0,0,ROUNDUP(X35/T121,0))","v":0},{"$f":"IF(T121=0,0,ROUNDUP(Y35/T121,0))","v":0},{"$f":"IF(T121=0,0,ROUNDUP(Z35/T121,0))","v":0},{"$f":"IF(T121=0,0,ROUNDUP(AA35/T121,0))","v":0},{"$f":"IF(T121=0,0,ROUNDUP(AB35/T121,0))","v":0},0,null,2,{"$f":"IF(AI121=0,0,ROUNDUP(AF35/AI121,0))","v":0},{"$f":"IF(AI121=0,0,ROUNDUP(AG35/AI121,0))","v":0},{"$f":"IF(AI121=0,0,ROUNDUP(AH35/AI121,0))","v":0},{"$f":"IF(AI121=0,0,ROUNDUP(AI35/AI121,0))","v":0},{"$f":"IF(AI121=0,0,ROUNDUP(AJ35/AI121,0))","v":0},{"$f":"IF(AI121=0,0,ROUNDUP(AK35/AI121,0))","v":0},{"$f":"IF(AI121=0,0,ROUNDUP(AL35/AI121,0))","v":0},{"$f":"IF(AI121=0,0,ROUNDUP(AM35/AI121,0))","v":0},{"$f":"IF(AI121=0,0,ROUNDUP(AN35/AI121,0))","v":0},{"$f":"IF(AI121=0,0,ROUNDUP(AO35/AI121,0))","v":0},{"$f":"IF(AI121=0,0,ROUNDUP(AP35/AI121,0))","v":0},{"$f":"IF(AI121=0,0,ROUNDUP(AQ35/AI121,0))","v":0},0,null,null,null,2,{"$f":"IF(AZ121=0,0,ROUNDUP(AW35/AZ121,0))","v":0},{"$f":"IF(AZ121=0,0,ROUNDUP(AX35/AZ121,0))","v":0},{"$f":"IF(AZ121=0,0,ROUNDUP(AY35/AZ121,0))","v":0},{"$f":"IF(AZ121=0,0,ROUNDUP(AZ35/AZ121,0))","v":0},{"$f":"IF(AZ121=0,0,ROUNDUP(BA35/AZ121,0))","v":0},{"$f":"IF(AZ121=0,0,ROUNDUP(BB35/AZ121,0))","v":0},{"$f":"IF(AZ121=0,0,ROUNDUP(BC35/AZ121,0))","v":0},{"$f":"IF(AZ121=0,0,ROUNDUP(BD35/AZ121,0))","v":0},{"$f":"IF(AZ121=0,0,ROUNDUP(BE35/AZ121,0))","v":0},{"$f":"IF(AZ121=0,0,ROUNDUP(BF35/AZ121,0))","v":0},{"$f":"IF(AZ121=0,0,ROUNDUP(BG35/AZ121,0))","v":0},{"$f":"IF(AZ121=0,0,ROUNDUP(BH35/AZ121,0))","v":0},0,null,2,{"$f":"IF(BO121=0,0,ROUNDUP(BL35/BO121,0))","v":0},{"$f":"IF(BO121=0,0,ROUNDUP(BM35/BO121,0))","v":0},{"$f":"IF(BO121=0,0,ROUNDUP(BN35/BO121,0))","v":0},{"$f":"IF(BO121=0,0,ROUNDUP(BO35/BO121,0))","v":0},{"$f":"IF(BO121=0,0,ROUNDUP(BP35/BO121,0))","v":0},{"$f":"IF(BO121=0,0,ROUNDUP(BQ35/BO121,0))","v":0},{"$f":"IF(BO121=0,0,ROUNDUP(BR35/BO121,0))","v":0},{"$f":"IF(BO121=0,0,ROUNDUP(BS35/BO121,0))","v":0},{"$f":"IF(BO121=0,0,ROUNDUP(BT35/BO121,0))","v":0},{"$f":"IF(BO121=0,0,ROUNDUP(BU35/BO121,0))","v":0},{"$f":"IF(BO121=0,0,ROUNDUP(BV35/BO121,0))","v":0},{"$f":"IF(BO121=0,0,ROUNDUP(BW35/BO121,0))","v":0},0,null,2,{"$f":"IF(CD121=0,0,ROUNDUP(CA35/CD121,0))","v":0},{"$f":"IF(CD121=0,0,ROUNDUP(CB35/CD121,0))","v":0},{"$f":"IF(CD121=0,0,ROUNDUP(CC35/CD121,0))","v":0},{"$f":"IF(CD121=0,0,ROUNDUP(CD35/CD121,0))","v":0},{"$f":"IF(CD121=0,0,ROUNDUP(CE35/CD121,0))","v":0},{"$f":"IF(CD121=0,0,ROUNDUP(CF35/CD121,0))","v":0},{"$f":"IF(CD121=0,0,ROUNDUP(CG35/CD121,0))","v":0},{"$f":"IF(CD121=0,0,ROUNDUP(CH35/CD121,0))","v":0},{"$f":"IF(CD121=0,0,ROUNDUP(CI35/CD121,0))","v":0},{"$f":"IF(CD121=0,0,ROUNDUP(CJ35/CD121,0))","v":0},{"$f":"IF(CD121=0,0,ROUNDUP(CK35/CD121,0))","v":0},{"$f":"IF(CD121=0,0,ROUNDUP(CL35/CD121,0))","v":0},0]
[3,{"$f":"IF(E121=0,0,ROUNDUP(B36/E121,0))","v":0},{"$f":"IF(E121=0,0,ROUNDUP(C36/E121,0))","v":0},{"$f":"IF(E121=0,0,ROUNDUP(D36/E121,0))","v":0},{"$f":"IF(E121=0,0,ROUNDUP(E36/E121,0))","v":0},{"$f":"IF(E121=0,0,ROUNDUP(F36/E121,0))","v":0},{"$f":"IF(E121=0,0,ROUNDUP(G36/E121,0))","v":0},{"$f":"IF(E121=0,0,ROUNDUP(H36/E121,0))","v":0},{"$f":"IF(E121=0,0,ROUNDUP(I36/E121,0))","v":0},{"$f":"IF(E121=0,0,ROUNDUP(J36/E121,0))","v":0},{"$f":"IF(E121=0,0,ROUNDUP(K36/E121,0))","v":0},{"$f":"IF(E121=0,0,ROUNDUP(L36/E121,0))","v":0},{"$f":"IF(E121=0,0,ROUNDUP(M36/E121,0))","v":0},0,null,3,{"$f":"IF(T121=0,0,ROUNDUP(Q36/T121,0))","v":0},{"$f":"IF(T121=0,0,ROUNDUP(R36/T121,0))","v":0},{"$f":"IF(T121=0,0,ROUNDUP(S36/T121,0))","v":0},{"$f":"IF(T121=0,0,ROUNDUP(T36/T121,0))","v":0},{"$f":"IF(T121=0,0,ROUNDUP(U36/T121,0))","v":0},{"$f":"IF(T121=0,0,ROUNDUP(V36/T121,0))","v":0},{"$f":"IF(T121=0,0,ROUNDUP(W36/T121,0))","v":0},{"$f":"IF(T121=0,0,ROUNDUP(X36/T121,0))","v":0},{"$f":"IF(T121=0,0,ROUNDUP(Y36/T121,0))","v":0},{"$f":"IF(T121=0,0,ROUNDUP(Z36/T121,0))","v":0},{"$f":"IF(T121=0,0,ROUNDUP(AA36/T121,0))","v":0},{"$f":"IF(T121=0,0,ROUNDUP(AB36/T121,0))","v":0},0,null,3,{"$f":"IF(AI121=0,0,ROUNDUP(AF36/AI121,0))","v":0},{"$f":"IF(AI121=0,0,ROUNDUP(AG36/AI121,0))","v":0},{"$f":"IF(AI121=0,0,ROUNDUP(AH36/AI121,0))","v":0},{"$f":"IF(AI121=0,0,ROUNDUP(AI36/AI121,0))","v":0},{"$f":"IF(AI121=0,0,ROUNDUP(AJ36/AI121,0))","v":0},{"$f":"IF(AI121=0,0,ROUNDUP(AK36/AI121,0))","v":0},{"$f":"IF(AI121=0,0,ROUNDUP(AL36/AI121,0))","v":0},{"$f":"IF(AI121=0,0,ROUNDUP(AM36/AI121,0))","v":0},{"$f":"IF(AI121=0,0,ROUNDUP(AN36/AI121,0))","v":0},{"$f":"IF(AI121=0,0,ROUNDUP(AO36/AI121,0))","v":0},{"$f":"IF(AI121=0,0,ROUNDUP(AP36/AI121,0))","v":0},{"$f":"IF(AI121=0,0,ROUNDUP(AQ36/AI121,0))","v":0},0,null,null,null,3,{"$f":"IF(AZ121=0,0,ROUNDUP(AW36/AZ121,0))","v":0},{"$f":"IF(AZ121=0,0,ROUNDUP(AX36/AZ121,0))","v":0},{"$f":"IF(AZ121=0,0,ROUNDUP(AY36/AZ121,0))","v":0},{"$f":"IF(AZ121=0,0,ROUNDUP(AZ36/AZ121,0))","v":0},{"$f":"IF(AZ121=0,0,ROUNDUP(BA36/AZ121,0))","v":0},{"$f":"IF(AZ121=0,0,ROUNDUP(BB36/AZ121,0))","v":0},{"$f":"IF(AZ121=0,0,ROUNDUP(BC36/AZ121,0))","v":0},{"$f":"IF(AZ121=0,0,ROUNDUP(BD36/AZ121,0))","v":0},{"$f":"IF(AZ121=0,0,ROUNDUP(BE36/AZ121,0))","v":0},{"$f":"IF(AZ121=0,0,ROUNDUP(BF36/AZ121,0))","v":0},{"$f":"IF(AZ121=0,0,ROUNDUP(BG36/AZ121,0))","v":0},{"$f":"IF(AZ121=0,0,ROUNDUP(BH36/AZ121,0))","v":0},0,null,3,{"$f":"IF(BO121=0,0,ROUNDUP(BL36/BO121,0))","v":0},{"$f":"IF(BO121=0,0,ROUNDUP(BM36/BO121,0))","v":0},{"$f":"IF(BO121=0,0,ROUNDUP(BN36/BO121,0))","v":0},{"$f":"IF(BO121=0,0,ROUNDUP(BO36/BO121,0))","v":0},{"$f":"IF(BO121=0,0,ROUNDUP(BP36/BO121,0))","v":0},{"$f":"IF(BO121=0,0,ROUNDUP(BQ36/BO121,0))","v":0},{"$f":"IF(BO121=0,0,ROUNDUP(BR36/BO121,0))","v":0},{"$f":"IF(BO121=0,0,ROUNDUP(BS36/BO121,0))","v":0},{"$f":"IF(BO121=0,0,ROUNDUP(BT36/BO121,0))","v":0},{"$f":"IF(BO121=0,0,ROUNDUP(BU36/BO121,0))","v":0},{"$f":"IF(BO121=0,0,ROUNDUP(BV36/BO121,0))","v":0},{"$f":"IF(BO121=0,0,ROUNDUP(BW36/BO121,0))","v":0},0,null,3,{"$f":"IF(CD121=0,0,ROUNDUP(CA36/CD121,0))","v":0},{"$f":"IF(CD121=0,0,ROUNDUP(CB36/CD121,0))","v":0},{"$f":"IF(CD121=0,0,ROUNDUP(CC36/CD121,0))","v":0},{"$f":"IF(CD121=0,0,ROUNDUP(CD36/CD121,0))","v":0},{"$f":"IF(CD121=0,0,ROUNDUP(CE36/CD121,0))","v":0},{"$f":"IF(CD121=0,0,ROUNDUP(CF36/CD121,0))","v":0},{"$f":"IF(CD121=0,0,ROUNDUP(CG36/CD121,0))","v":0},{"$f":"IF(CD121=0,0,ROUNDUP(CH36/CD121,0))","v":0},{"$f":"IF(CD121=0,0,ROUNDUP(CI36/CD121,0))","v":0},{"$f":"IF(CD121=0,0,ROUNDUP(CJ36/CD121,0))","v":0},{"$f":"IF(CD121=0,0,ROUNDUP(CK36/CD121,0))","v":0},{"$f":"IF(CD121=0,0,ROUNDUP(CL36/CD121,0))","v":0},0]
[4,{"$f":"IF(E121=0,0,ROUNDUP(B37/E121,0))","v":0},{"$f":"IF(E121=0,0,ROUNDUP(C37/E121,0))","v":0},{"$f":"IF(E121=0,0,ROUNDUP(D37/E121,0))","v":0},{"$f":"IF(E121=0,0,ROUNDUP(E37/E121,0))","v":0},{"$f":"IF(E121=0,0,ROUNDUP(F37/E121,0))","v":0},{"$f":"IF(E121=0,0,ROUNDUP(G37/E121,0))","v":0},{"$f":"IF(E121=0,0,ROUNDUP(H37/E121,0))","v":0},{"$f":"IF(E121=0,0,ROUNDUP(I37/E121,0))","v":0},{"$f":"IF(E121=0,0,ROUNDUP(J37/E121,0))","v":0},{"$f":"IF(E121=0,0,ROUNDUP(K37/E121,0))","v":0},{"$f":"IF(E121=0,0,ROUNDUP(L37/E121,0))","v":0},{"$f":"IF(E121=0,0,ROUNDUP(M37/E121,0))","v":0},0,null,4,{"$f":"IF(T121=0,0,ROUNDUP(Q37/T121,0))","v":0},{"$f":"IF(T121=0,0,ROUNDUP(R37/T121,0))","v":0},{"$f":"IF(T121=0,0,ROUNDUP(S37/T121,0))","v":0},{"$f":"IF(T121=0,0,ROUNDUP(T37/T121,0))","v":0},{"$f":"IF(T121=0,0,ROUNDUP(U37/T121,0))","v":0},{"$f":"IF(T121=0,0,ROUNDUP(V37/T121,0))","v":0},{"$f":"IF(T121=0,0,ROUNDUP(W37/T121,0))","v":0},{"$f":"IF(T121=0,0,ROUNDUP(X37/T121,0))","v":0},{"$f":"IF(T121=0,0,ROUNDUP(Y37/T121,0))","v":0},{"$f":"IF(T121=0,0,ROUNDUP(Z37/T121,0))","v":0},{"$f":"IF(T121=0,0,ROUNDUP(AA37/T121,0))","v":0},{"$f":"IF(T121=0,0,ROUNDUP(AB37/T121,0))","v":0},0,null,4,{"$f":"IF(AI121=0,0,ROUNDUP(AF37/AI121,0))","v":0},{"$f":"IF(AI121=0,0,ROUNDUP(AG37/AI121,0))","v":0},{"$f":"IF(AI121=0,0,ROUNDUP(AH37/AI121,0))","v":0},{"$f":"IF(AI121=0,0,ROUNDUP(AI37/AI121,0))","v":0},{"$f":"IF(AI121=0,0,ROUNDUP(AJ37/AI121,0))","v":0},{"$f":"IF(AI121=0,0,ROUNDUP(AK37/AI121,0))","v":0},{"$f":"IF(AI121=0,0,ROUNDUP(AL37/AI121,0))","v":0},{"$f":"IF(AI121=0,0,ROUNDUP(AM37/AI121,0))","v":0},{"$f":"IF(AI121=0,0,ROUNDUP(AN37/AI121,0))","v":0},{"$f":"IF(AI121=0,0,ROUNDUP(AO37/AI121,0))","v":0},{"$f":"IF(AI121=0,0,ROUNDUP(AP37/AI121,0))","v":0},{"$f":"IF(AI121=0,0,ROUNDUP(AQ37/AI121,0))","v":0},0,null,null,null,4,{"$f":"IF(AZ121=0,0,ROUNDUP(AW37/AZ121,0))","v":0},{"$f":"IF(AZ121=0,0,ROUNDUP(AX37/AZ121,0))","v":0},{"$f":"IF(AZ121=0,0,ROUNDUP(AY37/AZ121,0))","v":0},{"$f":"IF(AZ121=0,0,ROUNDUP(AZ37/AZ121,0))","v":0},{"$f":"IF(AZ121=0,0,ROUNDUP(BA37/AZ121,0))","v":0},{"$f":"IF(AZ121=0,0,ROUNDUP(BB37/AZ121,0))","v":0},{"$f":"IF(AZ121=0,0,ROUNDUP(BC37/AZ121,0))","v":0},{"$f":"IF(AZ121=0,0,ROUNDUP(BD37/AZ121,0))","v":0},{"$f":"IF(AZ121=0,0,ROUNDUP(BE37/AZ121,0))","v":0},{"$f":"IF(AZ121=0,0,ROUNDUP(BF37/AZ121,0))","v":0},{"$f":"IF(AZ121=0,0,ROUNDUP(BG37/AZ121,0))","v":0},{"$f":"IF(AZ121=0,0,ROUNDUP(BH37/AZ121,0))","v":0},0,null,4,{"$f":"IF(BO121=0,0,ROUNDUP(BL37/BO121,0))","v":0},{"$f":"IF(BO121=0,0,ROUNDUP(BM37/BO121,0))","v":0},{"$f":"IF(BO121=0,0,ROUNDUP(BN37/BO121,0))","v":0},{"$f":"IF(BO121=0,0,ROUNDUP(BO37/BO121,0))","v":0},{"$f":"IF(BO121=0,0,ROUNDUP(BP37/BO121,0))","v":0},{"$f":"IF(BO121=0,0,ROUNDUP(BQ37/BO121,0))","v":0},{"$f":"IF(BO121=0,0,ROUNDUP(BR37/BO121,0))","v":0},{"$f":"IF(BO121=0,0,ROUNDUP(BS37/BO121,0))","v":0},{"$f":"IF(BO121=0,0,ROUNDUP(BT37/BO121,0))","v":0},{"$f":"IF(BO121=0,0,ROUNDUP(BU37/BO121,0))","v":0},{"$f":"IF(BO121=0,0,ROUNDUP(BV37/BO121,0))","v":0},{"$f":"IF(BO121=0,0,ROUNDUP(BW37/BO121,0))","v":0},0,null,4,{"$f":"IF(CD121=0,0,ROUNDUP(CA37/CD121,0))","v":0},{"$f":"IF(CD121=0,0,ROUNDUP(CB37/CD121,0))","v":0},{"$f":"IF(CD121=0,0,ROUNDUP(CC37/CD121,0))","v":0},{"$f":"IF(CD121=0,0,ROUNDUP(CD37/CD121,0))","v":0},{"$f":"IF(CD121=0,0,ROUNDUP(CE37/CD121,0))","v":0},{"$f":"IF(CD121=0,0,ROUNDUP(CF37/CD121,0))","v":0},{"$f":"IF(CD121=0,0,ROUNDUP(CG37/CD121,0))","v":0},{"$f":"IF(CD121=0,0,ROUNDUP(CH37/CD121,0))","v":0},{"$f":"IF(CD121=0,0,ROUNDUP(CI37/CD121,0))","v":0},{"$f":"IF(CD121=0,0,ROUNDUP(CJ37/CD121,0))","v":0},{"$f":"IF(CD121=0,0,ROUNDUP(CK37/CD121,0))","v":0},{"$f":"IF(CD121=0,0,ROUNDUP(CL37/CD121,0))","v":0},0]
[5,{"$f":"IF(E121=0,0,ROUNDUP(B38/E121,0))","v":0},{"$f":"IF(E121=0,0,ROUNDUP(C38/E121,0))","v":0},{"$f":"IF(E121=0,0,ROUNDUP(D38/E121,0))","v":0},{"$f":"IF(E121=0,0,ROUNDUP(E38/E121,0))","v":0},{"$f":"IF(E121=0,0,ROUNDUP(F38/E121,0))","v":0},{"$f":"IF(E121=0,0,ROUNDUP(G38/E121,0))","v":0},{"$f":"IF(E121=0,0,ROUNDUP(H38/E121,0))","v":0},{"$f":"IF(E121=0,0,ROUNDUP(I38/E121,0))","v":0},{"$f":"IF(E121=0,0,ROUNDUP(J38/E121,0))","v":0},{"$f":"IF(E121=0,0,ROUNDUP(K38/E121,0))","v":0},{"$f":"IF(E121=0,0,ROUNDUP(L38/E121,0))","v":0},{"$f":"IF(E121=0,0,ROUNDUP(M38/E121,0))","v":0},0,null,5,{"$f":"IF(T121=0,0,ROUNDUP(Q38/T121,0))","v":0},{"$f":"IF(T121=0,0,ROUNDUP(R38/T121,0))","v":0},{"$f":"IF(T121=0,0,ROUNDUP(S38/T121,0))","v":0},{"$f":"IF(T121=0,0,ROUNDUP(T38/T121,0))","v":0},{"$f":"IF(T121=0,0,ROUNDUP(U38/T121,0))","v":0},{"$f":"IF(T121=0,0,ROUNDUP(V38/T121,0))","v":0},{"$f":"IF(T121=0,0,ROUNDUP(W38/T121,0))","v":0},{"$f":"IF(T121=0,0,ROUNDUP(X38/T121,0))","v":0},{"$f":"IF(T121=0,0,ROUNDUP(Y38/T121,0))","v":0},{"$f":"IF(T121=0,0,ROUNDUP(Z38/T121,0))","v":0},{"$f":"IF(T121=0,0,ROUNDUP(AA38/T121,0))","v":0},{"$f":"IF(T121=0,0,ROUNDUP(AB38/T121,0))","v":0},0,null,5,{"$f":"IF(AI121=0,0,ROUNDUP(AF38/AI121,0))","v":0},{"$f":"IF(AI121=0,0,ROUNDUP(AG38/AI121,0))","v":0},{"$f":"IF(AI121=0,0,ROUNDUP(AH38/AI121,0))","v":0},{"$f":"IF(AI121=0,0,ROUNDUP(AI38/AI121,0))","v":0},{"$f":"IF(AI121=0,0,ROUNDUP(AJ38/AI121,0))","v":0},{"$f":"IF(AI121=0,0,ROUNDUP(AK38/AI121,0))","v":0},{"$f":"IF(AI121=0,0,ROUNDUP(AL38/AI121,0))","v":0},{"$f":"IF(AI121=0,0,ROUNDUP(AM38/AI121,0))","v":0},{"$f":"IF(AI121=0,0,ROUNDUP(AN38/AI121,0))","v":0},{"$f":"IF(AI121=0,0,ROUNDUP(AO38/AI121,0))","v":0},{"$f":"IF(AI121=0,0,ROUNDUP(AP38/AI121,0))","v":0},{"$f":"IF(AI121=0,0,ROUNDUP(AQ38/AI121,0))","v":0},0,null,null,null,5,{"$f":"IF(AZ121=0,0,ROUNDUP(AW38/AZ121,0))","v":0},{"$f":"IF(AZ121=0,0,ROUNDUP(AX38/AZ121,0))","v":0},{"$f":"IF(AZ121=0,0,ROUNDUP(AY38/AZ121,0))","v":0},{"$f":"IF(AZ121=0,0,ROUNDUP(AZ38/AZ121,0))","v":0},{"$f":"IF(AZ121=0,0,ROUNDUP(BA38/AZ121,0))","v":0},{"$f":"IF(AZ121=0,0,ROUNDUP(BB38/AZ121,0))","v":0},{"$f":"IF(AZ121=0,0,ROUNDUP(BC38/AZ121,0))","v":0},{"$f":"IF(AZ121=0,0,ROUNDUP(BD38/AZ121,0))","v":0},{"$f":"IF(AZ121=0,0,ROUNDUP(BE38/AZ121,0))","v":0},{"$f":"IF(AZ121=0,0,ROUNDUP(BF38/AZ121,0))","v":0},{"$f":"IF(AZ121=0,0,ROUNDUP(BG38/AZ121,0))","v":0},{"$f":"IF(AZ121=0,0,ROUNDUP(BH38/AZ121,0))","v":0},0,null,5,{"$f":"IF(BO121=0,0,ROUNDUP(BL38/BO121,0))","v":0},{"$f":"IF(BO121=0,0,ROUNDUP(BM38/BO121,0))","v":0},{"$f":"IF(BO121=0,0,ROUNDUP(BN38/BO121,0))","v":0},{"$f":"IF(BO121=0,0,ROUNDUP(BO38/BO121,0))","v":0},{"$f":"IF(BO121=0,0,ROUNDUP(BP38/BO121,0))","v":0},{"$f":"IF(BO121=0,0,ROUNDUP(BQ38/BO121,0))","v":0},{"$f":"IF(BO121=0,0,ROUNDUP(BR38/BO121,0))","v":0},{"$f":"IF(BO121=0,0,ROUNDUP(BS38/BO121,0))","v":0},{"$f":"IF(BO121=0,0,ROUNDUP(BT38/BO121,0))","v":0},{"$f":"IF(BO121=0,0,ROUNDUP(BU38/BO121,0))","v":0},{"$f":"IF(BO121=0,0,ROUNDUP(BV38/BO121,0))","v":0},{"$f":"IF(BO121=0,0,ROUNDUP(BW38/BO121,0))","v":0},0,null,5,{"$f":"IF(CD121=0,0,ROUNDUP(CA38/CD121,0))","v":0},{"$f":"IF(CD121=0,0,ROUNDUP(CB38/CD121,0))","v":0},{"$f":"IF(CD121=0,0,ROUNDUP(CC38/CD121,0))","v":0},{"$f":"IF(CD121=0,0,ROUNDUP(CD38/CD121,0))","v":0},{"$f":"IF(CD121=0,0,ROUNDUP(CE38/CD121,0))","v":0},{"$f":"IF(CD121=0,0,ROUNDUP(CF38/CD121,0))","v":0},{"$f":"IF(CD121=0,0,ROUNDUP(CG38/CD121,0))","v":0},{"$f":"IF(CD121=0,0,ROUNDUP(CH38/CD121,0))","v":0},{"$f":"IF(CD121=0,0,ROUNDUP(CI38/CD121,0))","v":0},{"$f":"IF(CD121=0,0,ROUNDUP(CJ38/CD121,0))","v":0},{"$f":"IF(CD121=0,0,ROUNDUP(CK38/CD121,0))","v":0},{"$f":"IF(CD121=0,0,ROUNDUP(CL38/CD121,0))","v":0},0]
[6,{"$f":"IF(E121=0,0,ROUNDUP(B39/E121,0))","v":0},{"$f":"IF(E121=0,0,ROUNDUP(C39/E121,0))","v":0},{"$f":"IF(E121=0,0,ROUNDUP(D39/E121,0))","v":0},{"$f":"IF(E121=0,0,ROUNDUP(E39/E121,0))","v":0},{"$f":"IF(E121=0,0,ROUNDUP(F39/E121,0))","v":0},{"$f":"IF(E121=0,0,ROUNDUP(G39/E121,0))","v":0},{"$f":"IF(E121=0,0,ROUNDUP(H39/E121,0))","v":0},{"$f":"IF(E121=0,0,ROUNDUP(I39/E121,0))","v":0},{"$f":"IF(E121=0,0,ROUNDUP(J39/E121,0))","v":0},{"$f":"IF(E121=0,0,ROUNDUP(K39/E121,0))","v":0},{"$f":"IF(E121=0,0,ROUNDUP(L39/E121,0))","v":0},{"$f":"IF(E121=0,0,ROUNDUP(M39/E121,0))","v":0},0,null,6,{"$f":"IF(T121=0,0,ROUNDUP(Q39/T121,0))","v":0},{"$f":"IF(T121=0,0,ROUNDUP(R39/T121,0))","v":0},{"$f":"IF(T121=0,0,ROUNDUP(S39/T121,0))","v":0},{"$f":"IF(T121=0,0,ROUNDUP(T39/T121,0))","v":0},{"$f":"IF(T121=0,0,ROUNDUP(U39/T121,0))","v":0},{"$f":"IF(T121=0,0,ROUNDUP(V39/T121,0))","v":0},{"$f":"IF(T121=0,0,ROUNDUP(W39/T121,0))","v":0},{"$f":"IF(T121=0,0,ROUNDUP(X39/T121,0))","v":0},{"$f":"IF(T121=0,0,ROUNDUP(Y39/T121,0))","v":0},{"$f":"IF(T121=0,0,ROUNDUP(Z39/T121,0))","v":0},{"$f":"IF(T121=0,0,ROUNDUP(AA39/T121,0))","v":0},{"$f":"IF(T121=0,0,ROUNDUP(AB39/T121,0))","v":0},0,null,6,{"$f":"IF(AI121=0,0,ROUNDUP(AF39/AI121,0))","v":0},{"$f":"IF(AI121=0,0,ROUNDUP(AG39/AI121,0))","v":0},{"$f":"IF(AI121=0,0,ROUNDUP(AH39/AI121,0))","v":0},{"$f":"IF(AI121=0,0,ROUNDUP(AI39/AI121,0))","v":0},{"$f":"IF(AI121=0,0,ROUNDUP(AJ39/AI121,0))","v":0},{"$f":"IF(AI121=0,0,ROUNDUP(AK39/AI121,0))","v":0},{"$f":"IF(AI121=0,0,ROUNDUP(AL39/AI121,0))","v":0},{"$f":"IF(AI121=0,0,ROUNDUP(AM39/AI121,0))","v":0},{"$f":"IF(AI121=0,0,ROUNDUP(AN39/AI121,0))","v":0},{"$f":"IF(AI121=0,0,ROUNDUP(AO39/AI121,0))","v":0},{"$f":"IF(AI121=0,0,ROUNDUP(AP39/AI121,0))","v":0},{"$f":"IF(AI121=0,0,ROUNDUP(AQ39/AI121,0))","v":0},0,null,null,null,6,{"$f":"IF(AZ121=0,0,ROUNDUP(AW39/AZ121,0))","v":0},{"$f":"IF(AZ121=0,0,ROUNDUP(AX39/AZ121,0))","v":0},{"$f":"IF(AZ121=0,0,ROUNDUP(AY39/AZ121,0))","v":0},{"$f":"IF(AZ121=0,0,ROUNDUP(AZ39/AZ121,0))","v":0},{"$f":"IF(AZ121=0,0,ROUNDUP(BA39/AZ121,0))","v":0},{"$f":"IF(AZ121=0,0,ROUNDUP(BB39/AZ121,0))","v":0},{"$f":"IF(AZ121=0,0,ROUNDUP(BC39/AZ121,0))","v":0},{"$f":"IF(AZ121=0,0,ROUNDUP(BD39/AZ121,0))","v":0},{"$f":"IF(AZ121=0,0,ROUNDUP(BE39/AZ121,0))","v":0},{"$f":"IF(AZ121=0,0,ROUNDUP(BF39/AZ121,0))","v":0},{"$f":"IF(AZ121=0,0,ROUNDUP(BG39/AZ121,0))","v":0},{"$f":"IF(AZ121=0,0,ROUNDUP(BH39/AZ121,0))","v":0},0,null,6,{"$f":"IF(BO121=0,0,ROUNDUP(BL39/BO121,0))","v":0},{"$f":"IF(BO121=0,0,ROUNDUP(BM39/BO121,0))","v":0},{"$f":"IF(BO121=0,0,ROUNDUP(BN39/BO121,0))","v":0},{"$f":"IF(BO121=0,0,ROUNDUP(BO39/BO121,0))","v":0},{"$f":"IF(BO121=0,0,ROUNDUP(BP39/BO121,0))","v":0},{"$f":"IF(BO121=0,0,ROUNDUP(BQ39/BO121,0))","v":0},{"$f":"IF(BO121=0,0,ROUNDUP(BR39/BO121,0))","v":0},{"$f":"IF(BO121=0,0,ROUNDUP(BS39/BO121,0))","v":0},{"$f":"IF(BO121=0,0,ROUNDUP(BT39/BO121,0))","v":0},{"$f":"IF(BO121=0,0,ROUNDUP(BU39/BO121,0))","v":0},{"$f":"IF(BO121=0,0,ROUNDUP(BV39/BO121,0))","v":0},{"$f":"IF(BO121=0,0,ROUNDUP(BW39/BO121,0))","v":0},0,null,6,{"$f":"IF(CD121=0,0,ROUNDUP(CA39/CD121,0))","v":0},{"$f":"IF(CD121=0,0,ROUNDUP(CB39/CD121,0))","v":0},{"$f":"IF(CD121=0,0,ROUNDUP(CC39/CD121,0))","v":0},{"$f":"IF(CD121=0,0,ROUNDUP(CD39/CD121,0))","v":0},{"$f":"IF(CD121=0,0,ROUNDUP(CE39/CD121,0))","v":0},{"$f":"IF(CD121=0,0,ROUNDUP(CF39/CD121,0))","v":0},{"$f":"IF(CD121=0,0,ROUNDUP(CG39/CD121,0))","v":0},{"$f":"IF(CD121=0,0,ROUNDUP(CH39/CD121,0))","v":0},{"$f":"IF(CD121=0,0,ROUNDUP(CI39/CD121,0))","v":0},{"$f":"IF(CD121=0,0,ROUNDUP(CJ39/CD121,0))","v":0},{"$f":"IF(CD121=0,0,ROUNDUP(CK39/CD121,0))","v":0},{"$f":"IF(CD121=0,0,ROUNDUP(CL39/CD121,0))","v":0},0]
[7,{"$f":"IF(E121=0,0,ROUNDUP(B40/E121,0))","v":0},{"$f":"IF(E121=0,0,ROUNDUP(C40/E121,0))","v":0},{"$f":"IF(E121=0,0,ROUNDUP(D40/E121,0))","v":0},{"$f":"IF(E121=0,0,ROUNDUP(E40/E121,0))","v":0},{"$f":"IF(E121=0,0,ROUNDUP(F40/E121,0))","v":0},{"$f":"IF(E121=0,0,ROUNDUP(G40/E121,0))","v":0},{"$f":"IF(E121=0,0,ROUNDUP(H40/E121,0))","v":0},{"$f":"IF(E121=0,0,ROUNDUP(I40/E121,0))","v":0},{"$f":"IF(E121=0,0,ROUNDUP(J40/E121,0))","v":0},{"$f":"IF(E121=0,0,ROUNDUP(K40/E121,0))","v":0},{"$f":"IF(E121=0,0,ROUNDUP(L40/E121,0))","v":0},{"$f":"IF(E121=0,0,ROUNDUP(M40/E121,0))","v":0},0,null,7,{"$f":"IF(T121=0,0,ROUNDUP(Q40/T121,0))","v":0},{"$f":"IF(T121=0,0,ROUNDUP(R40/T121,0))","v":0},{"$f":"IF(T121=0,0,ROUNDUP(S40/T121,0))","v":0},{"$f":"IF(T121=0,0,ROUNDUP(T40/T121,0))","v":0},{"$f":"IF(T121=0,0,ROUNDUP(U40/T121,0))","v":0},{"$f":"IF(T121=0,0,ROUNDUP(V40/T121,0))","v":0},{"$f":"IF(T121=0,0,ROUNDUP(W40/T121,0))","v":0},{"$f":"IF(T121=0,0,ROUNDUP(X40/T121,0))","v":0},{"$f":"IF(T121=0,0,ROUNDUP(Y40/T121,0))","v":0},{"$f":"IF(T121=0,0,ROUNDUP(Z40/T121,0))","v":0},{"$f":"IF(T121=0,0,ROUNDUP(AA40/T121,0))","v":0},{"$f":"IF(T121=0,0,ROUNDUP(AB40/T121,0))","v":0},0,null,7,{"$f":"IF(AI121=0,0,ROUNDUP(AF40/AI121,0))","v":0},{"$f":"IF(AI121=0,0,ROUNDUP(AG40/AI121,0))","v":0},{"$f":"IF(AI121=0,0,ROUNDUP(AH40/AI121,0))","v":0},{"$f":"IF(AI121=0,0,ROUNDUP(AI40/AI121,0))","v":0},{"$f":"IF(AI121=0,0,ROUNDUP(AJ40/AI121,0))","v":0},{"$f":"IF(AI121=0,0,ROUNDUP(AK40/AI121,0))","v":0},{"$f":"IF(AI121=0,0,ROUNDUP(AL40/AI121,0))","v":0},{"$f":"IF(AI121=0,0,ROUNDUP(AM40/AI121,0))","v":0},{"$f":"IF(AI121=0,0,ROUNDUP(AN40/AI121,0))","v":0},{"$f":"IF(AI121=0,0,ROUNDUP(AO40/AI121,0))","v":0},{"$f":"IF(AI121=0,0,ROUNDUP(AP40/AI121,0))","v":0},{"$f":"IF(AI121=0,0,ROUNDUP(AQ40/AI121,0))","v":0},0,null,null,null,7,{"$f":"IF(AZ121=0,0,ROUNDUP(AW40/AZ121,0))","v":0},{"$f":"IF(AZ121=0,0,ROUNDUP(AX40/AZ121,0))","v":0},{"$f":"IF(AZ121=0,0,ROUNDUP(AY40/AZ121,0))","v":0},{"$f":"IF(AZ121=0,0,ROUNDUP(AZ40/AZ121,0))","v":0},{"$f":"IF(AZ121=0,0,ROUNDUP(BA40/AZ121,0))","v":0},{"$f":"IF(AZ121=0,0,ROUNDUP(BB40/AZ121,0))","v":0},{"$f":"IF(AZ121=0,0,ROUNDUP(BC40/AZ121,0))","v":0},{"$f":"IF(AZ121=0,0,ROUNDUP(BD40/AZ121,0))","v":0},{"$f":"IF(AZ121=0,0,ROUNDUP(BE40/AZ121,0))","v":0},{"$f":"IF(AZ121=0,0,ROUNDUP(BF40/AZ121,0))","v":0},{"$f":"IF(AZ121=0,0,ROUNDUP(BG40/AZ121,0))","v":0},{"$f":"IF(AZ121=0,0,ROUNDUP(BH40/AZ121,0))","v":0},0,null,7,{"$f":"IF(BO121=0,0,ROUNDUP(BL40/BO121,0))","v":0},{"$f":"IF(BO121=0,0,ROUNDUP(BM40/BO121,0))","v":0},{"$f":"IF(BO121=0,0,ROUNDUP(BN40/BO121,0))","v":0},{"$f":"IF(BO121=0,0,ROUNDUP(BO40/BO121,0))","v":0},{"$f":"IF(BO121=0,0,ROUNDUP(BP40/BO121,0))","v":0},{"$f":"IF(BO121=0,0,ROUNDUP(BQ40/BO121,0))","v":0},{"$f":"IF(BO121=0,0,ROUNDUP(BR40/BO121,0))","v":0},{"$f":"IF(BO121=0,0,ROUNDUP(BS40/BO121,0))","v":0},{"$f":"IF(BO121=0,0,ROUNDUP(BT40/BO121,0))","v":0},{"$f":"IF(BO121=0,0,ROUNDUP(BU40/BO121,0))","v":0},{"$f":"IF(BO121=0,0,ROUNDUP(BV40/BO121,0))","v":0},{"$f":"IF(BO121=0,0,ROUNDUP(BW40/BO121,0))","v":0},0,null,7,{"$f":"IF(CD121=0,0,ROUNDUP(CA40/CD121,0))","v":0},{"$f":"IF(CD121=0,0,ROUNDUP(CB40/CD121,0))","v":0},{"$f":"IF(CD121=0,0,ROUNDUP(CC40/CD121,0))","v":0},{"$f":"IF(CD121=0,0,ROUNDUP(CD40/CD121,0))","v":0},{"$f":"IF(CD121=0,0,ROUNDUP(CE40/CD121,0))","v":0},{"$f":"IF(CD121=0,0,ROUNDUP(CF40/CD121,0))","v":0},{"$f":"IF(CD121=0,0,ROUNDUP(CG40/CD121,0))","v":0},{"$f":"IF(CD121=0,0,ROUNDUP(CH40/CD121,0))","v":0},{"$f":"IF(CD121=0,0,ROUNDUP(CI40/CD121,0))","v":0},{"$f":"IF(CD121=0,0,ROUNDUP(CJ40/CD121,0))","v":0},{"$f":"IF(CD121=0,0,ROUNDUP(CK40/CD121,0))","v":0},{"$f":"IF(CD121=0,0,ROUNDUP(CL40/CD121,0))","v":0},0]
[8,{"$f":"IF(E121=0,0,ROUNDUP(B41/E121,0))","v":0},{"$f":"IF(E121=0,0,ROUNDUP(C41/E121,0))","v":0},{"$f":"IF(E121=0,0,ROUNDUP(D41/E121,0))","v":0},{"$f":"IF(E121=0,0,ROUNDUP(E41/E121,0))","v":0},{"$f":"IF(E121=0,0,ROUNDUP(F41/E121,0))","v":0},{"$f":"IF(E121=0,0,ROUNDUP(G41/E121,0))","v":0},{"$f":"IF(E121=0,0,ROUNDUP(H41/E121,0))","v":0},{"$f":"IF(E121=0,0,ROUNDUP(I41/E121,0))","v":0},{"$f":"IF(E121=0,0,ROUNDUP(J41/E121,0))","v":0},{"$f":"IF(E121=0,0,ROUNDUP(K41/E121,0))","v":0},{"$f":"IF(E121=0,0,ROUNDUP(L41/E121,0))","v":0},{"$f":"IF(E121=0,0,ROUNDUP(M41/E121,0))","v":0},0,null,8,{"$f":"IF(T121=0,0,ROUNDUP(Q41/T121,0))","v":0},{"$f":"IF(T121=0,0,ROUNDUP(R41/T121,0))","v":0},{"$f":"IF(T121=0,0,ROUNDUP(S41/T121,0))","v":0},{"$f":"IF(T121=0,0,ROUNDUP(T41/T121,0))","v":0},{"$f":"IF(T121=0,0,ROUNDUP(U41/T121,0))","v":0},{"$f":"IF(T121=0,0,ROUNDUP(V41/T121,0))","v":0},{"$f":"IF(T121=0,0,ROUNDUP(W41/T121,0))","v":0},{"$f":"IF(T121=0,0,ROUNDUP(X41/T121,0))","v":0},{"$f":"IF(T121=0,0,ROUNDUP(Y41/T121,0))","v":0},{"$f":"IF(T121=0,0,ROUNDUP(Z41/T121,0))","v":0},{"$f":"IF(T121=0,0,ROUNDUP(AA41/T121,0))","v":0},{"$f":"IF(T121=0,0,ROUNDUP(AB41/T121,0))","v":0},0,null,8,{"$f":"IF(AI121=0,0,ROUNDUP(AF41/AI121,0))","v":0},{"$f":"IF(AI121=0,0,ROUNDUP(AG41/AI121,0))","v":0},{"$f":"IF(AI121=0,0,ROUNDUP(AH41/AI121,0))","v":0},{"$f":"IF(AI121=0,0,ROUNDUP(AI41/AI121,0))","v":0},{"$f":"IF(AI121=0,0,ROUNDUP(AJ41/AI121,0))","v":0},{"$f":"IF(AI121=0,0,ROUNDUP(AK41/AI121,0))","v":0},{"$f":"IF(AI121=0,0,ROUNDUP(AL41/AI121,0))","v":0},{"$f":"IF(AI121=0,0,ROUNDUP(AM41/AI121,0))","v":0},{"$f":"IF(AI121=0,0,ROUNDUP(AN41/AI121,0))","v":0},{"$f":"IF(AI121=0,0,ROUNDUP(AO41/AI121,0))","v":0},{"$f":"IF(AI121=0,0,ROUNDUP(AP41/AI121,0))","v":0},{"$f":"IF(AI121=0,0,ROUNDUP(AQ41/AI121,0))","v":0},0,null,null,null,8,{"$f":"IF(AZ121=0,0,ROUNDUP(AW41/AZ121,0))","v":0},{"$f":"IF(AZ121=0,0,ROUNDUP(AX41/AZ121,0))","v":0},{"$f":"IF(AZ121=0,0,ROUNDUP(AY41/AZ121,0))","v":0},{"$f":"IF(AZ121=0,0,ROUNDUP(AZ41/AZ121,0))","v":0},{"$f":"IF(AZ121=0,0,ROUNDUP(BA41/AZ121,0))","v":0},{"$f":"IF(AZ121=0,0,ROUNDUP(BB41/AZ121,0))","v":0},{"$f":"IF(AZ121=0,0,ROUNDUP(BC41/AZ121,0))","v":0},{"$f":"IF(AZ121=0,0,ROUNDUP(BD41/AZ121,0))","v":0},{"$f":"IF(AZ121=0,0,ROUNDUP(BE41/AZ121,0))","v":0},{"$f":"IF(AZ121=0,0,ROUNDUP(BF41/AZ121,0))","v":0},{"$f":"IF(AZ121=0,0,ROUNDUP(BG41/AZ121,0))","v":0},{"$f":"IF(AZ121=0,0,ROUNDUP(BH41/AZ121,0))","v":0},0,null,8,{"$f":"IF(BO121=0,0,ROUNDUP(BL41/BO121,0))","v":0},{"$f":"IF(BO121=0,0,ROUNDUP(BM41/BO121,0))","v":0},{"$f":"IF(BO121=0,0,ROUNDUP(BN41/BO121,0))","v":0},{"$f":"IF(BO121=0,0,ROUNDUP(BO41/BO121,0))","v":0},{"$f":"IF(BO121=0,0,ROUNDUP(BP41/BO121,0))","v":0},{"$f":"IF(BO121=0,0,ROUNDUP(BQ41/BO121,0))","v":0},{"$f":"IF(BO121=0,0,ROUNDUP(BR41/BO121,0))","v":0},{"$f":"IF(BO121=0,0,ROUNDUP(BS41/BO121,0))","v":0},{"$f":"IF(BO121=0,0,ROUNDUP(BT41/BO121,0))","v":0},{"$f":"IF(BO121=0,0,ROUNDUP(BU41/BO121,0))","v":0},{"$f":"IF(BO121=0,0,ROUNDUP(BV41/BO121,0))","v":0},{"$f":"IF(BO121=0,0,ROUNDUP(BW41/BO121,0))","v":0},0,null,8,{"$f":"IF(CD121=0,0,ROUNDUP(CA41/CD121,0))","v":0},{"$f":"IF(CD121=0,0,ROUNDUP(CB41/CD121,0))","v":0},{"$f":"IF(CD121=0,0,ROUNDUP(CC41/CD121,0))","v":0},{"$f":"IF(CD121=0,0,ROUNDUP(CD41/CD121,0))","v":0},{"$f":"IF(CD121=0,0,ROUNDUP(CE41/CD121,0))","v":0},{"$f":"IF(CD121=0,0,ROUNDUP(CF41/CD121,0))","v":0},{"$f":"IF(CD121=0,0,ROUNDUP(CG41/CD121,0))","v":0},{"$f":"IF(CD121=0,0,ROUNDUP(CH41/CD121,0))","v":0},{"$f":"IF(CD121=0,0,ROUNDUP(CI41/CD121,0))","v":0},{"$f":"IF(CD121=0,0,ROUNDUP(CJ41/CD121,0))","v":0},{"$f":"IF(CD121=0,0,ROUNDUP(CK41/CD121,0))","v":0},{"$f":"IF(CD121=0,0,ROUNDUP(CL41/CD121,0))","v":0},0]
[9,{"$f":"IF(E121=0,0,ROUNDUP(B42/E121,0))","v":0},{"$f":"IF(E121=0,0,ROUNDUP(C42/E121,0))","v":0},{"$f":"IF(E121=0,0,ROUNDUP(D42/E121,0))","v":0},{"$f":"IF(E121=0,0,ROUNDUP(E42/E121,0))","v":0},{"$f":"IF(E121=0,0,ROUNDUP(F42/E121,0))","v":0},{"$f":"IF(E121=0,0,ROUNDUP(G42/E121,0))","v":0},{"$f":"IF(E121=0,0,ROUNDUP(H42/E121,0))","v":0},{"$f":"IF(E121=0,0,ROUNDUP(I42/E121,0))","v":0},{"$f":"IF(E121=0,0,ROUNDUP(J42/E121,0))","v":0},{"$f":"IF(E121=0,0,ROUNDUP(K42/E121,0))","v":0},{"$f":"IF(E121=0,0,ROUNDUP(L42/E121,0))","v":0},{"$f":"IF(E121=0,0,ROUNDUP(M42/E121,0))","v":0},0,null,9,{"$f":"IF(T121=0,0,ROUNDUP(Q42/T121,0))","v":0},{"$f":"IF(T121=0,0,ROUNDUP(R42/T121,0))","v":0},{"$f":"IF(T121=0,0,ROUNDUP(S42/T121,0))","v":0},{"$f":"IF(T121=0,0,ROUNDUP(T42/T121,0))","v":0},{"$f":"IF(T121=0,0,ROUNDUP(U42/T121,0))","v":0},{"$f":"IF(T121=0,0,ROUNDUP(V42/T121,0))","v":0},{"$f":"IF(T121=0,0,ROUNDUP(W42/T121,0))","v":0},{"$f":"IF(T121=0,0,ROUNDUP(X42/T121,0))","v":0},{"$f":"IF(T121=0,0,ROUNDUP(Y42/T121,0))","v":0},{"$f":"IF(T121=0,0,ROUNDUP(Z42/T121,0))","v":0},{"$f":"IF(T121=0,0,ROUNDUP(AA42/T121,0))","v":0},{"$f":"IF(T121=0,0,ROUNDUP(AB42/T121,0))","v":0},0,null,9,{"$f":"IF(AI121=0,0,ROUNDUP(AF42/AI121,0))","v":0},{"$f":"IF(AI121=0,0,ROUNDUP(AG42/AI121,0))","v":0},{"$f":"IF(AI121=0,0,ROUNDUP(AH42/AI121,0))","v":0},{"$f":"IF(AI121=0,0,ROUNDUP(AI42/AI121,0))","v":0},{"$f":"IF(AI121=0,0,ROUNDUP(AJ42/AI121,0))","v":0},{"$f":"IF(AI121=0,0,ROUNDUP(AK42/AI121,0))","v":0},{"$f":"IF(AI121=0,0,ROUNDUP(AL42/AI121,0))","v":0},{"$f":"IF(AI121=0,0,ROUNDUP(AM42/AI121,0))","v":0},{"$f":"IF(AI121=0,0,ROUNDUP(AN42/AI121,0))","v":0},{"$f":"IF(AI121=0,0,ROUNDUP(AO42/AI121,0))","v":0},{"$f":"IF(AI121=0,0,ROUNDUP(AP42/AI121,0))","v":0},{"$f":"IF(AI121=0,0,ROUNDUP(AQ42/AI121,0))","v":0},0,null,null,null,9,{"$f":"IF(AZ121=0,0,ROUNDUP(AW42/AZ121,0))","v":0},{"$f":"IF(AZ121=0,0,ROUNDUP(AX42/AZ121,0))","v":0},{"$f":"IF(AZ121=0,0,ROUNDUP(AY42/AZ121,0))","v":0},{"$f":"IF(AZ121=0,0,ROUNDUP(AZ42/AZ121,0))","v":0},{"$f":"IF(AZ121=0,0,ROUNDUP(BA42/AZ121,0))","v":0},{"$f":"IF(AZ121=0,0,ROUNDUP(BB42/AZ121,0))","v":0},{"$f":"IF(AZ121=0,0,ROUNDUP(BC42/AZ121,0))","v":0},{"$f":"IF(AZ121=0,0,ROUNDUP(BD42/AZ121,0))","v":0},{"$f":"IF(AZ121=0,0,ROUNDUP(BE42/AZ121,0))","v":0},{"$f":"IF(AZ121=0,0,ROUNDUP(BF42/AZ121,0))","v":0},{"$f":"IF(AZ121=0,0,ROUNDUP(BG42/AZ121,0))","v":0},{"$f":"IF(AZ121=0,0,ROUNDUP(BH42/AZ121,0))","v":0},0,null,9,{"$f":"IF(BO121=0,0,ROUNDUP(BL42/BO121,0))","v":0},{"$f":"IF(BO121=0,0,ROUNDUP(BM42/BO121,0))","v":0},{"$f":"IF(BO121=0,0,ROUNDUP(BN42/BO121,0))","v":0},{"$f":"IF(BO121=0,0,ROUNDUP(BO42/BO121,0))","v":0},{"$f":"IF(BO121=0,0,ROUNDUP(BP42/BO121,0))","v":0},{"$f":"IF(BO121=0,0,ROUNDUP(BQ42/BO121,0))","v":0},{"$f":"IF(BO121=0,0,ROUNDUP(BR42/BO121,0))","v":0},{"$f":"IF(BO121=0,0,ROUNDUP(BS42/BO121,0))","v":0},{"$f":"IF(BO121=0,0,ROUNDUP(BT42/BO121,0))","v":0},{"$f":"IF(BO121=0,0,ROUNDUP(BU42/BO121,0))","v":0},{"$f":"IF(BO121=0,0,ROUNDUP(BV42/BO121,0))","v":0},{"$f":"IF(BO121=0,0,ROUNDUP(BW42/BO121,0))","v":0},0,null,9,{"$f":"IF(CD121=0,0,ROUNDUP(CA42/CD121,0))","v":0},{"$f":"IF(CD121=0,0,ROUNDUP(CB42/CD121,0))","v":0},{"$f":"IF(CD121=0,0,ROUNDUP(CC42/CD121,0))","v":0},{"$f":"IF(CD121=0,0,ROUNDUP(CD42/CD121,0))","v":0},{"$f":"IF(CD121=0,0,ROUNDUP(CE42/CD121,0))","v":0},{"$f":"IF(CD121=0,0,ROUNDUP(CF42/CD121,0))","v":0},{"$f":"IF(CD121=0,0,ROUNDUP(CG42/CD121,0))","v":0},{"$f":"IF(CD121=0,0,ROUNDUP(CH42/CD121,0))","v":0},{"$f":"IF(CD121=0,0,ROUNDUP(CI42/CD121,0))","v":0},{"$f":"IF(CD121=0,0,ROUNDUP(CJ42/CD121,0))","v":0},{"$f":"IF(CD121=0,0,ROUNDUP(CK42/CD121,0))","v":0},{"$f":"IF(CD121=0,0,ROUNDUP(CL42/CD121,0))","v":0},0]
[10,{"$f":"IF(E121=0,0,ROUNDUP(B43/E121,0))","v":0},{"$f":"IF(E121=0,0,ROUNDUP(C43/E121,0))","v":0},{"$f":"IF(E121=0,0,ROUNDUP(D43/E121,0))","v":0},{"$f":"IF(E121=0,0,ROUNDUP(E43/E121,0))","v":0},{"$f":"IF(E121=0,0,ROUNDUP(F43/E121,0))","v":0},{"$f":"IF(E121=0,0,ROUNDUP(G43/E121,0))","v":0},{"$f":"IF(E121=0,0,ROUNDUP(H43/E121,0))","v":0},{"$f":"IF(E121=0,0,ROUNDUP(I43/E121,0))","v":0},{"$f":"IF(E121=0,0,ROUNDUP(J43/E121,0))","v":0},{"$f":"IF(E121=0,0,ROUNDUP(K43/E121,0))","v":0},{"$f":"IF(E121=0,0,ROUNDUP(L43/E121,0))","v":0},{"$f":"IF(E121=0,0,ROUNDUP(M43/E121,0))","v":0},0,null,10,{"$f":"IF(T121=0,0,ROUNDUP(Q43/T121,0))","v":0},{"$f":"IF(T121=0,0,ROUNDUP(R43/T121,0))","v":0},{"$f":"IF(T121=0,0,ROUNDUP(S43/T121,0))","v":0},{"$f":"IF(T121=0,0,ROUNDUP(T43/T121,0))","v":0},{"$f":"IF(T121=0,0,ROUNDUP(U43/T121,0))","v":0},{"$f":"IF(T121=0,0,ROUNDUP(V43/T121,0))","v":0},{"$f":"IF(T121=0,0,ROUNDUP(W43/T121,0))","v":0},{"$f":"IF(T121=0,0,ROUNDUP(X43/T121,0))","v":0},{"$f":"IF(T121=0,0,ROUNDUP(Y43/T121,0))","v":0},{"$f":"IF(T121=0,0,ROUNDUP(Z43/T121,0))","v":0},{"$f":"IF(T121=0,0,ROUNDUP(AA43/T121,0))","v":0},{"$f":"IF(T121=0,0,ROUNDUP(AB43/T121,0))","v":0},0,null,10,{"$f":"IF(AI121=0,0,ROUNDUP(AF43/AI121,0))","v":0},{"$f":"IF(AI121=0,0,ROUNDUP(AG43/AI121,0))","v":0},{"$f":"IF(AI121=0,0,ROUNDUP(AH43/AI121,0))","v":0},{"$f":"IF(AI121=0,0,ROUNDUP(AI43/AI121,0))","v":0},{"$f":"IF(AI121=0,0,ROUNDUP(AJ43/AI121,0))","v":0},{"$f":"IF(AI121=0,0,ROUNDUP(AK43/AI121,0))","v":0},{"$f":"IF(AI121=0,0,ROUNDUP(AL43/AI121,0))","v":0},{"$f":"IF(AI121=0,0,ROUNDUP(AM43/AI121,0))","v":0},{"$f":"IF(AI121=0,0,ROUNDUP(AN43/AI121,0))","v":0},{"$f":"IF(AI121=0,0,ROUNDUP(AO43/AI121,0))","v":0},{"$f":"IF(AI121=0,0,ROUNDUP(AP43/AI121,0))","v":0},{"$f":"IF(AI121=0,0,ROUNDUP(AQ43/AI121,0))","v":0},0,null,null,null,10,{"$f":"IF(AZ121=0,0,ROUNDUP(AW43/AZ121,0))","v":0},{"$f":"IF(AZ121=0,0,ROUNDUP(AX43/AZ121,0))","v":0},{"$f":"IF(AZ121=0,0,ROUNDUP(AY43/AZ121,0))","v":0},{"$f":"IF(AZ121=0,0,ROUNDUP(AZ43/AZ121,0))","v":0},{"$f":"IF(AZ121=0,0,ROUNDUP(BA43/AZ121,0))","v":0},{"$f":"IF(AZ121=0,0,ROUNDUP(BB43/AZ121,0))","v":0},{"$f":"IF(AZ121=0,0,ROUNDUP(BC43/AZ121,0))","v":0},{"$f":"IF(AZ121=0,0,ROUNDUP(BD43/AZ121,0))","v":0},{"$f":"IF(AZ121=0,0,ROUNDUP(BE43/AZ121,0))","v":0},{"$f":"IF(AZ121=0,0,ROUNDUP(BF43/AZ121,0))","v":0},{"$f":"IF(AZ121=0,0,ROUNDUP(BG43/AZ121,0))","v":0},{"$f":"IF(AZ121=0,0,ROUNDUP(BH43/AZ121,0))","v":0},0,null,10,{"$f":"IF(BO121=0,0,ROUNDUP(BL43/BO121,0))","v":0},{"$f":"IF(BO121=0,0,ROUNDUP(BM43/BO121,0))","v":0},{"$f":"IF(BO121=0,0,ROUNDUP(BN43/BO121,0))","v":0},{"$f":"IF(BO121=0,0,ROUNDUP(BO43/BO121,0))","v":0},{"$f":"IF(BO121=0,0,ROUNDUP(BP43/BO121,0))","v":0},{"$f":"IF(BO121=0,0,ROUNDUP(BQ43/BO121,0))","v":0},{"$f":"IF(BO121=0,0,ROUNDUP(BR43/BO121,0))","v":0},{"$f":"IF(BO121=0,0,ROUNDUP(BS43/BO121,0))","v":0},{"$f":"IF(BO121=0,0,ROUNDUP(BT43/BO121,0))","v":0},{"$f":"IF(BO121=0,0,ROUNDUP(BU43/BO121,0))","v":0},{"$f":"IF(BO121=0,0,ROUNDUP(BV43/BO121,0))","v":0},{"$f":"IF(BO121=0,0,ROUNDUP(BW43/BO121,0))","v":0},0,null,10,{"$f":"IF(CD121=0,0,ROUNDUP(CA43/CD121,0))","v":0},{"$f":"IF(CD121=0,0,ROUNDUP(CB43/CD121,0))","v":0},{"$f":"IF(CD121=0,0,ROUNDUP(CC43/CD121,0))","v":0},{"$f":"IF(CD121=0,0,ROUNDUP(CD43/CD121,0))","v":0},{"$f":"IF(CD121=0,0,ROUNDUP(CE43/CD121,0))","v":0},{"$f":"IF(CD121=0,0,ROUNDUP(CF43/CD121,0))","v":0},{"$f":"IF(CD121=0,0,ROUNDUP(CG43/CD121,0))","v":0},{"$f":"IF(CD121=0,0,ROUNDUP(CH43/CD121,0))","v":0},{"$f":"IF(CD121=0,0,ROUNDUP(CI43/CD121,0))","v":0},{"$f":"IF(CD121=0,0,ROUNDUP(CJ43/CD121,0))","v":0},{"$f":"IF(CD121=0,0,ROUNDUP(CK43/CD121,0))","v":0},{"$f":"IF(CD121=0,0,ROUNDUP(CL43/CD121,0))","v":0},0]
[11,{"$f":"IF(E121=0,0,ROUNDUP(B44/E121,0))","v":0},{"$f":"IF(E121=0,0,ROUNDUP(C44/E121,0))","v":0},{"$f":"IF(E121=0,0,ROUNDUP(D44/E121,0))","v":0},{"$f":"IF(E121=0,0,ROUNDUP(E44/E121,0))","v":0},{"$f":"IF(E121=0,0,ROUNDUP(F44/E121,0))","v":0},{"$f":"IF(E121=0,0,ROUNDUP(G44/E121,0))","v":0},{"$f":"IF(E121=0,0,ROUNDUP(H44/E121,0))","v":0},{"$f":"IF(E121=0,0,ROUNDUP(I44/E121,0))","v":0},{"$f":"IF(E121=0,0,ROUNDUP(J44/E121,0))","v":0},{"$f":"IF(E121=0,0,ROUNDUP(K44/E121,0))","v":0},{"$f":"IF(E121=0,0,ROUNDUP(L44/E121,0))","v":0},{"$f":"IF(E121=0,0,ROUNDUP(M44/E121,0))","v":0},0,null,11,{"$f":"IF(T121=0,0,ROUNDUP(Q44/T121,0))","v":0},{"$f":"IF(T121=0,0,ROUNDUP(R44/T121,0))","v":0},{"$f":"IF(T121=0,0,ROUNDUP(S44/T121,0))","v":0},{"$f":"IF(T121=0,0,ROUNDUP(T44/T121,0))","v":0},{"$f":"IF(T121=0,0,ROUNDUP(U44/T121,0))","v":0},{"$f":"IF(T121=0,0,ROUNDUP(V44/T121,0))","v":0},{"$f":"IF(T121=0,0,ROUNDUP(W44/T121,0))","v":0},{"$f":"IF(T121=0,0,ROUNDUP(X44/T121,0))","v":0},{"$f":"IF(T121=0,0,ROUNDUP(Y44/T121,0))","v":0},{"$f":"IF(T121=0,0,ROUNDUP(Z44/T121,0))","v":0},{"$f":"IF(T121=0,0,ROUNDUP(AA44/T121,0))","v":0},{"$f":"IF(T121=0,0,ROUNDUP(AB44/T121,0))","v":0},0,null,11,{"$f":"IF(AI121=0,0,ROUNDUP(AF44/AI121,0))","v":0},{"$f":"IF(AI121=0,0,ROUNDUP(AG44/AI121,0))","v":0},{"$f":"IF(AI121=0,0,ROUNDUP(AH44/AI121,0))","v":0},{"$f":"IF(AI121=0,0,ROUNDUP(AI44/AI121,0))","v":0},{"$f":"IF(AI121=0,0,ROUNDUP(AJ44/AI121,0))","v":0},{"$f":"IF(AI121=0,0,ROUNDUP(AK44/AI121,0))","v":0},{"$f":"IF(AI121=0,0,ROUNDUP(AL44/AI121,0))","v":0},{"$f":"IF(AI121=0,0,ROUNDUP(AM44/AI121,0))","v":0},{"$f":"IF(AI121=0,0,ROUNDUP(AN44/AI121,0))","v":0},{"$f":"IF(AI121=0,0,ROUNDUP(AO44/AI121,0))","v":0},{"$f":"IF(AI121=0,0,ROUNDUP(AP44/AI121,0))","v":0},{"$f":"IF(AI121=0,0,ROUNDUP(AQ44/AI121,0))","v":0},0,null,null,null,11,{"$f":"IF(AZ121=0,0,ROUNDUP(AW44/AZ121,0))","v":0},{"$f":"IF(AZ121=0,0,ROUNDUP(AX44/AZ121,0))","v":0},{"$f":"IF(AZ121=0,0,ROUNDUP(AY44/AZ121,0))","v":0},{"$f":"IF(AZ121=0,0,ROUNDUP(AZ44/AZ121,0))","v":0},{"$f":"IF(AZ121=0,0,ROUNDUP(BA44/AZ121,0))","v":0},{"$f":"IF(AZ121=0,0,ROUNDUP(BB44/AZ121,0))","v":0},{"$f":"IF(AZ121=0,0,ROUNDUP(BC44/AZ121,0))","v":0},{"$f":"IF(AZ121=0,0,ROUNDUP(BD44/AZ121,0))","v":0},{"$f":"IF(AZ121=0,0,ROUNDUP(BE44/AZ121,0))","v":0},{"$f":"IF(AZ121=0,0,ROUNDUP(BF44/AZ121,0))","v":0},{"$f":"IF(AZ121=0,0,ROUNDUP(BG44/AZ121,0))","v":0},{"$f":"IF(AZ121=0,0,ROUNDUP(BH44/AZ121,0))","v":0},0,null,11,{"$f":"IF(BO121=0,0,ROUNDUP(BL44/BO121,0))","v":0},{"$f":"IF(BO121=0,0,ROUNDUP(BM44/BO121,0))","v":0},{"$f":"IF(BO121=0,0,ROUNDUP(BN44/BO121,0))","v":0},{"$f":"IF(BO121=0,0,ROUNDUP(BO44/BO121,0))","v":0},{"$f":"IF(BO121=0,0,ROUNDUP(BP44/BO121,0))","v":0},{"$f":"IF(BO121=0,0,ROUNDUP(BQ44/BO121,0))","v":0},{"$f":"IF(BO121=0,0,ROUNDUP(BR44/BO121,0))","v":0},{"$f":"IF(BO121=0,0,ROUNDUP(BS44/BO121,0))","v":0},{"$f":"IF(BO121=0,0,ROUNDUP(BT44/BO121,0))","v":0},{"$f":"IF(BO121=0,0,ROUNDUP(BU44/BO121,0))","v":0},{"$f":"IF(BO121=0,0,ROUNDUP(BV44/BO121,0))","v":0},{"$f":"IF(BO121=0,0,ROUNDUP(BW44/BO121,0))","v":0},0,null,11,{"$f":"IF(CD121=0,0,ROUNDUP(CA44/CD121,0))","v":0},{"$f":"IF(CD121=0,0,ROUNDUP(CB44/CD121,0))","v":0},{"$f":"IF(CD121=0,0,ROUNDUP(CC44/CD121,0))","v":0},{"$f":"IF(CD121=0,0,ROUNDUP(CD44/CD121,0))","v":0},{"$f":"IF(CD121=0,0,ROUNDUP(CE44/CD121,0))","v":0},{"$f":"IF(CD121=0,0,ROUNDUP(CF44/CD121,0))","v":0},{"$f":"IF(CD121=0,0,ROUNDUP(CG44/CD121,0))","v":0},{"$f":"IF(CD121=0,0,ROUNDUP(CH44/CD121,0))","v":0},{"$f":"IF(CD121=0,0,ROUNDUP(CI44/CD121,0))","v":0},{"$f":"IF(CD121=0,0,ROUNDUP(CJ44/CD121,0))","v":0},{"$f":"IF(CD121=0,0,ROUNDUP(CK44/CD121,0))","v":0},{"$f":"IF(CD121=0,0,ROUNDUP(CL44/CD121,0))","v":0},0]
[12,{"$f":"IF(E121=0,0,ROUNDUP(B45/E121,0))","v":0},{"$f":"IF(E121=0,0,ROUNDUP(C45/E121,0))","v":0},{"$f":"IF(E121=0,0,ROUNDUP(D45/E121,0))","v":0},{"$f":"IF(E121=0,0,ROUNDUP(E45/E121,0))","v":0},{"$f":"IF(E121=0,0,ROUNDUP(F45/E121,0))","v":0},{"$f":"IF(E121=0,0,ROUNDUP(G45/E121,0))","v":0},{"$f":"IF(E121=0,0,ROUNDUP(H45/E121,0))","v":0},{"$f":"IF(E121=0,0,ROUNDUP(I45/E121,0))","v":0},{"$f":"IF(E121=0,0,ROUNDUP(J45/E121,0))","v":0},{"$f":"IF(E121=0,0,ROUNDUP(K45/E121,0))","v":0},{"$f":"IF(E121=0,0,ROUNDUP(L45/E121,0))","v":0},{"$f":"IF(E121=0,0,ROUNDUP(M45/E121,0))","v":0},0,null,12,{"$f":"IF(T121=0,0,ROUNDUP(Q45/T121,0))","v":0},{"$f":"IF(T121=0,0,ROUNDUP(R45/T121,0))","v":0},{"$f":"IF(T121=0,0,ROUNDUP(S45/T121,0))","v":0},{"$f":"IF(T121=0,0,ROUNDUP(T45/T121,0))","v":0},{"$f":"IF(T121=0,0,ROUNDUP(U45/T121,0))","v":0},{"$f":"IF(T121=0,0,ROUNDUP(V45/T121,0))","v":0},{"$f":"IF(T121=0,0,ROUNDUP(W45/T121,0))","v":0},{"$f":"IF(T121=0,0,ROUNDUP(X45/T121,0))","v":0},{"$f":"IF(T121=0,0,ROUNDUP(Y45/T121,0))","v":0},{"$f":"IF(T121=0,0,ROUNDUP(Z45/T121,0))","v":0},{"$f":"IF(T121=0,0,ROUNDUP(AA45/T121,0))","v":0},{"$f":"IF(T121=0,0,ROUNDUP(AB45/T121,0))","v":0},0,null,12,{"$f":"IF(AI121=0,0,ROUNDUP(AF45/AI121,0))","v":0},{"$f":"IF(AI121=0,0,ROUNDUP(AG45/AI121,0))","v":0},{"$f":"IF(AI121=0,0,ROUNDUP(AH45/AI121,0))","v":0},{"$f":"IF(AI121=0,0,ROUNDUP(AI45/AI121,0))","v":0},{"$f":"IF(AI121=0,0,ROUNDUP(AJ45/AI121,0))","v":0},{"$f":"IF(AI121=0,0,ROUNDUP(AK45/AI121,0))","v":0},{"$f":"IF(AI121=0,0,ROUNDUP(AL45/AI121,0))","v":0},{"$f":"IF(AI121=0,0,ROUNDUP(AM45/AI121,0))","v":0},{"$f":"IF(AI121=0,0,ROUNDUP(AN45/AI121,0))","v":0},{"$f":"IF(AI121=0,0,ROUNDUP(AO45/AI121,0))","v":0},{"$f":"IF(AI121=0,0,ROUNDUP(AP45/AI121,0))","v":0},{"$f":"IF(AI121=0,0,ROUNDUP(AQ45/AI121,0))","v":0},0,null,null,null,12,{"$f":"IF(AZ121=0,0,ROUNDUP(AW45/AZ121,0))","v":0},{"$f":"IF(AZ121=0,0,ROUNDUP(AX45/AZ121,0))","v":0},{"$f":"IF(AZ121=0,0,ROUNDUP(AY45/AZ121,0))","v":0},{"$f":"IF(AZ121=0,0,ROUNDUP(AZ45/AZ121,0))","v":0},{"$f":"IF(AZ121=0,0,ROUNDUP(BA45/AZ121,0))","v":0},{"$f":"IF(AZ121=0,0,ROUNDUP(BB45/AZ121,0))","v":0},{"$f":"IF(AZ121=0,0,ROUNDUP(BC45/AZ121,0))","v":0},{"$f":"IF(AZ121=0,0,ROUNDUP(BD45/AZ121,0))","v":0},{"$f":"IF(AZ121=0,0,ROUNDUP(BE45/AZ121,0))","v":0},{"$f":"IF(AZ121=0,0,ROUNDUP(BF45/AZ121,0))","v":0},{"$f":"IF(AZ121=0,0,ROUNDUP(BG45/AZ121,0))","v":0},{"$f":"IF(AZ121=0,0,ROUNDUP(BH45/AZ121,0))","v":0},0,null,12,{"$f":"IF(BO121=0,0,ROUNDUP(BL45/BO121,0))","v":0},{"$f":"IF(BO121=0,0,ROUNDUP(BM45/BO121,0))","v":0},{"$f":"IF(BO121=0,0,ROUNDUP(BN45/BO121,0))","v":0},{"$f":"IF(BO121=0,0,ROUNDUP(BO45/BO121,0))","v":0},{"$f":"IF(BO121=0,0,ROUNDUP(BP45/BO121,0))","v":0},{"$f":"IF(BO121=0,0,ROUNDUP(BQ45/BO121,0))","v":0},{"$f":"IF(BO121=0,0,ROUNDUP(BR45/BO121,0))","v":0},{"$f":"IF(BO121=0,0,ROUNDUP(BS45/BO121,0))","v":0},{"$f":"IF(BO121=0,0,ROUNDUP(BT45/BO121,0))","v":0},{"$f":"IF(BO121=0,0,ROUNDUP(BU45/BO121,0))","v":0},{"$f":"IF(BO121=0,0,ROUNDUP(BV45/BO121,0))","v":0},{"$f":"IF(BO121=0,0,ROUNDUP(BW45/BO121,0))","v":0},0,null,12,{"$f":"IF(CD121=0,0,ROUNDUP(CA45/CD121,0))","v":0},{"$f":"IF(CD121=0,0,ROUNDUP(CB45/CD121,0))","v":0},{"$f":"IF(CD121=0,0,ROUNDUP(CC45/CD121,0))","v":0},{"$f":"IF(CD121=0,0,ROUNDUP(CD45/CD121,0))","v":0},{"$f":"IF(CD121=0,0,ROUNDUP(CE45/CD121,0))","v":0},{"$f":"IF(CD121=0,0,ROUNDUP(CF45/CD121,0))","v":0},{"$f":"IF(CD121=0,0,ROUNDUP(CG45/CD121,0))","v":0},{"$f":"IF(CD121=0,0,ROUNDUP(CH45/CD121,0))","v":0},{"$f":"IF(CD121=0,0,ROUNDUP(CI45/CD121,0))","v":0},{"$f":"IF(CD121=0,0,ROUNDUP(CJ45/CD121,0))","v":0},{"$f":"IF(CD121=0,0,ROUNDUP(CK45/CD121,0))","v":0},{"$f":"IF(CD121=0,0,ROUNDUP(CL45/CD121,0))","v":0},0]
[13,{"$f":"IF(E121=0,0,ROUNDUP(B46/E121,0))","v":0},{"$f":"IF(E121=0,0,ROUNDUP(C46/E121,0))","v":0},{"$f":"IF(E121=0,0,ROUNDUP(D46/E121,0))","v":0},{"$f":"IF(E121=0,0,ROUNDUP(E46/E121,0))","v":0},{"$f":"IF(E121=0,0,ROUNDUP(F46/E121,0))","v":0},{"$f":"IF(E121=0,0,ROUNDUP(G46/E121,0))","v":0},{"$f":"IF(E121=0,0,ROUNDUP(H46/E121,0))","v":0},{"$f":"IF(E121=0,0,ROUNDUP(I46/E121,0))","v":0},{"$f":"IF(E121=0,0,ROUNDUP(J46/E121,0))","v":0},{"$f":"IF(E121=0,0,ROUNDUP(K46/E121,0))","v":0},{"$f":"IF(E121=0,0,ROUNDUP(L46/E121,0))","v":0},{"$f":"IF(E121=0,0,ROUNDUP(M46/E121,0))","v":0},0,null,13,{"$f":"IF(T121=0,0,ROUNDUP(Q46/T121,0))","v":0},{"$f":"IF(T121=0,0,ROUNDUP(R46/T121,0))","v":0},{"$f":"IF(T121=0,0,ROUNDUP(S46/T121,0))","v":0},{"$f":"IF(T121=0,0,ROUNDUP(T46/T121,0))","v":0},{"$f":"IF(T121=0,0,ROUNDUP(U46/T121,0))","v":0},{"$f":"IF(T121=0,0,ROUNDUP(V46/T121,0))","v":0},{"$f":"IF(T121=0,0,ROUNDUP(W46/T121,0))","v":0},{"$f":"IF(T121=0,0,ROUNDUP(X46/T121,0))","v":0},{"$f":"IF(T121=0,0,ROUNDUP(Y46/T121,0))","v":0},{"$f":"IF(T121=0,0,ROUNDUP(Z46/T121,0))","v":0},{"$f":"IF(T121=0,0,ROUNDUP(AA46/T121,0))","v":0},{"$f":"IF(T121=0,0,ROUNDUP(AB46/T121,0))","v":0},0,null,13,{"$f":"IF(AI121=0,0,ROUNDUP(AF46/AI121,0))","v":0},{"$f":"IF(AI121=0,0,ROUNDUP(AG46/AI121,0))","v":0},{"$f":"IF(AI121=0,0,ROUNDUP(AH46/AI121,0))","v":0},{"$f":"IF(AI121=0,0,ROUNDUP(AI46/AI121,0))","v":0},{"$f":"IF(AI121=0,0,ROUNDUP(AJ46/AI121,0))","v":0},{"$f":"IF(AI121=0,0,ROUNDUP(AK46/AI121,0))","v":0},{"$f":"IF(AI121=0,0,ROUNDUP(AL46/AI121,0))","v":0},{"$f":"IF(AI121=0,0,ROUNDUP(AM46/AI121,0))","v":0},{"$f":"IF(AI121=0,0,ROUNDUP(AN46/AI121,0))","v":0},{"$f":"IF(AI121=0,0,ROUNDUP(AO46/AI121,0))","v":0},{"$f":"IF(AI121=0,0,ROUNDUP(AP46/AI121,0))","v":0},{"$f":"IF(AI121=0,0,ROUNDUP(AQ46/AI121,0))","v":0},0,null,null,null,13,{"$f":"IF(AZ121=0,0,ROUNDUP(AW46/AZ121,0))","v":0},{"$f":"IF(AZ121=0,0,ROUNDUP(AX46/AZ121,0))","v":0},{"$f":"IF(AZ121=0,0,ROUNDUP(AY46/AZ121,0))","v":0},{"$f":"IF(AZ121=0,0,ROUNDUP(AZ46/AZ121,0))","v":0},{"$f":"IF(AZ121=0,0,ROUNDUP(BA46/AZ121,0))","v":0},{"$f":"IF(AZ121=0,0,ROUNDUP(BB46/AZ121,0))","v":0},{"$f":"IF(AZ121=0,0,ROUNDUP(BC46/AZ121,0))","v":0},{"$f":"IF(AZ121=0,0,ROUNDUP(BD46/AZ121,0))","v":0},{"$f":"IF(AZ121=0,0,ROUNDUP(BE46/AZ121,0))","v":0},{"$f":"IF(AZ121=0,0,ROUNDUP(BF46/AZ121,0))","v":0},{"$f":"IF(AZ121=0,0,ROUNDUP(BG46/AZ121,0))","v":0},{"$f":"IF(AZ121=0,0,ROUNDUP(BH46/AZ121,0))","v":0},0,null,13,{"$f":"IF(BO121=0,0,ROUNDUP(BL46/BO121,0))","v":0},{"$f":"IF(BO121=0,0,ROUNDUP(BM46/BO121,0))","v":0},{"$f":"IF(BO121=0,0,ROUNDUP(BN46/BO121,0))","v":0},{"$f":"IF(BO121=0,0,ROUNDUP(BO46/BO121,0))","v":0},{"$f":"IF(BO121=0,0,ROUNDUP(BP46/BO121,0))","v":0},{"$f":"IF(BO121=0,0,ROUNDUP(BQ46/BO121,0))","v":0},{"$f":"IF(BO121=0,0,ROUNDUP(BR46/BO121,0))","v":0},{"$f":"IF(BO121=0,0,ROUNDUP(BS46/BO121,0))","v":0},{"$f":"IF(BO121=0,0,ROUNDUP(BT46/BO121,0))","v":0},{"$f":"IF(BO121=0,0,ROUNDUP(BU46/BO121,0))","v":0},{"$f":"IF(BO121=0,0,ROUNDUP(BV46/BO121,0))","v":0},{"$f":"IF(BO121=0,0,ROUNDUP(BW46/BO121,0))","v":0},0,null,13,{"$f":"IF(CD121=0,0,ROUNDUP(CA46/CD121,0))","v":0},{"$f":"IF(CD121=0,0,ROUNDUP(CB46/CD121,0))","v":0},{"$f":"IF(CD121=0,0,ROUNDUP(CC46/CD121,0))","v":0},{"$f":"IF(CD121=0,0,ROUNDUP(CD46/CD121,0))","v":0},{"$f":"IF(CD121=0,0,ROUNDUP(CE46/CD121,0))","v":0},{"$f":"IF(CD121=0,0,ROUNDUP(CF46/CD121,0))","v":0},{"$f":"IF(CD121=0,0,ROUNDUP(CG46/CD121,0))","v":0},{"$f":"IF(CD121=0,0,ROUNDUP(CH46/CD121,0))","v":0},{"$f":"IF(CD121=0,0,ROUNDUP(CI46/CD121,0))","v":0},{"$f":"IF(CD121=0,0,ROUNDUP(CJ46/CD121,0))","v":0},{"$f":"IF(CD121=0,0,ROUNDUP(CK46/CD121,0))","v":0},{"$f":"IF(CD121=0,0,ROUNDUP(CL46/CD121,0))","v":0},0]
[14,{"$f":"IF(E121=0,0,ROUNDUP(B47/E121,0))","v":0},{"$f":"IF(E121=0,0,ROUNDUP(C47/E121,0))","v":0},{"$f":"IF(E121=0,0,ROUNDUP(D47/E121,0))","v":0},{"$f":"IF(E121=0,0,ROUNDUP(E47/E121,0))","v":0},{"$f":"IF(E121=0,0,ROUNDUP(F47/E121,0))","v":0},{"$f":"IF(E121=0,0,ROUNDUP(G47/E121,0))","v":0},{"$f":"IF(E121=0,0,ROUNDUP(H47/E121,0))","v":0},{"$f":"IF(E121=0,0,ROUNDUP(I47/E121,0))","v":0},{"$f":"IF(E121=0,0,ROUNDUP(J47/E121,0))","v":0},{"$f":"IF(E121=0,0,ROUNDUP(K47/E121,0))","v":0},{"$f":"IF(E121=0,0,ROUNDUP(L47/E121,0))","v":0},{"$f":"IF(E121=0,0,ROUNDUP(M47/E121,0))","v":0},0,null,14,{"$f":"IF(T121=0,0,ROUNDUP(Q47/T121,0))","v":0},{"$f":"IF(T121=0,0,ROUNDUP(R47/T121,0))","v":0},{"$f":"IF(T121=0,0,ROUNDUP(S47/T121,0))","v":0},{"$f":"IF(T121=0,0,ROUNDUP(T47/T121,0))","v":0},{"$f":"IF(T121=0,0,ROUNDUP(U47/T121,0))","v":0},{"$f":"IF(T121=0,0,ROUNDUP(V47/T121,0))","v":0},{"$f":"IF(T121=0,0,ROUNDUP(W47/T121,0))","v":0},{"$f":"IF(T121=0,0,ROUNDUP(X47/T121,0))","v":0},{"$f":"IF(T121=0,0,ROUNDUP(Y47/T121,0))","v":0},{"$f":"IF(T121=0,0,ROUNDUP(Z47/T121,0))","v":0},{"$f":"IF(T121=0,0,ROUNDUP(AA47/T121,0))","v":0},{"$f":"IF(T121=0,0,ROUNDUP(AB47/T121,0))","v":0},0,null,14,{"$f":"IF(AI121=0,0,ROUNDUP(AF47/AI121,0))","v":0},{"$f":"IF(AI121=0,0,ROUNDUP(AG47/AI121,0))","v":0},{"$f":"IF(AI121=0,0,ROUNDUP(AH47/AI121,0))","v":0},{"$f":"IF(AI121=0,0,ROUNDUP(AI47/AI121,0))","v":0},{"$f":"IF(AI121=0,0,ROUNDUP(AJ47/AI121,0))","v":0},{"$f":"IF(AI121=0,0,ROUNDUP(AK47/AI121,0))","v":0},{"$f":"IF(AI121=0,0,ROUNDUP(AL47/AI121,0))","v":0},{"$f":"IF(AI121=0,0,ROUNDUP(AM47/AI121,0))","v":0},{"$f":"IF(AI121=0,0,ROUNDUP(AN47/AI121,0))","v":0},{"$f":"IF(AI121=0,0,ROUNDUP(AO47/AI121,0))","v":0},{"$f":"IF(AI121=0,0,ROUNDUP(AP47/AI121,0))","v":0},{"$f":"IF(AI121=0,0,ROUNDUP(AQ47/AI121,0))","v":0},0,null,null,null,14,{"$f":"IF(AZ121=0,0,ROUNDUP(AW47/AZ121,0))","v":0},{"$f":"IF(AZ121=0,0,ROUNDUP(AX47/AZ121,0))","v":0},{"$f":"IF(AZ121=0,0,ROUNDUP(AY47/AZ121,0))","v":0},{"$f":"IF(AZ121=0,0,ROUNDUP(AZ47/AZ121,0))","v":0},{"$f":"IF(AZ121=0,0,ROUNDUP(BA47/AZ121,0))","v":0},{"$f":"IF(AZ121=0,0,ROUNDUP(BB47/AZ121,0))","v":0},{"$f":"IF(AZ121=0,0,ROUNDUP(BC47/AZ121,0))","v":0},{"$f":"IF(AZ121=0,0,ROUNDUP(BD47/AZ121,0))","v":0},{"$f":"IF(AZ121=0,0,ROUNDUP(BE47/AZ121,0))","v":0},{"$f":"IF(AZ121=0,0,ROUNDUP(BF47/AZ121,0))","v":0},{"$f":"IF(AZ121=0,0,ROUNDUP(BG47/AZ121,0))","v":0},{"$f":"IF(AZ121=0,0,ROUNDUP(BH47/AZ121,0))","v":0},0,null,14,{"$f":"IF(BO121=0,0,ROUNDUP(BL47/BO121,0))","v":0},{"$f":"IF(BO121=0,0,ROUNDUP(BM47/BO121,0))","v":0},{"$f":"IF(BO121=0,0,ROUNDUP(BN47/BO121,0))","v":0},{"$f":"IF(BO121=0,0,ROUNDUP(BO47/BO121,0))","v":0},{"$f":"IF(BO121=0,0,ROUNDUP(BP47/BO121,0))","v":0},{"$f":"IF(BO121=0,0,ROUNDUP(BQ47/BO121,0))","v":0},{"$f":"IF(BO121=0,0,ROUNDUP(BR47/BO121,0))","v":0},{"$f":"IF(BO121=0,0,ROUNDUP(BS47/BO121,0))","v":0},{"$f":"IF(BO121=0,0,ROUNDUP(BT47/BO121,0))","v":0},{"$f":"IF(BO121=0,0,ROUNDUP(BU47/BO121,0))","v":0},{"$f":"IF(BO121=0,0,ROUNDUP(BV47/BO121,0))","v":0},{"$f":"IF(BO121=0,0,ROUNDUP(BW47/BO121,0))","v":0},0,null,14,{"$f":"IF(CD121=0,0,ROUNDUP(CA47/CD121,0))","v":0},{"$f":"IF(CD121=0,0,ROUNDUP(CB47/CD121,0))","v":0},{"$f":"IF(CD121=0,0,ROUNDUP(CC47/CD121,0))","v":0},{"$f":"IF(CD121=0,0,ROUNDUP(CD47/CD121,0))","v":0},{"$f":"IF(CD121=0,0,ROUNDUP(CE47/CD121,0))","v":0},{"$f":"IF(CD121=0,0,ROUNDUP(CF47/CD121,0))","v":0},{"$f":"IF(CD121=0,0,ROUNDUP(CG47/CD121,0))","v":0},{"$f":"IF(CD121=0,0,ROUNDUP(CH47/CD121,0))","v":0},{"$f":"IF(CD121=0,0,ROUNDUP(CI47/CD121,0))","v":0},{"$f":"IF(CD121=0,0,ROUNDUP(CJ47/CD121,0))","v":0},{"$f":"IF(CD121=0,0,ROUNDUP(CK47/CD121,0))","v":0},{"$f":"IF(CD121=0,0,ROUNDUP(CL47/CD121,0))","v":0},0]
[15,{"$f":"IF(E121=0,0,ROUNDUP(B48/E121,0))","v":0},{"$f":"IF(E121=0,0,ROUNDUP(C48/E121,0))","v":0},{"$f":"IF(E121=0,0,ROUNDUP(D48/E121,0))","v":0},{"$f":"IF(E121=0,0,ROUNDUP(E48/E121,0))","v":0},{"$f":"IF(E121=0,0,ROUNDUP(F48/E121,0))","v":0},{"$f":"IF(E121=0,0,ROUNDUP(G48/E121,0))","v":0},{"$f":"IF(E121=0,0,ROUNDUP(H48/E121,0))","v":0},{"$f":"IF(E121=0,0,ROUNDUP(I48/E121,0))","v":0},{"$f":"IF(E121=0,0,ROUNDUP(J48/E121,0))","v":0},{"$f":"IF(E121=0,0,ROUNDUP(K48/E121,0))","v":0},{"$f":"IF(E121=0,0,ROUNDUP(L48/E121,0))","v":0},{"$f":"IF(E121=0,0,ROUNDUP(M48/E121,0))","v":0},0,null,15,{"$f":"IF(T121=0,0,ROUNDUP(Q48/T121,0))","v":0},{"$f":"IF(T121=0,0,ROUNDUP(R48/T121,0))","v":0},{"$f":"IF(T121=0,0,ROUNDUP(S48/T121,0))","v":0},{"$f":"IF(T121=0,0,ROUNDUP(T48/T121,0))","v":0},{"$f":"IF(T121=0,0,ROUNDUP(U48/T121,0))","v":0},{"$f":"IF(T121=0,0,ROUNDUP(V48/T121,0))","v":0},{"$f":"IF(T121=0,0,ROUNDUP(W48/T121,0))","v":0},{"$f":"IF(T121=0,0,ROUNDUP(X48/T121,0))","v":0},{"$f":"IF(T121=0,0,ROUNDUP(Y48/T121,0))","v":0},{"$f":"IF(T121=0,0,ROUNDUP(Z48/T121,0))","v":0},{"$f":"IF(T121=0,0,ROUNDUP(AA48/T121,0))","v":0},{"$f":"IF(T121=0,0,ROUNDUP(AB48/T121,0))","v":0},0,null,15,{"$f":"IF(AI121=0,0,ROUNDUP(AF48/AI121,0))","v":0},{"$f":"IF(AI121=0,0,ROUNDUP(AG48/AI121,0))","v":0},{"$f":"IF(AI121=0,0,ROUNDUP(AH48/AI121,0))","v":0},{"$f":"IF(AI121=0,0,ROUNDUP(AI48/AI121,0))","v":0},{"$f":"IF(AI121=0,0,ROUNDUP(AJ48/AI121,0))","v":0},{"$f":"IF(AI121=0,0,ROUNDUP(AK48/AI121,0))","v":0},{"$f":"IF(AI121=0,0,ROUNDUP(AL48/AI121,0))","v":0},{"$f":"IF(AI121=0,0,ROUNDUP(AM48/AI121,0))","v":0},{"$f":"IF(AI121=0,0,ROUNDUP(AN48/AI121,0))","v":0},{"$f":"IF(AI121=0,0,ROUNDUP(AO48/AI121,0))","v":0},{"$f":"IF(AI121=0,0,ROUNDUP(AP48/AI121,0))","v":0},{"$f":"IF(AI121=0,0,ROUNDUP(AQ48/AI121,0))","v":0},0,null,null,null,15,{"$f":"IF(AZ121=0,0,ROUNDUP(AW48/AZ121,0))","v":0},{"$f":"IF(AZ121=0,0,ROUNDUP(AX48/AZ121,0))","v":0},{"$f":"IF(AZ121=0,0,ROUNDUP(AY48/AZ121,0))","v":0},{"$f":"IF(AZ121=0,0,ROUNDUP(AZ48/AZ121,0))","v":0},{"$f":"IF(AZ121=0,0,ROUNDUP(BA48/AZ121,0))","v":0},{"$f":"IF(AZ121=0,0,ROUNDUP(BB48/AZ121,0))","v":0},{"$f":"IF(AZ121=0,0,ROUNDUP(BC48/AZ121,0))","v":0},{"$f":"IF(AZ121=0,0,ROUNDUP(BD48/AZ121,0))","v":0},{"$f":"IF(AZ121=0,0,ROUNDUP(BE48/AZ121,0))","v":0},{"$f":"IF(AZ121=0,0,ROUNDUP(BF48/AZ121,0))","v":0},{"$f":"IF(AZ121=0,0,ROUNDUP(BG48/AZ121,0))","v":0},{"$f":"IF(AZ121=0,0,ROUNDUP(BH48/AZ121,0))","v":0},0,null,15,{"$f":"IF(BO121=0,0,ROUNDUP(BL48/BO121,0))","v":0},{"$f":"IF(BO121=0,0,ROUNDUP(BM48/BO121,0))","v":0},{"$f":"IF(BO121=0,0,ROUNDUP(BN48/BO121,0))","v":0},{"$f":"IF(BO121=0,0,ROUNDUP(BO48/BO121,0))","v":0},{"$f":"IF(BO121=0,0,ROUNDUP(BP48/BO121,0))","v":0},{"$f":"IF(BO121=0,0,ROUNDUP(BQ48/BO121,0))","v":0},{"$f":"IF(BO121=0,0,ROUNDUP(BR48/BO121,0))","v":0},{"$f":"IF(BO121=0,0,ROUNDUP(BS48/BO121,0))","v":0},{"$f":"IF(BO121=0,0,ROUNDUP(BT48/BO121,0))","v":0},{"$f":"IF(BO121=0,0,ROUNDUP(BU48/BO121,0))","v":0},{"$f":"IF(BO121=0,0,ROUNDUP(BV48/BO121,0))","v":0},{"$f":"IF(BO121=0,0,ROUNDUP(BW48/BO121,0))","v":0},0,null,15,{"$f":"IF(CD121=0,0,ROUNDUP(CA48/CD121,0))","v":0},{"$f":"IF(CD121=0,0,ROUNDUP(CB48/CD121,0))","v":0},{"$f":"IF(CD121=0,0,ROUNDUP(CC48/CD121,0))","v":0},{"$f":"IF(CD121=0,0,ROUNDUP(CD48/CD121,0))","v":0},{"$f":"IF(CD121=0,0,ROUNDUP(CE48/CD121,0))","v":0},{"$f":"IF(CD121=0,0,ROUNDUP(CF48/CD121,0))","v":0},{"$f":"IF(CD121=0,0,ROUNDUP(CG48/CD121,0))","v":0},{"$f":"IF(CD121=0,0,ROUNDUP(CH48/CD121,0))","v":0},{"$f":"IF(CD121=0,0,ROUNDUP(CI48/CD121,0))","v":0},{"$f":"IF(CD121=0,0,ROUNDUP(CJ48/CD121,0))","v":0},{"$f":"IF(CD121=0,0,ROUNDUP(CK48/CD121,0))","v":0},{"$f":"IF(CD121=0,0,ROUNDUP(CL48/CD121,0))","v":0},0]
[16,{"$f":"IF(E121=0,0,ROUNDUP(B49/E121,0))","v":0},{"$f":"IF(E121=0,0,ROUNDUP(C49/E121,0))","v":0},{"$f":"IF(E121=0,0,ROUNDUP(D49/E121,0))","v":0},{"$f":"IF(E121=0,0,ROUNDUP(E49/E121,0))","v":0},{"$f":"IF(E121=0,0,ROUNDUP(F49/E121,0))","v":0},{"$f":"IF(E121=0,0,ROUNDUP(G49/E121,0))","v":0},{"$f":"IF(E121=0,0,ROUNDUP(H49/E121,0))","v":0},{"$f":"IF(E121=0,0,ROUNDUP(I49/E121,0))","v":0},{"$f":"IF(E121=0,0,ROUNDUP(J49/E121,0))","v":0},{"$f":"IF(E121=0,0,ROUNDUP(K49/E121,0))","v":0},{"$f":"IF(E121=0,0,ROUNDUP(L49/E121,0))","v":0},{"$f":"IF(E121=0,0,ROUNDUP(M49/E121,0))","v":0},0,null,16,{"$f":"IF(T121=0,0,ROUNDUP(Q49/T121,0))","v":0},{"$f":"IF(T121=0,0,ROUNDUP(R49/T121,0))","v":0},{"$f":"IF(T121=0,0,ROUNDUP(S49/T121,0))","v":0},{"$f":"IF(T121=0,0,ROUNDUP(T49/T121,0))","v":0},{"$f":"IF(T121=0,0,ROUNDUP(U49/T121,0))","v":0},{"$f":"IF(T121=0,0,ROUNDUP(V49/T121,0))","v":0},{"$f":"IF(T121=0,0,ROUNDUP(W49/T121,0))","v":0},{"$f":"IF(T121=0,0,ROUNDUP(X49/T121,0))","v":0},{"$f":"IF(T121=0,0,ROUNDUP(Y49/T121,0))","v":0},{"$f":"IF(T121=0,0,ROUNDUP(Z49/T121,0))","v":0},{"$f":"IF(T121=0,0,ROUNDUP(AA49/T121,0))","v":0},{"$f":"IF(T121=0,0,ROUNDUP(AB49/T121,0))","v":0},0,null,16,{"$f":"IF(AI121=0,0,ROUNDUP(AF49/AI121,0))","v":0},{"$f":"IF(AI121=0,0,ROUNDUP(AG49/AI121,0))","v":0},{"$f":"IF(AI121=0,0,ROUNDUP(AH49/AI121,0))","v":0},{"$f":"IF(AI121=0,0,ROUNDUP(AI49/AI121,0))","v":0},{"$f":"IF(AI121=0,0,ROUNDUP(AJ49/AI121,0))","v":0},{"$f":"IF(AI121=0,0,ROUNDUP(AK49/AI121,0))","v":0},{"$f":"IF(AI121=0,0,ROUNDUP(AL49/AI121,0))","v":0},{"$f":"IF(AI121=0,0,ROUNDUP(AM49/AI121,0))","v":0},{"$f":"IF(AI121=0,0,ROUNDUP(AN49/AI121,0))","v":0},{"$f":"IF(AI121=0,0,ROUNDUP(AO49/AI121,0))","v":0},{"$f":"IF(AI121=0,0,ROUNDUP(AP49/AI121,0))","v":0},{"$f":"IF(AI121=0,0,ROUNDUP(AQ49/AI121,0))","v":0},0,null,null,null,16,{"$f":"IF(AZ121=0,0,ROUNDUP(AW49/AZ121,0))","v":0},{"$f":"IF(AZ121=0,0,ROUNDUP(AX49/AZ121,0))","v":0},{"$f":"IF(AZ121=0,0,ROUNDUP(AY49/AZ121,0))","v":0},{"$f":"IF(AZ121=0,0,ROUNDUP(AZ49/AZ121,0))","v":0},{"$f":"IF(AZ121=0,0,ROUNDUP(BA49/AZ121,0))","v":0},{"$f":"IF(AZ121=0,0,ROUNDUP(BB49/AZ121,0))","v":0},{"$f":"IF(AZ121=0,0,ROUNDUP(BC49/AZ121,0))","v":0},{"$f":"IF(AZ121=0,0,ROUNDUP(BD49/AZ121,0))","v":0},{"$f":"IF(AZ121=0,0,ROUNDUP(BE49/AZ121,0))","v":0},{"$f":"IF(AZ121=0,0,ROUNDUP(BF49/AZ121,0))","v":0},{"$f":"IF(AZ121=0,0,ROUNDUP(BG49/AZ121,0))","v":0},{"$f":"IF(AZ121=0,0,ROUNDUP(BH49/AZ121,0))","v":0},0,null,16,{"$f":"IF(BO121=0,0,ROUNDUP(BL49/BO121,0))","v":0},{"$f":"IF(BO121=0,0,ROUNDUP(BM49/BO121,0))","v":0},{"$f":"IF(BO121=0,0,ROUNDUP(BN49/BO121,0))","v":0},{"$f":"IF(BO121=0,0,ROUNDUP(BO49/BO121,0))","v":0},{"$f":"IF(BO121=0,0,ROUNDUP(BP49/BO121,0))","v":0},{"$f":"IF(BO121=0,0,ROUNDUP(BQ49/BO121,0))","v":0},{"$f":"IF(BO121=0,0,ROUNDUP(BR49/BO121,0))","v":0},{"$f":"IF(BO121=0,0,ROUNDUP(BS49/BO121,0))","v":0},{"$f":"IF(BO121=0,0,ROUNDUP(BT49/BO121,0))","v":0},{"$f":"IF(BO121=0,0,ROUNDUP(BU49/BO121,0))","v":0},{"$f":"IF(BO121=0,0,ROUNDUP(BV49/BO121,0))","v":0},{"$f":"IF(BO121=0,0,ROUNDUP(BW49/BO121,0))","v":0},0,null,16,{"$f":"IF(CD121=0,0,ROUNDUP(CA49/CD121,0))","v":0},{"$f":"IF(CD121=0,0,ROUNDUP(CB49/CD121,0))","v":0},{"$f":"IF(CD121=0,0,ROUNDUP(CC49/CD121,0))","v":0},{"$f":"IF(CD121=0,0,ROUNDUP(CD49/CD121,0))","v":0},{"$f":"IF(CD121=0,0,ROUNDUP(CE49/CD121,0))","v":0},{"$f":"IF(CD121=0,0,ROUNDUP(CF49/CD121,0))","v":0},{"$f":"IF(CD121=0,0,ROUNDUP(CG49/CD121,0))","v":0},{"$f":"IF(CD121=0,0,ROUNDUP(CH49/CD121,0))","v":0},{"$f":"IF(CD121=0,0,ROUNDUP(CI49/CD121,0))","v":0},{"$f":"IF(CD121=0,0,ROUNDUP(CJ49/CD121,0))","v":0},{"$f":"IF(CD121=0,0,ROUNDUP(CK49/CD121,0))","v":0},{"$f":"IF(CD121=0,0,ROUNDUP(CL49/CD121,0))","v":0},0]
[17,{"$f":"IF(E121=0,0,ROUNDUP(B50/E121,0))","v":0},{"$f":"IF(E121=0,0,ROUNDUP(C50/E121,0))","v":0},{"$f":"IF(E121=0,0,ROUNDUP(D50/E121,0))","v":0},{"$f":"IF(E121=0,0,ROUNDUP(E50/E121,0))","v":0},{"$f":"IF(E121=0,0,ROUNDUP(F50/E121,0))","v":0},{"$f":"IF(E121=0,0,ROUNDUP(G50/E121,0))","v":0},{"$f":"IF(E121=0,0,ROUNDUP(H50/E121,0))","v":0},{"$f":"IF(E121=0,0,ROUNDUP(I50/E121,0))","v":0},{"$f":"IF(E121=0,0,ROUNDUP(J50/E121,0))","v":0},{"$f":"IF(E121=0,0,ROUNDUP(K50/E121,0))","v":0},{"$f":"IF(E121=0,0,ROUNDUP(L50/E121,0))","v":0},{"$f":"IF(E121=0,0,ROUNDUP(M50/E121,0))","v":0},0,null,17,{"$f":"IF(T121=0,0,ROUNDUP(Q50/T121,0))","v":0},{"$f":"IF(T121=0,0,ROUNDUP(R50/T121,0))","v":0},{"$f":"IF(T121=0,0,ROUNDUP(S50/T121,0))","v":0},{"$f":"IF(T121=0,0,ROUNDUP(T50/T121,0))","v":0},{"$f":"IF(T121=0,0,ROUNDUP(U50/T121,0))","v":0},{"$f":"IF(T121=0,0,ROUNDUP(V50/T121,0))","v":0},{"$f":"IF(T121=0,0,ROUNDUP(W50/T121,0))","v":0},{"$f":"IF(T121=0,0,ROUNDUP(X50/T121,0))","v":0},{"$f":"IF(T121=0,0,ROUNDUP(Y50/T121,0))","v":0},{"$f":"IF(T121=0,0,ROUNDUP(Z50/T121,0))","v":0},{"$f":"IF(T121=0,0,ROUNDUP(AA50/T121,0))","v":0},{"$f":"IF(T121=0,0,ROUNDUP(AB50/T121,0))","v":0},0,null,17,{"$f":"IF(AI121=0,0,ROUNDUP(AF50/AI121,0))","v":0},{"$f":"IF(AI121=0,0,ROUNDUP(AG50/AI121,0))","v":0},{"$f":"IF(AI121=0,0,ROUNDUP(AH50/AI121,0))","v":0},{"$f":"IF(AI121=0,0,ROUNDUP(AI50/AI121,0))","v":0},{"$f":"IF(AI121=0,0,ROUNDUP(AJ50/AI121,0))","v":0},{"$f":"IF(AI121=0,0,ROUNDUP(AK50/AI121,0))","v":0},{"$f":"IF(AI121=0,0,ROUNDUP(AL50/AI121,0))","v":0},{"$f":"IF(AI121=0,0,ROUNDUP(AM50/AI121,0))","v":0},{"$f":"IF(AI121=0,0,ROUNDUP(AN50/AI121,0))","v":0},{"$f":"IF(AI121=0,0,ROUNDUP(AO50/AI121,0))","v":0},{"$f":"IF(AI121=0,0,ROUNDUP(AP50/AI121,0))","v":0},{"$f":"IF(AI121=0,0,ROUNDUP(AQ50/AI121,0))","v":0},0,null,null,null,17,{"$f":"IF(AZ121=0,0,ROUNDUP(AW50/AZ121,0))","v":0},{"$f":"IF(AZ121=0,0,ROUNDUP(AX50/AZ121,0))","v":0},{"$f":"IF(AZ121=0,0,ROUNDUP(AY50/AZ121,0))","v":0},{"$f":"IF(AZ121=0,0,ROUNDUP(AZ50/AZ121,0))","v":0},{"$f":"IF(AZ121=0,0,ROUNDUP(BA50/AZ121,0))","v":0},{"$f":"IF(AZ121=0,0,ROUNDUP(BB50/AZ121,0))","v":0},{"$f":"IF(AZ121=0,0,ROUNDUP(BC50/AZ121,0))","v":0},{"$f":"IF(AZ121=0,0,ROUNDUP(BD50/AZ121,0))","v":0},{"$f":"IF(AZ121=0,0,ROUNDUP(BE50/AZ121,0))","v":0},{"$f":"IF(AZ121=0,0,ROUNDUP(BF50/AZ121,0))","v":0},{"$f":"IF(AZ121=0,0,ROUNDUP(BG50/AZ121,0))","v":0},{"$f":"IF(AZ121=0,0,ROUNDUP(BH50/AZ121,0))","v":0},0,null,17,{"$f":"IF(BO121=0,0,ROUNDUP(BL50/BO121,0))","v":0},{"$f":"IF(BO121=0,0,ROUNDUP(BM50/BO121,0))","v":0},{"$f":"IF(BO121=0,0,ROUNDUP(BN50/BO121,0))","v":0},{"$f":"IF(BO121=0,0,ROUNDUP(BO50/BO121,0))","v":0},{"$f":"IF(BO121=0,0,ROUNDUP(BP50/BO121,0))","v":0},{"$f":"IF(BO121=0,0,ROUNDUP(BQ50/BO121,0))","v":0},{"$f":"IF(BO121=0,0,ROUNDUP(BR50/BO121,0))","v":0},{"$f":"IF(BO121=0,0,ROUNDUP(BS50/BO121,0))","v":0},{"$f":"IF(BO121=0,0,ROUNDUP(BT50/BO121,0))","v":0},{"$f":"IF(BO121=0,0,ROUNDUP(BU50/BO121,0))","v":0},{"$f":"IF(BO121=0,0,ROUNDUP(BV50/BO121,0))","v":0},{"$f":"IF(BO121=0,0,ROUNDUP(BW50/BO121,0))","v":0},0,null,17,{"$f":"IF(CD121=0,0,ROUNDUP(CA50/CD121,0))","v":0},{"$f":"IF(CD121=0,0,ROUNDUP(CB50/CD121,0))","v":0},{"$f":"IF(CD121=0,0,ROUNDUP(CC50/CD121,0))","v":0},{"$f":"IF(CD121=0,0,ROUNDUP(CD50/CD121,0))","v":0},{"$f":"IF(CD121=0,0,ROUNDUP(CE50/CD121,0))","v":0},{"$f":"IF(CD121=0,0,ROUNDUP(CF50/CD121,0))","v":0},{"$f":"IF(CD121=0,0,ROUNDUP(CG50/CD121,0))","v":0},{"$f":"IF(CD121=0,0,ROUNDUP(CH50/CD121,0))","v":0},{"$f":"IF(CD121=0,0,ROUNDUP(CI50/CD121,0))","v":0},{"$f":"IF(CD121=0,0,ROUNDUP(CJ50/CD121,0))","v":0},{"$f":"IF(CD121=0,0,ROUNDUP(CK50/CD121,0))","v":0},{"$f":"IF(CD121=0,0,ROUNDUP(CL50/CD121,0))","v":0},0]
[18,{"$f":"IF(E121=0,0,ROUNDUP(B51/E121,0))","v":0},{"$f":"IF(E121=0,0,ROUNDUP(C51/E121,0))","v":0},{"$f":"IF(E121=0,0,ROUNDUP(D51/E121,0))","v":0},{"$f":"IF(E121=0,0,ROUNDUP(E51/E121,0))","v":0},{"$f":"IF(E121=0,0,ROUNDUP(F51/E121,0))","v":0},{"$f":"IF(E121=0,0,ROUNDUP(G51/E121,0))","v":0},{"$f":"IF(E121=0,0,ROUNDUP(H51/E121,0))","v":0},{"$f":"IF(E121=0,0,ROUNDUP(I51/E121,0))","v":0},{"$f":"IF(E121=0,0,ROUNDUP(J51/E121,0))","v":0},{"$f":"IF(E121=0,0,ROUNDUP(K51/E121,0))","v":0},{"$f":"IF(E121=0,0,ROUNDUP(L51/E121,0))","v":0},{"$f":"IF(E121=0,0,ROUNDUP(M51/E121,0))","v":0},0,null,18,{"$f":"IF(T121=0,0,ROUNDUP(Q51/T121,0))","v":0},{"$f":"IF(T121=0,0,ROUNDUP(R51/T121,0))","v":0},{"$f":"IF(T121=0,0,ROUNDUP(S51/T121,0))","v":0},{"$f":"IF(T121=0,0,ROUNDUP(T51/T121,0))","v":0},{"$f":"IF(T121=0,0,ROUNDUP(U51/T121,0))","v":0},{"$f":"IF(T121=0,0,ROUNDUP(V51/T121,0))","v":0},{"$f":"IF(T121=0,0,ROUNDUP(W51/T121,0))","v":0},{"$f":"IF(T121=0,0,ROUNDUP(X51/T121,0))","v":0},{"$f":"IF(T121=0,0,ROUNDUP(Y51/T121,0))","v":0},{"$f":"IF(T121=0,0,ROUNDUP(Z51/T121,0))","v":0},{"$f":"IF(T121=0,0,ROUNDUP(AA51/T121,0))","v":0},{"$f":"IF(T121=0,0,ROUNDUP(AB51/T121,0))","v":0},0,null,18,{"$f":"IF(AI121=0,0,ROUNDUP(AF51/AI121,0))","v":0},{"$f":"IF(AI121=0,0,ROUNDUP(AG51/AI121,0))","v":0},{"$f":"IF(AI121=0,0,ROUNDUP(AH51/AI121,0))","v":0},{"$f":"IF(AI121=0,0,ROUNDUP(AI51/AI121,0))","v":0},{"$f":"IF(AI121=0,0,ROUNDUP(AJ51/AI121,0))","v":0},{"$f":"IF(AI121=0,0,ROUNDUP(AK51/AI121,0))","v":0},{"$f":"IF(AI121=0,0,ROUNDUP(AL51/AI121,0))","v":0},{"$f":"IF(AI121=0,0,ROUNDUP(AM51/AI121,0))","v":0},{"$f":"IF(AI121=0,0,ROUNDUP(AN51/AI121,0))","v":0},{"$f":"IF(AI121=0,0,ROUNDUP(AO51/AI121,0))","v":0},{"$f":"IF(AI121=0,0,ROUNDUP(AP51/AI121,0))","v":0},{"$f":"IF(AI121=0,0,ROUNDUP(AQ51/AI121,0))","v":0},0,null,null,null,18,{"$f":"IF(AZ121=0,0,ROUNDUP(AW51/AZ121,0))","v":0},{"$f":"IF(AZ121=0,0,ROUNDUP(AX51/AZ121,0))","v":0},{"$f":"IF(AZ121=0,0,ROUNDUP(AY51/AZ121,0))","v":0},{"$f":"IF(AZ121=0,0,ROUNDUP(AZ51/AZ121,0))","v":0},{"$f":"IF(AZ121=0,0,ROUNDUP(BA51/AZ121,0))","v":0},{"$f":"IF(AZ121=0,0,ROUNDUP(BB51/AZ121,0))","v":0},{"$f":"IF(AZ121=0,0,ROUNDUP(BC51/AZ121,0))","v":0},{"$f":"IF(AZ121=0,0,ROUNDUP(BD51/AZ121,0))","v":0},{"$f":"IF(AZ121=0,0,ROUNDUP(BE51/AZ121,0))","v":0},{"$f":"IF(AZ121=0,0,ROUNDUP(BF51/AZ121,0))","v":0},{"$f":"IF(AZ121=0,0,ROUNDUP(BG51/AZ121,0))","v":0},{"$f":"IF(AZ121=0,0,ROUNDUP(BH51/AZ121,0))","v":0},0,null,18,{"$f":"IF(BO121=0,0,ROUNDUP(BL51/BO121,0))","v":0},{"$f":"IF(BO121=0,0,ROUNDUP(BM51/BO121,0))","v":0},{"$f":"IF(BO121=0,0,ROUNDUP(BN51/BO121,0))","v":0},{"$f":"IF(BO121=0,0,ROUNDUP(BO51/BO121,0))","v":0},{"$f":"IF(BO121=0,0,ROUNDUP(BP51/BO121,0))","v":0},{"$f":"IF(BO121=0,0,ROUNDUP(BQ51/BO121,0))","v":0},{"$f":"IF(BO121=0,0,ROUNDUP(BR51/BO121,0))","v":0},{"$f":"IF(BO121=0,0,ROUNDUP(BS51/BO121,0))","v":0},{"$f":"IF(BO121=0,0,ROUNDUP(BT51/BO121,0))","v":0},{"$f":"IF(BO121=0,0,ROUNDUP(BU51/BO121,0))","v":0},{"$f":"IF(BO121=0,0,ROUNDUP(BV51/BO121,0))","v":0},{"$f":"IF(BO121=0,0,ROUNDUP(BW51/BO121,0))","v":0},0,null,18,{"$f":"IF(CD121=0,0,ROUNDUP(CA51/CD121,0))","v":0},{"$f":"IF(CD121=0,0,ROUNDUP(CB51/CD121,0))","v":0},{"$f":"IF(CD121=0,0,ROUNDUP(CC51/CD121,0))","v":0},{"$f":"IF(CD121=0,0,ROUNDUP(CD51/CD121,0))","v":0},{"$f":"IF(CD121=0,0,ROUNDUP(CE51/CD121,0))","v":0},{"$f":"IF(CD121=0,0,ROUNDUP(CF51/CD121,0))","v":0},{"$f":"IF(CD121=0,0,ROUNDUP(CG51/CD121,0))","v":0},{"$f":"IF(CD121=0,0,ROUNDUP(CH51/CD121,0))","v":0},{"$f":"IF(CD121=0,0,ROUNDUP(CI51/CD121,0))","v":0},{"$f":"IF(CD121=0,0,ROUNDUP(CJ51/CD121,0))","v":0},{"$f":"IF(CD121=0,0,ROUNDUP(CK51/CD121,0))","v":0},{"$f":"IF(CD121=0,0,ROUNDUP(CL51/CD121,0))","v":0},0]
[19,{"$f":"IF(E121=0,0,ROUNDUP(B52/E121,0))","v":0},{"$f":"IF(E121=0,0,ROUNDUP(C52/E121,0))","v":0},{"$f":"IF(E121=0,0,ROUNDUP(D52/E121,0))","v":0},{"$f":"IF(E121=0,0,ROUNDUP(E52/E121,0))","v":0},{"$f":"IF(E121=0,0,ROUNDUP(F52/E121,0))","v":0},{"$f":"IF(E121=0,0,ROUNDUP(G52/E121,0))","v":0},{"$f":"IF(E121=0,0,ROUNDUP(H52/E121,0))","v":0},{"$f":"IF(E121=0,0,ROUNDUP(I52/E121,0))","v":0},{"$f":"IF(E121=0,0,ROUNDUP(J52/E121,0))","v":0},{"$f":"IF(E121=0,0,ROUNDUP(K52/E121,0))","v":0},{"$f":"IF(E121=0,0,ROUNDUP(L52/E121,0))","v":0},{"$f":"IF(E121=0,0,ROUNDUP(M52/E121,0))","v":0},0,null,19,{"$f":"IF(T121=0,0,ROUNDUP(Q52/T121,0))","v":0},{"$f":"IF(T121=0,0,ROUNDUP(R52/T121,0))","v":0},{"$f":"IF(T121=0,0,ROUNDUP(S52/T121,0))","v":0},{"$f":"IF(T121=0,0,ROUNDUP(T52/T121,0))","v":0},{"$f":"IF(T121=0,0,ROUNDUP(U52/T121,0))","v":0},{"$f":"IF(T121=0,0,ROUNDUP(V52/T121,0))","v":0},{"$f":"IF(T121=0,0,ROUNDUP(W52/T121,0))","v":0},{"$f":"IF(T121=0,0,ROUNDUP(X52/T121,0))","v":0},{"$f":"IF(T121=0,0,ROUNDUP(Y52/T121,0))","v":0},{"$f":"IF(T121=0,0,ROUNDUP(Z52/T121,0))","v":0},{"$f":"IF(T121=0,0,ROUNDUP(AA52/T121,0))","v":0},{"$f":"IF(T121=0,0,ROUNDUP(AB52/T121,0))","v":0},0,null,19,{"$f":"IF(AI121=0,0,ROUNDUP(AF52/AI121,0))","v":0},{"$f":"IF(AI121=0,0,ROUNDUP(AG52/AI121,0))","v":0},{"$f":"IF(AI121=0,0,ROUNDUP(AH52/AI121,0))","v":0},{"$f":"IF(AI121=0,0,ROUNDUP(AI52/AI121,0))","v":0},{"$f":"IF(AI121=0,0,ROUNDUP(AJ52/AI121,0))","v":0},{"$f":"IF(AI121=0,0,ROUNDUP(AK52/AI121,0))","v":0},{"$f":"IF(AI121=0,0,ROUNDUP(AL52/AI121,0))","v":0},{"$f":"IF(AI121=0,0,ROUNDUP(AM52/AI121,0))","v":0},{"$f":"IF(AI121=0,0,ROUNDUP(AN52/AI121,0))","v":0},{"$f":"IF(AI121=0,0,ROUNDUP(AO52/AI121,0))","v":0},{"$f":"IF(AI121=0,0,ROUNDUP(AP52/AI121,0))","v":0},{"$f":"IF(AI121=0,0,ROUNDUP(AQ52/AI121,0))","v":0},0,null,null,null,19,{"$f":"IF(AZ121=0,0,ROUNDUP(AW52/AZ121,0))","v":0},{"$f":"IF(AZ121=0,0,ROUNDUP(AX52/AZ121,0))","v":0},{"$f":"IF(AZ121=0,0,ROUNDUP(AY52/AZ121,0))","v":0},{"$f":"IF(AZ121=0,0,ROUNDUP(AZ52/AZ121,0))","v":0},{"$f":"IF(AZ121=0,0,ROUNDUP(BA52/AZ121,0))","v":0},{"$f":"IF(AZ121=0,0,ROUNDUP(BB52/AZ121,0))","v":0},{"$f":"IF(AZ121=0,0,ROUNDUP(BC52/AZ121,0))","v":0},{"$f":"IF(AZ121=0,0,ROUNDUP(BD52/AZ121,0))","v":0},{"$f":"IF(AZ121=0,0,ROUNDUP(BE52/AZ121,0))","v":0},{"$f":"IF(AZ121=0,0,ROUNDUP(BF52/AZ121,0))","v":0},{"$f":"IF(AZ121=0,0,ROUNDUP(BG52/AZ121,0))","v":0},{"$f":"IF(AZ121=0,0,ROUNDUP(BH52/AZ121,0))","v":0},0,null,19,{"$f":"IF(BO121=0,0,ROUNDUP(BL52/BO121,0))","v":0},{"$f":"IF(BO121=0,0,ROUNDUP(BM52/BO121,0))","v":0},{"$f":"IF(BO121=0,0,ROUNDUP(BN52/BO121,0))","v":0},{"$f":"IF(BO121=0,0,ROUNDUP(BO52/BO121,0))","v":0},{"$f":"IF(BO121=0,0,ROUNDUP(BP52/BO121,0))","v":0},{"$f":"IF(BO121=0,0,ROUNDUP(BQ52/BO121,0))","v":0},{"$f":"IF(BO121=0,0,ROUNDUP(BR52/BO121,0))","v":0},{"$f":"IF(BO121=0,0,ROUNDUP(BS52/BO121,0))","v":0},{"$f":"IF(BO121=0,0,ROUNDUP(BT52/BO121,0))","v":0},{"$f":"IF(BO121=0,0,ROUNDUP(BU52/BO121,0))","v":0},{"$f":"IF(BO121=0,0,ROUNDUP(BV52/BO121,0))","v":0},{"$f":"IF(BO121=0,0,ROUNDUP(BW52/BO121,0))","v":0},0,null,19,{"$f":"IF(CD121=0,0,ROUNDUP(CA52/CD121,0))","v":0},{"$f":"IF(CD121=0,0,ROUNDUP(CB52/CD121,0))","v":0},{"$f":"IF(CD121=0,0,ROUNDUP(CC52/CD121,0))","v":0},{"$f":"IF(CD121=0,0,ROUNDUP(CD52/CD121,0))","v":0},{"$f":"IF(CD121=0,0,ROUNDUP(CE52/CD121,0))","v":0},{"$f":"IF(CD121=0,0,ROUNDUP(CF52/CD121,0))","v":0},{"$f":"IF(CD121=0,0,ROUNDUP(CG52/CD121,0))","v":0},{"$f":"IF(CD121=0,0,ROUNDUP(CH52/CD121,0))","v":0},{"$f":"IF(CD121=0,0,ROUNDUP(CI52/CD121,0))","v":0},{"$f":"IF(CD121=0,0,ROUNDUP(CJ52/CD121,0))","v":0},{"$f":"IF(CD121=0,0,ROUNDUP(CK52/CD121,0))","v":0},{"$f":"IF(CD121=0,0,ROUNDUP(CL52/CD121,0))","v":0},0]
[20,{"$f":"IF(E121=0,0,ROUNDUP(B53/E121,0))","v":0},{"$f":"IF(E121=0,0,ROUNDUP(C53/E121,0))","v":0},{"$f":"IF(E121=0,0,ROUNDUP(D53/E121,0))","v":0},{"$f":"IF(E121=0,0,ROUNDUP(E53/E121,0))","v":0},{"$f":"IF(E121=0,0,ROUNDUP(F53/E121,0))","v":0},{"$f":"IF(E121=0,0,ROUNDUP(G53/E121,0))","v":0},{"$f":"IF(E121=0,0,ROUNDUP(H53/E121,0))","v":0},{"$f":"IF(E121=0,0,ROUNDUP(I53/E121,0))","v":0},{"$f":"IF(E121=0,0,ROUNDUP(J53/E121,0))","v":0},{"$f":"IF(E121=0,0,ROUNDUP(K53/E121,0))","v":0},{"$f":"IF(E121=0,0,ROUNDUP(L53/E121,0))","v":0},{"$f":"IF(E121=0,0,ROUNDUP(M53/E121,0))","v":0},0,null,20,{"$f":"IF(T121=0,0,ROUNDUP(Q53/T121,0))","v":0},{"$f":"IF(T121=0,0,ROUNDUP(R53/T121,0))","v":0},{"$f":"IF(T121=0,0,ROUNDUP(S53/T121,0))","v":0},{"$f":"IF(T121=0,0,ROUNDUP(T53/T121,0))","v":0},{"$f":"IF(T121=0,0,ROUNDUP(U53/T121,0))","v":0},{"$f":"IF(T121=0,0,ROUNDUP(V53/T121,0))","v":0},{"$f":"IF(T121=0,0,ROUNDUP(W53/T121,0))","v":0},{"$f":"IF(T121=0,0,ROUNDUP(X53/T121,0))","v":0},{"$f":"IF(T121=0,0,ROUNDUP(Y53/T121,0))","v":0},{"$f":"IF(T121=0,0,ROUNDUP(Z53/T121,0))","v":0},{"$f":"IF(T121=0,0,ROUNDUP(AA53/T121,0))","v":0},{"$f":"IF(T121=0,0,ROUNDUP(AB53/T121,0))","v":0},0,null,20,{"$f":"IF(AI121=0,0,ROUNDUP(AF53/AI121,0))","v":0},{"$f":"IF(AI121=0,0,ROUNDUP(AG53/AI121,0))","v":0},{"$f":"IF(AI121=0,0,ROUNDUP(AH53/AI121,0))","v":0},{"$f":"IF(AI121=0,0,ROUNDUP(AI53/AI121,0))","v":0},{"$f":"IF(AI121=0,0,ROUNDUP(AJ53/AI121,0))","v":0},{"$f":"IF(AI121=0,0,ROUNDUP(AK53/AI121,0))","v":0},{"$f":"IF(AI121=0,0,ROUNDUP(AL53/AI121,0))","v":0},{"$f":"IF(AI121=0,0,ROUNDUP(AM53/AI121,0))","v":0},{"$f":"IF(AI121=0,0,ROUNDUP(AN53/AI121,0))","v":0},{"$f":"IF(AI121=0,0,ROUNDUP(AO53/AI121,0))","v":0},{"$f":"IF(AI121=0,0,ROUNDUP(AP53/AI121,0))","v":0},{"$f":"IF(AI121=0,0,ROUNDUP(AQ53/AI121,0))","v":0},0,null,null,null,20,{"$f":"IF(AZ121=0,0,ROUNDUP(AW53/AZ121,0))","v":0},{"$f":"IF(AZ121=0,0,ROUNDUP(AX53/AZ121,0))","v":0},{"$f":"IF(AZ121=0,0,ROUNDUP(AY53/AZ121,0))","v":0},{"$f":"IF(AZ121=0,0,ROUNDUP(AZ53/AZ121,0))","v":0},{"$f":"IF(AZ121=0,0,ROUNDUP(BA53/AZ121,0))","v":0},{"$f":"IF(AZ121=0,0,ROUNDUP(BB53/AZ121,0))","v":0},{"$f":"IF(AZ121=0,0,ROUNDUP(BC53/AZ121,0))","v":0},{"$f":"IF(AZ121=0,0,ROUNDUP(BD53/AZ121,0))","v":0},{"$f":"IF(AZ121=0,0,ROUNDUP(BE53/AZ121,0))","v":0},{"$f":"IF(AZ121=0,0,ROUNDUP(BF53/AZ121,0))","v":0},{"$f":"IF(AZ121=0,0,ROUNDUP(BG53/AZ121,0))","v":0},{"$f":"IF(AZ121=0,0,ROUNDUP(BH53/AZ121,0))","v":0},0,null,20,{"$f":"IF(BO121=0,0,ROUNDUP(BL53/BO121,0))","v":0},{"$f":"IF(BO121=0,0,ROUNDUP(BM53/BO121,0))","v":0},{"$f":"IF(BO121=0,0,ROUNDUP(BN53/BO121,0))","v":0},{"$f":"IF(BO121=0,0,ROUNDUP(BO53/BO121,0))","v":0},{"$f":"IF(BO121=0,0,ROUNDUP(BP53/BO121,0))","v":0},{"$f":"IF(BO121=0,0,ROUNDUP(BQ53/BO121,0))","v":0},{"$f":"IF(BO121=0,0,ROUNDUP(BR53/BO121,0))","v":0},{"$f":"IF(BO121=0,0,ROUNDUP(BS53/BO121,0))","v":0},{"$f":"IF(BO121=0,0,ROUNDUP(BT53/BO121,0))","v":0},{"$f":"IF(BO121=0,0,ROUNDUP(BU53/BO121,0))","v":0},{"$f":"IF(BO121=0,0,ROUNDUP(BV53/BO121,0))","v":0},{"$f":"IF(BO121=0,0,ROUNDUP(BW53/BO121,0))","v":0},0,null,20,{"$f":"IF(CD121=0,0,ROUNDUP(CA53/CD121,0))","v":0},{"$f":"IF(CD121=0,0,ROUNDUP(CB53/CD121,0))","v":0},{"$f":"IF(CD121=0,0,ROUNDUP(CC53/CD121,0))","v":0},{"$f":"IF(CD121=0,0,ROUNDUP(CD53/CD121,0))","v":0},{"$f":"IF(CD121=0,0,ROUNDUP(CE53/CD121,0))","v":0},{"$f":"IF(CD121=0,0,ROUNDUP(CF53/CD121,0))","v":0},{"$f":"IF(CD121=0,0,ROUNDUP(CG53/CD121,0))","v":0},{"$f":"IF(CD121=0,0,ROUNDUP(CH53/CD121,0))","v":0},{"$f":"IF(CD121=0,0,ROUNDUP(CI53/CD121,0))","v":0},{"$f":"IF(CD121=0,0,ROUNDUP(CJ53/CD121,0))","v":0},{"$f":"IF(CD121=0,0,ROUNDUP(CK53/CD121,0))","v":0},{"$f":"IF(CD121=0,0,ROUNDUP(CL53/CD121,0))","v":0},0]
[21,{"$f":"IF(E121=0,0,ROUNDUP(B54/E121,0))","v":0},{"$f":"IF(E121=0,0,ROUNDUP(C54/E121,0))","v":0},{"$f":"IF(E121=0,0,ROUNDUP(D54/E121,0))","v":0},{"$f":"IF(E121=0,0,ROUNDUP(E54/E121,0))","v":0},{"$f":"IF(E121=0,0,ROUNDUP(F54/E121,0))","v":0},{"$f":"IF(E121=0,0,ROUNDUP(G54/E121,0))","v":0},{"$f":"IF(E121=0,0,ROUNDUP(H54/E121,0))","v":0},{"$f":"IF(E121=0,0,ROUNDUP(I54/E121,0))","v":0},{"$f":"IF(E121=0,0,ROUNDUP(J54/E121,0))","v":0},{"$f":"IF(E121=0,0,ROUNDUP(K54/E121,0))","v":0},{"$f":"IF(E121=0,0,ROUNDUP(L54/E121,0))","v":0},{"$f":"IF(E121=0,0,ROUNDUP(M54/E121,0))","v":0},0,null,21,{"$f":"IF(T121=0,0,ROUNDUP(Q54/T121,0))","v":0},{"$f":"IF(T121=0,0,ROUNDUP(R54/T121,0))","v":0},{"$f":"IF(T121=0,0,ROUNDUP(S54/T121,0))","v":0},{"$f":"IF(T121=0,0,ROUNDUP(T54/T121,0))","v":0},{"$f":"IF(T121=0,0,ROUNDUP(U54/T121,0))","v":0},{"$f":"IF(T121=0,0,ROUNDUP(V54/T121,0))","v":0},{"$f":"IF(T121=0,0,ROUNDUP(W54/T121,0))","v":0},{"$f":"IF(T121=0,0,ROUNDUP(X54/T121,0))","v":0},{"$f":"IF(T121=0,0,ROUNDUP(Y54/T121,0))","v":0},{"$f":"IF(T121=0,0,ROUNDUP(Z54/T121,0))","v":0},{"$f":"IF(T121=0,0,ROUNDUP(AA54/T121,0))","v":0},{"$f":"IF(T121=0,0,ROUNDUP(AB54/T121,0))","v":0},0,null,21,{"$f":"IF(AI121=0,0,ROUNDUP(AF54/AI121,0))","v":0},{"$f":"IF(AI121=0,0,ROUNDUP(AG54/AI121,0))","v":0},{"$f":"IF(AI121=0,0,ROUNDUP(AH54/AI121,0))","v":0},{"$f":"IF(AI121=0,0,ROUNDUP(AI54/AI121,0))","v":0},{"$f":"IF(AI121=0,0,ROUNDUP(AJ54/AI121,0))","v":0},{"$f":"IF(AI121=0,0,ROUNDUP(AK54/AI121,0))","v":0},{"$f":"IF(AI121=0,0,ROUNDUP(AL54/AI121,0))","v":0},{"$f":"IF(AI121=0,0,ROUNDUP(AM54/AI121,0))","v":0},{"$f":"IF(AI121=0,0,ROUNDUP(AN54/AI121,0))","v":0},{"$f":"IF(AI121=0,0,ROUNDUP(AO54/AI121,0))","v":0},{"$f":"IF(AI121=0,0,ROUNDUP(AP54/AI121,0))","v":0},{"$f":"IF(AI121=0,0,ROUNDUP(AQ54/AI121,0))","v":0},0,null,null,null,21,{"$f":"IF(AZ121=0,0,ROUNDUP(AW54/AZ121,0))","v":0},{"$f":"IF(AZ121=0,0,ROUNDUP(AX54/AZ121,0))","v":0},{"$f":"IF(AZ121=0,0,ROUNDUP(AY54/AZ121,0))","v":0},{"$f":"IF(AZ121=0,0,ROUNDUP(AZ54/AZ121,0))","v":0},{"$f":"IF(AZ121=0,0,ROUNDUP(BA54/AZ121,0))","v":0},{"$f":"IF(AZ121=0,0,ROUNDUP(BB54/AZ121,0))","v":0},{"$f":"IF(AZ121=0,0,ROUNDUP(BC54/AZ121,0))","v":0},{"$f":"IF(AZ121=0,0,ROUNDUP(BD54/AZ121,0))","v":0},{"$f":"IF(AZ121=0,0,ROUNDUP(BE54/AZ121,0))","v":0},{"$f":"IF(AZ121=0,0,ROUNDUP(BF54/AZ121,0))","v":0},{"$f":"IF(AZ121=0,0,ROUNDUP(BG54/AZ121,0))","v":0},{"$f":"IF(AZ121=0,0,ROUNDUP(BH54/AZ121,0))","v":0},0,null,21,{"$f":"IF(BO121=0,0,ROUNDUP(BL54/BO121,0))","v":0},{"$f":"IF(BO121=0,0,ROUNDUP(BM54/BO121,0))","v":0},{"$f":"IF(BO121=0,0,ROUNDUP(BN54/BO121,0))","v":0},{"$f":"IF(BO121=0,0,ROUNDUP(BO54/BO121,0))","v":0},{"$f":"IF(BO121=0,0,ROUNDUP(BP54/BO121,0))","v":0},{"$f":"IF(BO121=0,0,ROUNDUP(BQ54/BO121,0))","v":0},{"$f":"IF(BO121=0,0,ROUNDUP(BR54/BO121,0))","v":0},{"$f":"IF(BO121=0,0,ROUNDUP(BS54/BO121,0))","v":0},{"$f":"IF(BO121=0,0,ROUNDUP(BT54/BO121,0))","v":0},{"$f":"IF(BO121=0,0,ROUNDUP(BU54/BO121,0))","v":0},{"$f":"IF(BO121=0,0,ROUNDUP(BV54/BO121,0))","v":0},{"$f":"IF(BO121=0,0,ROUNDUP(BW54/BO121,0))","v":0},0,null,21,{"$f":"IF(CD121=0,0,ROUNDUP(CA54/CD121,0))","v":0},{"$f":"IF(CD121=0,0,ROUNDUP(CB54/CD121,0))","v":0},{"$f":"IF(CD121=0,0,ROUNDUP(CC54/CD121,0))","v":0},{"$f":"IF(CD121=0,0,ROUNDUP(CD54/CD121,0))","v":0},{"$f":"IF(CD121=0,0,ROUNDUP(CE54/CD121,0))","v":0},{"$f":"IF(CD121=0,0,ROUNDUP(CF54/CD121,0))","v":0},{"$f":"IF(CD121=0,0,ROUNDUP(CG54/CD121,0))","v":0},{"$f":"IF(CD121=0,0,ROUNDUP(CH54/CD121,0))","v":0},{"$f":"IF(CD121=0,0,ROUNDUP(CI54/CD121,0))","v":0},{"$f":"IF(CD121=0,0,ROUNDUP(CJ54/CD121,0))","v":0},{"$f":"IF(CD121=0,0,ROUNDUP(CK54/CD121,0))","v":0},{"$f":"IF(CD121=0,0,ROUNDUP(CL54/CD121,0))","v":0},0]
[22,{"$f":"IF(E121=0,0,ROUNDUP(B55/E121,0))","v":0},{"$f":"IF(E121=0,0,ROUNDUP(C55/E121,0))","v":0},{"$f":"IF(E121=0,0,ROUNDUP(D55/E121,0))","v":0},{"$f":"IF(E121=0,0,ROUNDUP(E55/E121,0))","v":0},{"$f":"IF(E121=0,0,ROUNDUP(F55/E121,0))","v":0},{"$f":"IF(E121=0,0,ROUNDUP(G55/E121,0))","v":0},{"$f":"IF(E121=0,0,ROUNDUP(H55/E121,0))","v":0},{"$f":"IF(E121=0,0,ROUNDUP(I55/E121,0))","v":0},{"$f":"IF(E121=0,0,ROUNDUP(J55/E121,0))","v":0},{"$f":"IF(E121=0,0,ROUNDUP(K55/E121,0))","v":0},{"$f":"IF(E121=0,0,ROUNDUP(L55/E121,0))","v":0},{"$f":"IF(E121=0,0,ROUNDUP(M55/E121,0))","v":0},0,null,22,{"$f":"IF(T121=0,0,ROUNDUP(Q55/T121,0))","v":0},{"$f":"IF(T121=0,0,ROUNDUP(R55/T121,0))","v":0},{"$f":"IF(T121=0,0,ROUNDUP(S55/T121,0))","v":0},{"$f":"IF(T121=0,0,ROUNDUP(T55/T121,0))","v":0},{"$f":"IF(T121=0,0,ROUNDUP(U55/T121,0))","v":0},{"$f":"IF(T121=0,0,ROUNDUP(V55/T121,0))","v":0},{"$f":"IF(T121=0,0,ROUNDUP(W55/T121,0))","v":0},{"$f":"IF(T121=0,0,ROUNDUP(X55/T121,0))","v":0},{"$f":"IF(T121=0,0,ROUNDUP(Y55/T121,0))","v":0},{"$f":"IF(T121=0,0,ROUNDUP(Z55/T121,0))","v":0},{"$f":"IF(T121=0,0,ROUNDUP(AA55/T121,0))","v":0},{"$f":"IF(T121=0,0,ROUNDUP(AB55/T121,0))","v":0},0,null,22,{"$f":"IF(AI121=0,0,ROUNDUP(AF55/AI121,0))","v":0},{"$f":"IF(AI121=0,0,ROUNDUP(AG55/AI121,0))","v":0},{"$f":"IF(AI121=0,0,ROUNDUP(AH55/AI121,0))","v":0},{"$f":"IF(AI121=0,0,ROUNDUP(AI55/AI121,0))","v":0},{"$f":"IF(AI121=0,0,ROUNDUP(AJ55/AI121,0))","v":0},{"$f":"IF(AI121=0,0,ROUNDUP(AK55/AI121,0))","v":0},{"$f":"IF(AI121=0,0,ROUNDUP(AL55/AI121,0))","v":0},{"$f":"IF(AI121=0,0,ROUNDUP(AM55/AI121,0))","v":0},{"$f":"IF(AI121=0,0,ROUNDUP(AN55/AI121,0))","v":0},{"$f":"IF(AI121=0,0,ROUNDUP(AO55/AI121,0))","v":0},{"$f":"IF(AI121=0,0,ROUNDUP(AP55/AI121,0))","v":0},{"$f":"IF(AI121=0,0,ROUNDUP(AQ55/AI121,0))","v":0},0,null,null,null,22,{"$f":"IF(AZ121=0,0,ROUNDUP(AW55/AZ121,0))","v":0},{"$f":"IF(AZ121=0,0,ROUNDUP(AX55/AZ121,0))","v":0},{"$f":"IF(AZ121=0,0,ROUNDUP(AY55/AZ121,0))","v":0},{"$f":"IF(AZ121=0,0,ROUNDUP(AZ55/AZ121,0))","v":0},{"$f":"IF(AZ121=0,0,ROUNDUP(BA55/AZ121,0))","v":0},{"$f":"IF(AZ121=0,0,ROUNDUP(BB55/AZ121,0))","v":0},{"$f":"IF(AZ121=0,0,ROUNDUP(BC55/AZ121,0))","v":0},{"$f":"IF(AZ121=0,0,ROUNDUP(BD55/AZ121,0))","v":0},{"$f":"IF(AZ121=0,0,ROUNDUP(BE55/AZ121,0))","v":0},{"$f":"IF(AZ121=0,0,ROUNDUP(BF55/AZ121,0))","v":0},{"$f":"IF(AZ121=0,0,ROUNDUP(BG55/AZ121,0))","v":0},{"$f":"IF(AZ121=0,0,ROUNDUP(BH55/AZ121,0))","v":0},0,null,22,{"$f":"IF(BO121=0,0,ROUNDUP(BL55/BO121,0))","v":0},{"$f":"IF(BO121=0,0,ROUNDUP(BM55/BO121,0))","v":0},{"$f":"IF(BO121=0,0,ROUNDUP(BN55/BO121,0))","v":0},{"$f":"IF(BO121=0,0,ROUNDUP(BO55/BO121,0))","v":0},{"$f":"IF(BO121=0,0,ROUNDUP(BP55/BO121,0))","v":0},{"$f":"IF(BO121=0,0,ROUNDUP(BQ55/BO121,0))","v":0},{"$f":"IF(BO121=0,0,ROUNDUP(BR55/BO121,0))","v":0},{"$f":"IF(BO121=0,0,ROUNDUP(BS55/BO121,0))","v":0},{"$f":"IF(BO121=0,0,ROUNDUP(BT55/BO121,0))","v":0},{"$f":"IF(BO121=0,0,ROUNDUP(BU55/BO121,0))","v":0},{"$f":"IF(BO121=0,0,ROUNDUP(BV55/BO121,0))","v":0},{"$f":"IF(BO121=0,0,ROUNDUP(BW55/BO121,0))","v":0},0,null,22,{"$f":"IF(CD121=0,0,ROUNDUP(CA55/CD121,0))","v":0},{"$f":"IF(CD121=0,0,ROUNDUP(CB55/CD121,0))","v":0},{"$f":"IF(CD121=0,0,ROUNDUP(CC55/CD121,0))","v":0},{"$f":"IF(CD121=0,0,ROUNDUP(CD55/CD121,0))","v":0},{"$f":"IF(CD121=0,0,ROUNDUP(CE55/CD121,0))","v":0},{"$f":"IF(CD121=0,0,ROUNDUP(CF55/CD121,0))","v":0},{"$f":"IF(CD121=0,0,ROUNDUP(CG55/CD121,0))","v":0},{"$f":"IF(CD121=0,0,ROUNDUP(CH55/CD121,0))","v":0},{"$f":"IF(CD121=0,0,ROUNDUP(CI55/CD121,0))","v":0},{"$f":"IF(CD121=0,0,ROUNDUP(CJ55/CD121,0))","v":0},{"$f":"IF(CD121=0,0,ROUNDUP(CK55/CD121,0))","v":0},{"$f":"IF(CD121=0,0,ROUNDUP(CL55/CD121,0))","v":0},0]
[23,{"$f":"IF(E121=0,0,ROUNDUP(B56/E121,0))","v":0},{"$f":"IF(E121=0,0,ROUNDUP(C56/E121,0))","v":0},{"$f":"IF(E121=0,0,ROUNDUP(D56/E121,0))","v":0},{"$f":"IF(E121=0,0,ROUNDUP(E56/E121,0))","v":0},{"$f":"IF(E121=0,0,ROUNDUP(F56/E121,0))","v":0},{"$f":"IF(E121=0,0,ROUNDUP(G56/E121,0))","v":0},{"$f":"IF(E121=0,0,ROUNDUP(H56/E121,0))","v":0},{"$f":"IF(E121=0,0,ROUNDUP(I56/E121,0))","v":0},{"$f":"IF(E121=0,0,ROUNDUP(J56/E121,0))","v":0},{"$f":"IF(E121=0,0,ROUNDUP(K56/E121,0))","v":0},{"$f":"IF(E121=0,0,ROUNDUP(L56/E121,0))","v":0},{"$f":"IF(E121=0,0,ROUNDUP(M56/E121,0))","v":0},0,null,23,{"$f":"IF(T121=0,0,ROUNDUP(Q56/T121,0))","v":0},{"$f":"IF(T121=0,0,ROUNDUP(R56/T121,0))","v":0},{"$f":"IF(T121=0,0,ROUNDUP(S56/T121,0))","v":0},{"$f":"IF(T121=0,0,ROUNDUP(T56/T121,0))","v":0},{"$f":"IF(T121=0,0,ROUNDUP(U56/T121,0))","v":0},{"$f":"IF(T121=0,0,ROUNDUP(V56/T121,0))","v":0},{"$f":"IF(T121=0,0,ROUNDUP(W56/T121,0))","v":0},{"$f":"IF(T121=0,0,ROUNDUP(X56/T121,0))","v":0},{"$f":"IF(T121=0,0,ROUNDUP(Y56/T121,0))","v":0},{"$f":"IF(T121=0,0,ROUNDUP(Z56/T121,0))","v":0},{"$f":"IF(T121=0,0,ROUNDUP(AA56/T121,0))","v":0},{"$f":"IF(T121=0,0,ROUNDUP(AB56/T121,0))","v":0},0,null,23,{"$f":"IF(AI121=0,0,ROUNDUP(AF56/AI121,0))","v":0},{"$f":"IF(AI121=0,0,ROUNDUP(AG56/AI121,0))","v":0},{"$f":"IF(AI121=0,0,ROUNDUP(AH56/AI121,0))","v":0},{"$f":"IF(AI121=0,0,ROUNDUP(AI56/AI121,0))","v":0},{"$f":"IF(AI121=0,0,ROUNDUP(AJ56/AI121,0))","v":0},{"$f":"IF(AI121=0,0,ROUNDUP(AK56/AI121,0))","v":0},{"$f":"IF(AI121=0,0,ROUNDUP(AL56/AI121,0))","v":0},{"$f":"IF(AI121=0,0,ROUNDUP(AM56/AI121,0))","v":0},{"$f":"IF(AI121=0,0,ROUNDUP(AN56/AI121,0))","v":0},{"$f":"IF(AI121=0,0,ROUNDUP(AO56/AI121,0))","v":0},{"$f":"IF(AI121=0,0,ROUNDUP(AP56/AI121,0))","v":0},{"$f":"IF(AI121=0,0,ROUNDUP(AQ56/AI121,0))","v":0},0,null,null,null,23,{"$f":"IF(AZ121=0,0,ROUNDUP(AW56/AZ121,0))","v":0},{"$f":"IF(AZ121=0,0,ROUNDUP(AX56/AZ121,0))","v":0},{"$f":"IF(AZ121=0,0,ROUNDUP(AY56/AZ121,0))","v":0},{"$f":"IF(AZ121=0,0,ROUNDUP(AZ56/AZ121,0))","v":0},{"$f":"IF(AZ121=0,0,ROUNDUP(BA56/AZ121,0))","v":0},{"$f":"IF(AZ121=0,0,ROUNDUP(BB56/AZ121,0))","v":0},{"$f":"IF(AZ121=0,0,ROUNDUP(BC56/AZ121,0))","v":0},{"$f":"IF(AZ121=0,0,ROUNDUP(BD56/AZ121,0))","v":0},{"$f":"IF(AZ121=0,0,ROUNDUP(BE56/AZ121,0))","v":0},{"$f":"IF(AZ121=0,0,ROUNDUP(BF56/AZ121,0))","v":0},{"$f":"IF(AZ121=0,0,ROUNDUP(BG56/AZ121,0))","v":0},{"$f":"IF(AZ121=0,0,ROUNDUP(BH56/AZ121,0))","v":0},0,null,23,{"$f":"IF(BO121=0,0,ROUNDUP(BL56/BO121,0))","v":0},{"$f":"IF(BO121=0,0,ROUNDUP(BM56/BO121,0))","v":0},{"$f":"IF(BO121=0,0,ROUNDUP(BN56/BO121,0))","v":0},{"$f":"IF(BO121=0,0,ROUNDUP(BO56/BO121,0))","v":0},{"$f":"IF(BO121=0,0,ROUNDUP(BP56/BO121,0))","v":0},{"$f":"IF(BO121=0,0,ROUNDUP(BQ56/BO121,0))","v":0},{"$f":"IF(BO121=0,0,ROUNDUP(BR56/BO121,0))","v":0},{"$f":"IF(BO121=0,0,ROUNDUP(BS56/BO121,0))","v":0},{"$f":"IF(BO121=0,0,ROUNDUP(BT56/BO121,0))","v":0},{"$f":"IF(BO121=0,0,ROUNDUP(BU56/BO121,0))","v":0},{"$f":"IF(BO121=0,0,ROUNDUP(BV56/BO121,0))","v":0},{"$f":"IF(BO121=0,0,ROUNDUP(BW56/BO121,0))","v":0},0,null,23,{"$f":"IF(CD121=0,0,ROUNDUP(CA56/CD121,0))","v":0},{"$f":"IF(CD121=0,0,ROUNDUP(CB56/CD121,0))","v":0},{"$f":"IF(CD121=0,0,ROUNDUP(CC56/CD121,0))","v":0},{"$f":"IF(CD121=0,0,ROUNDUP(CD56/CD121,0))","v":0},{"$f":"IF(CD121=0,0,ROUNDUP(CE56/CD121,0))","v":0},{"$f":"IF(CD121=0,0,ROUNDUP(CF56/CD121,0))","v":0},{"$f":"IF(CD121=0,0,ROUNDUP(CG56/CD121,0))","v":0},{"$f":"IF(CD121=0,0,ROUNDUP(CH56/CD121,0))","v":0},{"$f":"IF(CD121=0,0,ROUNDUP(CI56/CD121,0))","v":0},{"$f":"IF(CD121=0,0,ROUNDUP(CJ56/CD121,0))","v":0},{"$f":"IF(CD121=0,0,ROUNDUP(CK56/CD121,0))","v":0},{"$f":"IF(CD121=0,0,ROUNDUP(CL56/CD121,0))","v":0},0]
["kWh/日",{"$f":"SUM(B123:B146)","v":0},{"$f":"SUM(C123:C146)","v":0},0,0,0,0,0,0,0,0,0,0,{"$f":"SUM(B147:M147)","v":0},null,"kWh/日",{"$f":"SUM(Q123:Q146)","v":0},{"$f":"SUM(R123:R146)","v":0},0,0,0,0,0,0,0,0,0,0,{"$f":"SUM(Q147:AB147)","v":0},null,"kWh/日",{"$f":"SUM(AF123:AF146)","v":0},{"$f":"SUM(AG123:AG146)","v":0},0,0,0,0,0,0,0,0,0,0,{"$f":"SUM(AF147:AQ147)","v":0},null,null,null,"kWh/日",{"$f":"SUM(AW123:AW146)","v":0},{"$f":"SUM(AX123:AX146)","v":0},0,0,0,0,0,0,0,0,0,0,{"$f":"SUM(AW147:BH147)","v":0},null,"kWh/日",{"$f":"SUM(BL123:BL146)","v":0},{"$f":"SUM(BM123:BM146)","v":0},0,0,0,0,0,0,0,0,0,0,{"$f":"SUM(BL147:BW147)","v":0},null,"kWh/日",{"$f":"SUM(CA123:CA146)","v":0},{"$f":"SUM(CB123:CB146)","v":0},0,0,0,0,0,0,0,0,0,0,{"$f":"SUM(CA147:CL147)","v":0}]
["日",{"$f":"B$28","v":20},{"$f":"C$28","v":20},22,20,20,22,20,23,20,21,20,21,{"$f":"SUM(B148:M148)","v":249},null,"日",{"$f":"Q$28","v":4},{"$f":"R$28","v":3},4,4,4,4,5,4,4,4,4,4,{"$f":"SUM(Q148:AB148)","v":48},null,"日",{"$f":"AF$28","v":7},{"$f":"AG$28","v":5},5,6,7,4,6,4,6,6,6,6,{"$f":"SUM(AF148:AQ148)","v":68},null,null,null,"日",{"$f":"AW$28","v":20},{"$f":"AX$28","v":20},22,20,20,22,20,23,20,21,20,21,{"$f":"SUM(AW148:BH148)","v":249},null,"日",{"$f":"BL$28","v":4},{"$f":"BM$28","v":3},4,4,4,4,5,4,4,4,4,4,{"$f":"SUM(BL148:BW148)","v":48},null,"日",{"$f":"CA$28","v":7},{"$f":"CB$28","v":5},5,6,7,4,6,4,6,6,6,6,{"$f":"SUM(CA148:CL148)","v":68}]
["MWh/月",{"$f":"B147*B148/1000","v":0},{"$f":"C147*C148/1000","v":0},0,0,0,0,0,0,0,0,0,0,{"$f":"SUM(B149:M149)","v":0},null,"MWh/月",{"$f":"Q147*Q148/1000","v":0},{"$f":"R147*R148/1000","v":0},0,0,0,0,0,0,0,0,0,0,{"$f":"SUM(Q149:AB149)","v":0},null,"MWh/月",{"$f":"AF147*AF148/1000","v":0},{"$f":"AG147*AG148/1000","v":0},0,0,0,0,0,0,0,0,0,0,{"$f":"SUM(AF149:AQ149)","v":0},null,null,null,"MWh/月",{"$f":"AW147*AW148/1000","v":0},{"$f":"AX147*AX148/1000","v":0},0,0,0,0,0,0,0,0,0,0,{"$f":"SUM(AW149:BH149)","v":0},null,"MWh/月",{"$f":"BL147*BL148/1000","v":0},{"$f":"BM147*BM148/1000","v":0},0,0,0,0,0,0,0,0,0,0,{"$f":"SUM(BL149:BW149)","v":0},null,"MWh/月",{"$f":"CA147*CA148/1000","v":0},{"$f":"CB147*CB148/1000","v":0},0,0,0,0,0,0,0,0,0,0,{"$f":"SUM(CA149:CL149)","v":0}]
[]
["冷房用ガス消費量",null,null,"機器容量",{"$f":"詳細版!AC5","v":0},"kW",null,"冷房効率",{"$f":"詳細版!AE5","v":1.4},null,null,null,"新設建物（電力・熱融通エリア）","（平日）",null,"冷房用ガス消費量",null,null,"機器容量",{"$f":"E151","v":0},"kW",null,"冷房効率",{"$f":"I151","v":1.4},null,null,null,"新設建物（電力・熱融通エリア）","（土曜）",null,"冷房用ガス消費量",null,null,"機器容量",{"$f":"T151","v":0},"kW",null,"冷房効率",{"$f":"X151","v":1.4},null,null,null,"新設建物（電力・熱融通エリア）","（休日）",null,null,null,"冷房用ガス消費量",null,null,"機器容量",{"$f":"詳細版!AC9","v":0},"kW",null,"冷房効率",{"$f":"詳細版!AE9","v":1.2},null,null,null,"既設建物（熱融通エリア）","（平日）",null,"冷房用ガス消費量",null,null,"機器容量",{"$f":"AZ151","v":0},"kW",null,"冷房効率",{"$f":"BD151","v":1.2},null,null,null,"既設建物（熱融通エリア）","（土曜）",null,"冷房用ガス消費量",null,null,"機器容量",{"$f":"BO151","v":0},"kW",null,"冷房効率",{"$f":"BS151","v":1.2},null,null,null,"既設建物（熱融通エリア）","（休日）"]
["kWh","1月","2月","3月","4月","5月","6月","7月","8月","9月","10月","11月","12月","計",null,"kWh","1月","2月","3月","4月","5月","6月","7月","8月","9月","10月","11月","12月","計",null,"kWh","1月","2月","3月","4月","5月","6月","7月","8月","9月","10月","11月","12月","計",null,null,null,"kWh","1月","2月","3月","4月","5月","6月","7月","8月","9月","10月","11月","12月","計",null,"kWh","1月","2月","3月","4月","5月","6月","7月","8月","9月","10月","11月","12月","計",null,"kWh","1月","2月","3月","4月","5月","6月","7月","8月","9月","10月","11月","12月","計"]
[0,{"$f":"MIN(E$151,B33)/I$151","v":0},{"$f":"MIN(E$151,C33)/I$151","v":0},{"$f":"MIN(E$151,D33)/I$151","v":0},{"$f":"MIN(E$151,E33)/I$151","v":0},{"$f":"MIN(E$151,F33)/I$151","v":0},{"$f":"MIN(E$151,G33)/I$151","v":0},{"$f":"MIN(E$151,H33)/I$151","v":0},{"$f":"MIN(E$151,I33)/I$151","v":0},{"$f":"MIN(E$151,J33)/I$151","v":0},{"$f":"MIN(E$151,K33)/I$151","v":0},{"$f":"MIN(E$151,L33)/I$151","v":0},{"$f":"MIN(E$151,M33)/I$151","v":0},{"$f":"SUM(B153:M153)","v":0},null,0,{"$f":"MIN(T$151,Q33)/X$151","v":0},{"$f":"MIN(T$151,R33)/X$151","v":0},{"$f":"MIN(T$151,S33)/X$151","v":0},{"$f":"MIN(T$151,T33)/X$151","v":0},{"$f":"MIN(T$151,U33)/X$151","v":0},{"$f":"MIN(T$151,V33)/X$151","v":0},{"$f":"MIN(T$151,W33)/X$151","v":0},{"$f":"MIN(T$151,X33)/X$151","v":0},{"$f":"MIN(T$151,Y33)/X$151","v":0},{"$f":"MIN(T$151,Z33)/X$151","v":0},{"$f":"MIN(T$151,AA33)/X$151","v":0},{"$f":"MIN(T$151,AB33)/X$151","v":0},{"$f":"SUM(Q153:AB153)","v":0},null,0,{"$f":"MIN(AI$151,AF33)/AM$151","v":0},{"$f":"MIN(AI$151,AG33)/AM$151","v":0},{"$f":"MIN(AI$151,AH33)/AM$151","v":0},{"$f":"MIN(AI$151,AI33)/AM$151","v":0},{"$f":"MIN(AI$151,AJ33)/AM$151","v":0},{"$f":"MIN(AI$151,AK33)/AM$151","v":0},{"$f":"MIN(AI$151,AL33)/AM$151","v":0},{"$f":"MIN(AI$151,AM33)/AM$151","v":0},{"$f":"MIN(AI$151,AN33)/AM$151","v":0},{"$f":"MIN(AI$151,AO33)/AM$151","v":0},{"$f":"MIN(AI$151,AP33)/AM$151","v":0},{"$f":"MIN(AI$151,AQ33)/AM$151","v":0},{"$f":"SUM(AF153:AQ153)","v":0},null,null,null,0,{"$f":"MIN(AZ$151,AW33)/BD$151","v":0},{"$f":"MIN(AZ$151,AX33)/BD$151","v":0},{"$f":"MIN(AZ$151,AY33)/BD$151","v":0},{"$f":"MIN(AZ$151,AZ33)/BD$151","v":0},{"$f":"MIN(AZ$151,BA33)/BD$151","v":0},{"$f":"MIN(AZ$151,BB33)/BD$151","v":0},{"$f":"MIN(AZ$151,BC33)/BD$151","v":0},{"$f":"MIN(AZ$151,BD33)/BD$151","v":0},{"$f":"MIN(AZ$151,BE33)/BD$151","v":0},{"$f":"MIN(AZ$151,BF33)/BD$151","v":0},{"$f":"MIN(AZ$151,BG33)/BD$151","v":0},{"$f":"MIN(AZ$151,BH33)/BD$151","v":0},{"$f":"SUM(AW153:BH153)","v":0},null,0,{"$f":"MIN(BO$151,BL33)/BS$151","v":0},{"$f":"MIN(BO$151,BM33)/BS$151","v":0},{"$f":"MIN(BO$151,BN33)/BS$151","v":0},{"$f":"MIN(BO$151,BO33)/BS$151","v":0},{"$f":"MIN(BO$151,BP33)/BS$151","v":0},{"$f":"MIN(BO$151,BQ33)/BS$151","v":0},{"$f":"MIN(BO$151,BR33)/BS$151","v":0},{"$f":"MIN(BO$151,BS33)/BS$151","v":0},{"$f":"MIN(BO$151,BT33)/BS$151","v":0},{"$f":"MIN(BO$151,BU33)/BS$151","v":0},{"$f":"MIN(BO$151,BV33)/BS$151","v":0},{"$f":"MIN(BO$151,BW33)/BS$151","v":0},{"$f":"SUM(BL153:BW153)","v":0},null,0,{"$f":"MIN(CD$151,CA33)/CH$151","v":0},{"$f":"MIN(CD$151,CB33)/CH$151","v":0},{"$f":"MIN(CD$151,CC33)/CH$151","v":0},{"$f":"MIN(CD$151,CD33)/CH$151","v":0},{"$f":"MIN(CD$151,CE33)/CH$151","v":0},{"$f":"MIN(CD$151,CF33)/CH$151","v":0},{"$f":"MIN(CD$151,CG33)/CH$151","v":0},{"$f":"MIN(CD$151,CH33)/CH$151","v":0},{"$f":"MIN(CD$151,CI33)/CH$151","v":0},{"$f":"MIN(CD$151,CJ33)/CH$151","v":0},{"$f":"MIN(CD$151,CK33)/CH$151","v":0},{"$f":"MIN(CD$151,CL33)/CH$151","v":0},{"$f":"SUM(CA153:CL153)","v":0}]
[1,0,0,0,0,0,0,0,0,0,0,0,0,{"$f":"SUM(B154:M154)","v":0},null,1,0,0,0,0,0,0,0,0,0,0,0,0,{"$f":"SUM(Q154:AB154)","v":0},null,1,0,0,0,0,0,0,0,0,0,0,0,0,{"$f":"SUM(AF154:AQ154)","v":0},null,null,null,1,0,0,0,0,0,0,0,0,0,0,0,0,{"$f":"SUM(AW154:BH154)","v":0},null,1,0,0,0,0,0,0,0,0,0,0,0,0,{"$f":"SUM(BL154:BW154)","v":0},null,1,0,0,0,0,0,0,0,0,0,0,0,0,{"$f":"SUM(CA154:CL154)","v":0}]
[2,0,0,0,0,0,0,0,0,0,0,0,0,0,null,2,0,0,0,0,0,0,0,0,0,0,0,0,0,null,2,0,0,0,0,0,0,0,0,0,0,0,0,0,null,null,null,2,0,0,0,0,0,0,0,0,0,0,0,0,0,null,2,0,0,0,0,0,0,0,0,0,0,0,0,0,null,2,0,0,0,0,0,0,0,0,0,0,0,0,0]
[3,0,0,0,0,0,0,0,0,0,0,0,0,0,null,3,0,0,0,0,0,0,0,0,0,0,0,0,0,null,3,0,0,0,0,0,0,0,0,0,0,0,0,0,null,null,null,3,0,0,0,0,0,0,0,0,0,0,0,0,0,null,3,0,0,0,0,0,0,0,0,0,0,0,0,0,null,3,0,0,0,0,0,0,0,0,0,0,0,0,0]
[4,0,0,0,0,0,0,0,0,0,0,0,0,0,null,4,0,0,0,0,0,0,0,0,0,0,0,0,0,null,4,0,0,0,0,0,0,0,0,0,0,0,0,0,null,null,null,4,0,0,0,0,0,0,0,0,0,0,0,0,0,null,4,0,0,0,0,0,0,0,0,0,0,0,0,0,null,4,0,0,0,0,0,0,0,0,0,0,0,0,0]
[5,0,0,0,0,0,0,0,0,0,0,0,0,0,null,5,0,0,0,0,0,0,0,0,0,0,0,0,0,null,5,0,0,0,0,0,0,0,0,0,0,0,0,0,null,null,null,5,0,0,0,0,0,0,0,0,0,0,0,0,0,null,5,0,0,0,0,0,0,0,0,0,0,0,0,0,null,5,0,0,0,0,0,0,0,0,0,0,0,0,0]
[6,0,0,0,0,0,0,0,0,0,0,0,0,0,null,6,0,0,0,0,0,0,0,0,0,0,0,0,0,null,6,0,0,0,0,0,0,0,0,0,0,0,0,0,null,null,null,6,0,0,0,0,0,0,0,0,0,0,0,0,0,null,6,0,0,0,0,0,0,0,0,0,0,0,0,0,null,6,0,0,0,0,0,0,0,0,0,0,0,0,0]
[7,0,0,0,0,0,0,0,0,0,0,0,0,0,null,7,0,0,0,0,0,0,0,0,0,0,0,0,0,null,7,0,0,0,0,0,0,0,0,0,0,0,0,0,null,null,null,7,0,0,0,0,0,0,0,0,0,0,0,0,0,null,7,0,0,0,0,0,0,0,0,0,0,0,0,0,null,7,0,0,0,0,0,0,0,0,0,0,0,0,0]
[8,0,0,0,0,0,0,0,0,0,0,0,0,0,null,8,0,0,0,0,0,0,0,0,0,0,0,0,0,null,8,0,0,0,0,0,0,0,0,0,0,0,0,0,null,null,null,8,0,0,0,0,0,0,0,0,0,0,0,0,0,null,8,0,0,0,0,0,0,0,0,0,0,0,0,0,null,8,0,0,0,0,0,0,0,0,0,0,0,0,0]
[9,0,0,0,0,0,0,0,0,0,0,0,0,0,null,9,0,0,0,0,0,0,0,0,0,0,0,0,0,null,9,0,0,0,0,0,0,0,0,0,0,0,0,0,null,null,null,9,0,0,0,0,0,0,0,0,0,0,0,0,0,null,9,0,0,0,0,0,0,0,0,0,0,0,0,0,null,9,0,0,0,0,0,0,0,0,0,0,0,0,0]
[10,0,0,0,0,0,0,0,0,0,0,0,0,0,null,10,0,0,0,0,0,0,0,0,0,0,0,0,0,null,10,0,0,0,0,0,0,0,0,0,0,0,0,0,null,null,null,10,0,0,0,0,0,0,0,0,0,0,0,0,0,null,10,0,0,0,0,0,0,0,0,0,0,0,0,0,null,10,0,0,0,0,0,0,0,0,0,0,0,0,0]
[11,0,0,0,0,0,0,0,0,0,0,0,0,0,null,11,0,0,0,0,0,0,0,0,0,0,0,0,0,null,11,0,0,0,0,0,0,0,0,0,0,0,0,0,null,null,null,11,0,0,0,0,0,0,0,0,0,0,0,0,0,null,11,0,0,0,0,0,0,0,0,0,0,0,0,0,null,11,0,0,0,0,0,0,0,0,0,0,0,0,0]
[12,0,0,0,0,0,0,0,0,0,0,0,0,0,null,12,0,0,0,0,0,0,0,0,0,0,0,0,0,null,12,0,0,0,0,0,0,0,0,0,0,0,0,0,null,null,null,12,0,0,0,0,0,0,0,0,0,0,0,0,0,null,12,0,0,0,0,0,0,0,0,0,0,0,0,0,null,12,0,0,0,0,0,0,0,0,0,0,0,0,0]
[13,0,0,0,0,0,0,0,0,0,0,0,0,0,null,13,0,0,0,0,0,0,0,0,0,0,0,0,0,null,13,0,0,0,0,0,0,0,0,0,0,0,0,0,null,null,null,13,0,0,0,0,0,0,0,0,0,0,0,0,0,null,13,0,0,0,0,0,0,0,0,0,0,0,0,0,null,13,0,0,0,0,0,0,0,0,0,0,0,0,0]
[14,0,0,0,0,0,0,0,0,0,0,0,0,0,null,14,0,0,0,0,0,0,0,0,0,0,0,0,0,null,14,0,0,0,0,0,0,0,0,0,0,0,0,0,null,null,null,14,0,0,0,0,0,0,0,0,0,0,0,0,0,null,14,0,0,0,0,0,0,0,0,0,0,0,0,0,null,14,0,0,0,0,0,0,0,0,0,0,0,0,0]
[15,0,0,0,0,0,0,0,0,0,0,0,0,0,null,15,0,0,0,0,0,0,0,0,0,0,0,0,0,null,15,0,0,0,0,0,0,0,0,0,0,0,0,0,null,null,null,15,0,0,0,0,0,0,0,0,0,0,0,0,0,null,15,0,0,0,0,0,0,0,0,0,0,0,0,0,null,15,0,0,0,0,0,0,0,0,0,0,0,0,0]
[16,0,0,0,0,0,0,0,0,0,0,0,0,0,null,16,0,0,0,0,0,0,0,0,0,0,0,0,0,null,16,0,0,0,0,0,0,0,0,0,0,0,0,0,null,null,null,16,0,0,0,0,0,0,0,0,0,0,0,0,0,null,16,0,0,0,0,0,0,0,0,0,0,0,0,0,null,16,0,0,0,0,0,0,0,0,0,0,0,0,0]
[17,0,0,0,0,0,0,0,0,0,0,0,0,0,null,17,0,0,0,0,0,0,0,0,0,0,0,0,0,null,17,0,0,0,0,0,0,0,0,0,0,0,0,0,null,null,null,17,0,0,0,0,0,0,0,0,0,0,0,0,0,null,17,0,0,0,0,0,0,0,0,0,0,0,0,0,null,17,0,0,0,0,0,0,0,0,0,0,0,0,0]
[18,0,0,0,0,0,0,0,0,0,0,0,0,0,null,18,0,0,0,0,0,0,0,0,0,0,0,0,0,null,18,0,0,0,0,0,0,0,0,0,0,0,0,0,null,null,null,18,0,0,0,0,0,0,0,0,0,0,0,0,0,null,18,0,0,0,0,0,0,0,0,0,0,0,0,0,null,18,0,0,0,0,0,0,0,0,0,0,0,0,0]
[19,0,0,0,0,0,0,0,0,0,0,0,0,0,null,19,0,0,0,0,0,0,0,0,0,0,0,0,0,null,19,0,0,0,0,0,0,0,0,0,0,0,0,0,null,null,null,19,0,0,0,0,0,0,0,0,0,0,0,0,0,null,19,0,0,0,0,0,0,0,0,0,0,0,0,0,null,19,0,0,0,0,0,0,0,0,0,0,0,0,0]
[20,0,0,0,0,0,0,0,0,0,0,0,0,0,null,20,0,0,0,0,0,0,0,0,0,0,0,0,0,null,20,0,0,0,0,0,0,0,0,0,0,0,0,0,null,null,null,20,0,0,0,0,0,0,0,0,0,0,0,0,0,null,20,0,0,0,0,0,0,0,0,0,0,0,0,0,null,20,0,0,0,0,0,0,0,0,0,0,0,0,0]
[21,0,0,0,0,0,0,0,0,0,0,0,0,0,null,21,0,0,0,0,0,0,0,0,0,0,0,0,0,null,21,0,0,0,0,0,0,0,0,0,0,0,0,0,null,null,null,21,0,0,0,0,0,0,0,0,0,0,0,0,0,null,21,0,0,0,0,0,0,0,0,0,0,0,0,0,null,21,0,0,0,0,0,0,0,0,0,0,0,0,0]
[22,0,0,0,0,0,0,0,0,0,0,0,0,0,null,22,0,0,0,0,0,0,0,0,0,0,0,0,0,null,22,0,0,0,0,0,0,0,0,0,0,0,0,0,null,null,null,22,0,0,0,0,0,0,0,0,0,0,0,0,0,null,22,0,0,0,0,0,0,0,0,0,0,0,0,0,null,22,0,0,0,0,0,0,0,0,0,0,0,0,0]
[23,0,0,0,0,0,0,0,0,0,0,0,0,0,null,23,0,0,0,0,0,0,0,0,0,0,0,0,0,null,23,0,0,0,0,0,0,0,0,0,0,0,0,0,null,null,null,23,0,0,0,0,0,0,0,0,0,0,0,0,0,null,23,0,0,0,0,0,0,0,0,0,0,0,0,0,null,23,0,0,0,0,0,0,0,0,0,0,0,0,0]
["kWh/日",{"$f":"SUM(B153:B176)","v":0},{"$f":"SUM(C153:C176)","v":0},0,0,0,0,0,0,0,0,0,0,{"$f":"SUM(B177:M177)","v":0},null,"kWh/日",{"$f":"SUM(Q153:Q176)","v":0},{"$f":"SUM(R153:R176)","v":0},0,0,0,0,0,0,0,0,0,0,{"$f":"SUM(Q177:AB177)","v":0},null,"kWh/日",{"$f":"SUM(AF153:AF176)","v":0},{"$f":"SUM(AG153:AG176)","v":0},0,0,0,0,0,0,0,0,0,0,{"$f":"SUM(AF177:AQ177)","v":0},null,null,null,"kWh/日",{"$f":"SUM(AW153:AW176)","v":0},{"$f":"SUM(AX153:AX176)","v":0},0,0,0,0,0,0,0,0,0,0,{"$f":"SUM(AW177:BH177)","v":0},null,"kWh/日",{"$f":"SUM(BL153:BL176)","v":0},{"$f":"SUM(BM153:BM176)","v":0},0,0,0,0,0,0,0,0,0,0,{"$f":"SUM(BL177:BW177)","v":0},null,"kWh/日",{"$f":"SUM(CA153:CA176)","v":0},{"$f":"SUM(CB153:CB176)","v":0},0,0,0,0,0,0,0,0,0,0,{"$f":"SUM(CA177:CL177)","v":0}]
["日",{"$f":"B$28","v":20},{"$f":"C$28","v":20},22,20,20,22,20,23,20,21,20,21,{"$f":"SUM(B178:M178)","v":249},null,"日",{"$f":"Q$28","v":4},{"$f":"R$28","v":3},4,4,4,4,5,4,4,4,4,4,{"$f":"SUM(Q178:AB178)","v":48},null,"日",{"$f":"AF$28","v":7},{"$f":"AG$28","v":5},5,6,7,4,6,4,6,6,6,6,{"$f":"SUM(AF178:AQ178)","v":68},null,null,null,"日",{"$f":"AW$28","v":20},{"$f":"AX$28","v":20},22,20,20,22,20,23,20,21,20,21,{"$f":"SUM(AW178:BH178)","v":249},null,"日",{"$f":"BL$28","v":4},{"$f":"BM$28","v":3},4,4,4,4,5,4,4,4,4,4,{"$f":"SUM(BL178:BW178)","v":48},null,"日",{"$f":"CA$28","v":7},{"$f":"CB$28","v":5},5,6,7,4,6,4,6,6,6,6,{"$f":"SUM(CA178:CL178)","v":68}]
["MWh/月",{"$f":"B177*B178/1000","v":0},{"$f":"C177*C178/1000","v":0},0,0,0,0,0,0,0,0,0,0,{"$f":"SUM(B179:M179)","v":0},null,"MWh/月",{"$f":"Q177*Q178/1000","v":0},{"$f":"R177*R178/1000","v":0},0,0,0,0,0,0,0,0,0,0,{"$f":"SUM(Q179:AB179)","v":0},null,"MWh/月",{"$f":"AF177*AF178/1000","v":0},{"$f":"AG177*AG178/1000","v":0},0,0,0,0,0,0,0,0,0,0,{"$f":"SUM(AF179:AQ179)","v":0},null,null,null,"MWh/月",{"$f":"AW177*AW178/1000","v":0},{"$f":"AX177*AX178/1000","v":0},0,0,0,0,0,0,0,0,0,0,{"$f":"SUM(AW179:BH179)","v":0},null,"MWh/月",{"$f":"BL177*BL178/1000","v":0},{"$f":"BM177*BM178/1000","v":0},0,0,0,0,0,0,0,0,0,0,{"$f":"SUM(BL179:BW179)","v":0},null,"MWh/月",{"$f":"CA177*CA178/1000","v":0},{"$f":"CB177*CB178/1000","v":0},0,0,0,0,0,0,0,0,0,0,{"$f":"SUM(CA179:CL179)","v":0}]
[]
["暖房機器稼働台数",null,null,"機器容量",{"$f":"詳細版!AC5/詳細版!AC6","v":0},"kW/台",null,"台数",{"$f":"詳細版!AC6","v":2},"台",null,null,"新設建物（電力・熱融通エリア）","（平日）",null,"暖房機器稼働台数",null,null,"機器容量",{"$f":"E181","v":0},"kW/台",null,"台数",{"$f":"I181","v":2},"台",null,null,"新設建物（電力・熱融通エリア）","（土曜）",null,"暖房機器稼働台数",null,null,"機器容量",{"$f":"T181","v":0},"kW/台",null,"台数",{"$f":"X181","v":2},"台",null,null,"新設建物（電力・熱融通エリア）","（休日）",null,null,null,"暖房機器稼働台数",null,null,"機器容量",{"$f":"詳細版!AC9/詳細版!AC10","v":0},"kW/台",null,"台数",{"$f":"詳細版!AC10","v":2},"台",null,null,"既設建物（熱融通エリア）","（平日）",null,"暖房機器稼働台数",null,null,"機器容量",{"$f":"AZ181","v":0},"kW/台",null,"台数",{"$f":"BD181","v":2},"台",null,null,"既設建物（熱融通エリア）","（土曜）",null,"暖房機器稼働台数",null,null,"機器容量",{"$f":"BO181","v":0},"kW/台",null,"台数",{"$f":"BS181","v":2},"台",null,null,"既設建物（熱融通エリア）","（休日）"]
["kWh","1月","2月","3月","4月","5月","6月","7月","8月","9月","10月","11月","12月","計",null,"kWh","1月","2月","3月","4月","5月","6月","7月","8月","9月","10月","11月","12月","計",null,"kWh","1月","2月","3月","4月","5月","6月","7月","8月","9月","10月","11月","12月","計",null,null,null,"kWh","1月","2月","3月","4月","5月","6月","7月","8月","9月","10月","11月","12月","計",null,"kWh","1月","2月","3月","4月","5月","6月","7月","8月","9月","10月","11月","12月","計",null,"kWh","1月","2月","3月","4月","5月","6月","7月","8月","9月","10月","11月","12月","計"]
[0,{"$f":"IF(E181=0,0,ROUNDUP(B63/E181,0))","v":0},{"$f":"IF(E181=0,0,ROUNDUP(C63/E181,0))","v":0},{"$f":"IF(E181=0,0,ROUNDUP(D63/E181,0))","v":0},{"$f":"IF(E181=0,0,ROUNDUP(E63/E181,0))","v":0},{"$f":"IF(E181=0,0,ROUNDUP(F63/E181,0))","v":0},{"$f":"IF(E181=0,0,ROUNDUP(G63/E181,0))","v":0},{"$f":"IF(E181=0,0,ROUNDUP(H63/E181,0))","v":0},{"$f":"IF(E181=0,0,ROUNDUP(I63/E181,0))","v":0},{"$f":"IF(E181=0,0,ROUNDUP(J63/E181,0))","v":0},{"$f":"IF(E181=0,0,ROUNDUP(K63/E181,0))","v":0},{"$f":"IF(E181=0,0,ROUNDUP(L63/E181,0))","v":0},{"$f":"IF(E181=0,0,ROUNDUP(M63/E181,0))","v":0},{"$f":"SUM(B183:M183)","v":0},null,0,{"$f":"IF(T181=0,0,ROUNDUP(Q63/T181,0))","v":0},{"$f":"IF(T181=0,0,ROUNDUP(R63/T181,0))","v":0},{"$f":"IF(T181=0,0,ROUNDUP(S63/T181,0))","v":0},{"$f":"IF(T181=0,0,ROUNDUP(T63/T181,0))","v":0},{"$f":"IF(T181=0,0,ROUNDUP(U63/T181,0))","v":0},{"$f":"IF(T181=0,0,ROUNDUP(V63/T181,0))","v":0},{"$f":"IF(T181=0,0,ROUNDUP(W63/T181,0))","v":0},{"$f":"IF(T181=0,0,ROUNDUP(X63/T181,0))","v":0},{"$f":"IF(T181=0,0,ROUNDUP(Y63/T181,0))","v":0},{"$f":"IF(T181=0,0,ROUNDUP(Z63/T181,0))","v":0},{"$f":"IF(T181=0,0,ROUNDUP(AA63/T181,0))","v":0},{"$f":"IF(T181=0,0,ROUNDUP(AB63/T181,0))","v":0},{"$f":"SUM(Q183:AB183)","v":0},null,0,{"$f":"IF(AI181=0,0,ROUNDUP(AF63/AI181,0))","v":0},{"$f":"IF(AI181=0,0,ROUNDUP(AG63/AI181,0))","v":0},{"$f":"IF(AI181=0,0,ROUNDUP(AH63/AI181,0))","v":0},{"$f":"IF(AI181=0,0,ROUNDUP(AI63/AI181,0))","v":0},{"$f":"IF(AI181=0,0,ROUNDUP(AJ63/AI181,0))","v":0},{"$f":"IF(AI181=0,0,ROUNDUP(AK63/AI181,0))","v":0},{"$f":"IF(AI181=0,0,ROUNDUP(AL63/AI181,0))","v":0},{"$f":"IF(AI181=0,0,ROUNDUP(AM63/AI181,0))","v":0},{"$f":"IF(AI181=0,0,ROUNDUP(AN63/AI181,0))","v":0},{"$f":"IF(AI181=0,0,ROUNDUP(AO63/AI181,0))","v":0},{"$f":"IF(AI181=0,0,ROUNDUP(AP63/AI181,0))","v":0},{"$f":"IF(AI181=0,0,ROUNDUP(AQ63/AI181,0))","v":0},{"$f":"SUM(AF183:AQ183)","v":0},null,null,null,0,{"$f":"IF(AZ181=0,0,ROUNDUP(AW63/AZ181,0))","v":0},{"$f":"IF(AZ181=0,0,ROUNDUP(AX63/AZ181,0))","v":0},{"$f":"IF(AZ181=0,0,ROUNDUP(AY63/AZ181,0))","v":0},{"$f":"IF(AZ181=0,0,ROUNDUP(AZ63/AZ181,0))","v":0},{"$f":"IF(AZ181=0,0,ROUNDUP(BA63/AZ181,0))","v":0},{"$f":"IF(AZ181=0,0,ROUNDUP(BB63/AZ181,0))","v":0},{"$f":"IF(AZ181=0,0,ROUNDUP(BC63/AZ181,0))","v":0},{"$f":"IF(AZ181=0,0,ROUNDUP(BD63/AZ181,0))","v":0},{"$f":"IF(AZ181=0,0,ROUNDUP(BE63/AZ181,0))","v":0},{"$f":"IF(AZ181=0,0,ROUNDUP(BF63/AZ181,0))","v":0},{"$f":"IF(AZ181=0,0,ROUNDUP(BG63/AZ181,0))","v":0},{"$f":"IF(AZ181=0,0,ROUNDUP(BH63/AZ181,0))","v":0},{"$f":"SUM(AW183:BH183)","v":0},null,0,{"$f":"IF(BO181=0,0,ROUNDUP(BL63/BO181,0))","v":0},{"$f":"IF(BO181=0,0,ROUNDUP(BM63/BO181,0))","v":0},{"$f":"IF(BO181=0,0,ROUNDUP(BN63/BO181,0))","v":0},{"$f":"IF(BO181=0,0,ROUNDUP(BO63/BO181,0))","v":0},{"$f":"IF(BO181=0,0,ROUNDUP(BP63/BO181,0))","v":0},{"$f":"IF(BO181=0,0,ROUNDUP(BQ63/BO181,0))","v":0},{"$f":"IF(BO181=0,0,ROUNDUP(BR63/BO181,0))","v":0},{"$f":"IF(BO181=0,0,ROUNDUP(BS63/BO181,0))","v":0},{"$f":"IF(BO181=0,0,ROUNDUP(BT63/BO181,0))","v":0},{"$f":"IF(BO181=0,0,ROUNDUP(BU63/BO181,0))","v":0},{"$f":"IF(BO181=0,0,ROUNDUP(BV63/BO181,0))","v":0},{"$f":"IF(BO181=0,0,ROUNDUP(BW63/BO181,0))","v":0},{"$f":"SUM(BL183:BW183)","v":0},null,0,{"$f":"IF(CD181=0,0,ROUNDUP(CA63/CD181,0))","v":0},{"$f":"IF(CD181=0,0,ROUNDUP(CB63/CD181,0))","v":0},{"$f":"IF(CD181=0,0,ROUNDUP(CC63/CD181,0))","v":0},{"$f":"IF(CD181=0,0,ROUNDUP(CD63/CD181,0))","v":0},{"$f":"IF(CD181=0,0,ROUNDUP(CE63/CD181,0))","v":0},{"$f":"IF(CD181=0,0,ROUNDUP(CF63/CD181,0))","v":0},{"$f":"IF(CD181=0,0,ROUNDUP(CG63/CD181,0))","v":0},{"$f":"IF(CD181=0,0,ROUNDUP(CH63/CD181,0))","v":0},{"$f":"IF(CD181=0,0,ROUNDUP(CI63/CD181,0))","v":0},{"$f":"IF(CD181=0,0,ROUNDUP(CJ63/CD181,0))","v":0},{"$f":"IF(CD181=0,0,ROUNDUP(CK63/CD181,0))","v":0},{"$f":"IF(CD181=0,0,ROUNDUP(CL63/CD181,0))","v":0},{"$f":"SUM(CA183:CL183)","v":0}]
[1,{"$f":"IF(E181=0,0,ROUNDUP(B64/E181,0))","v":0},{"$f":"IF(E181=0,0,ROUNDUP(C64/E181,0))","v":0},{"$f":"IF(E181=0,0,ROUNDUP(D64/E181,0))","v":0},{"$f":"IF(E181=0,0,ROUNDUP(E64/E181,0))","v":0},{"$f":"IF(E181=0,0,ROUNDUP(F64/E181,0))","v":0},{"$f":"IF(E181=0,0,ROUNDUP(G64/E181,0))","v":0},{"$f":"IF(E181=0,0,ROUNDUP(H64/E181,0))","v":0},{"$f":"IF(E181=0,0,ROUNDUP(I64/E181,0))","v":0},{"$f":"IF(E181=0,0,ROUNDUP(J64/E181,0))","v":0},{"$f":"IF(E181=0,0,ROUNDUP(K64/E181,0))","v":0},{"$f":"IF(E181=0,0,ROUNDUP(L64/E181,0))","v":0},{"$f":"IF(E181=0,0,ROUNDUP(M64/E181,0))","v":0},{"$f":"SUM(B184:M184)","v":0},null,1,{"$f":"IF(T181=0,0,ROUNDUP(Q64/T181,0))","v":0},{"$f":"IF(T181=0,0,ROUNDUP(R64/T181,0))","v":0},{"$f":"IF(T181=0,0,ROUNDUP(S64/T181,0))","v":0},{"$f":"IF(T181=0,0,ROUNDUP(T64/T181,0))","v":0},{"$f":"IF(T181=0,0,ROUNDUP(U64/T181,0))","v":0},{"$f":"IF(T181=0,0,ROUNDUP(V64/T181,0))","v":0},{"$f":"IF(T181=0,0,ROUNDUP(W64/T181,0))","v":0},{"$f":"IF(T181=0,0,ROUNDUP(X64/T181,0))","v":0},{"$f":"IF(T181=0,0,ROUNDUP(Y64/T181,0))","v":0},{"$f":"IF(T181=0,0,ROUNDUP(Z64/T181,0))","v":0},{"$f":"IF(T181=0,0,ROUNDUP(AA64/T181,0))","v":0},{"$f":"IF(T181=0,0,ROUNDUP(AB64/T181,0))","v":0},{"$f":"SUM(Q184:AB184)","v":0},null,1,{"$f":"IF(AI181=0,0,ROUNDUP(AF64/AI181,0))","v":0},{"$f":"IF(AI181=0,0,ROUNDUP(AG64/AI181,0))","v":0},{"$f":"IF(AI181=0,0,ROUNDUP(AH64/AI181,0))","v":0},{"$f":"IF(AI181=0,0,ROUNDUP(AI64/AI181,0))","v":0},{"$f":"IF(AI181=0,0,ROUNDUP(AJ64/AI181,0))","v":0},{"$f":"IF(AI181=0,0,ROUNDUP(AK64/AI181,0))","v":0},{"$f":"IF(AI181=0,0,ROUNDUP(AL64/AI181,0))","v":0},{"$f":"IF(AI181=0,0,ROUNDUP(AM64/AI181,0))","v":0},{"$f":"IF(AI181=0,0,ROUNDUP(AN64/AI181,0))","v":0},{"$f":"IF(AI181=0,0,ROUNDUP(AO64/AI181,0))","v":0},{"$f":"IF(AI181=0,0,ROUNDUP(AP64/AI181,0))","v":0},{"$f":"IF(AI181=0,0,ROUNDUP(AQ64/AI181,0))","v":0},{"$f":"SUM(AF184:AQ184)","v":0},null,null,null,1,{"$f":"IF(AZ181=0,0,ROUNDUP(AW64/AZ181,0))","v":0},{"$f":"IF(AZ181=0,0,ROUNDUP(AX64/AZ181,0))","v":0},{"$f":"IF(AZ181=0,0,ROUNDUP(AY64/AZ181,0))","v":0},{"$f":"IF(AZ181=0,0,ROUNDUP(AZ64/AZ181,0))","v":0},{"$f":"IF(AZ181=0,0,ROUNDUP(BA64/AZ181,0))","v":0},{"$f":"IF(AZ181=0,0,ROUNDUP(BB64/AZ181,0))","v":0},{"$f":"IF(AZ181=0,0,ROUNDUP(BC64/AZ181,0))","v":0},{"$f":"IF(AZ181=0,0,ROUNDUP(BD64/AZ181,0))","v":0},{"$f":"IF(AZ181=0,0,ROUNDUP(BE64/AZ181,0))","v":0},{"$f":"IF(AZ181=0,0,ROUNDUP(BF64/AZ181,0))","v":0},{"$f":"IF(AZ181=0,0,ROUNDUP(BG64/AZ181,0))","v":0},{"$f":"IF(AZ181=0,0,ROUNDUP(BH64/AZ181,0))","v":0},{"$f":"SUM(AW184:BH184)","v":0},null,1,{"$f":"IF(BO181=0,0,ROUNDUP(BL64/BO181,0))","v":0},{"$f":"IF(BO181=0,0,ROUNDUP(BM64/BO181,0))","v":0},{"$f":"IF(BO181=0,0,ROUNDUP(BN64/BO181,0))","v":0},{"$f":"IF(BO181=0,0,ROUNDUP(BO64/BO181,0))","v":0},{"$f":"IF(BO181=0,0,ROUNDUP(BP64/BO181,0))","v":0},{"$f":"IF(BO181=0,0,ROUNDUP(BQ64/BO181,0))","v":0},{"$f":"IF(BO181=0,0,ROUNDUP(BR64/BO181,0))","v":0},{"$f":"IF(BO181=0,0,ROUNDUP(BS64/BO181,0))","v":0},{"$f":"IF(BO181=0,0,ROUNDUP(BT64/BO181,0))","v":0},{"$f":"IF(BO181=0,0,ROUNDUP(BU64/BO181,0))","v":0},{"$f":"IF(BO181=0,0,ROUNDUP(BV64/BO181,0))","v":0},{"$f":"IF(BO181=0,0,ROUNDUP(BW64/BO181,0))","v":0},{"$f":"SUM(BL184:BW184)","v":0},null,1,{"$f":"IF(CD181=0,0,ROUNDUP(CA64/CD181,0))","v":0},{"$f":"IF(CD181=0,0,ROUNDUP(CB64/CD181,0))","v":0},{"$f":"IF(CD181=0,0,ROUNDUP(CC64/CD181,0))","v":0},{"$f":"IF(CD181=0,0,ROUNDUP(CD64/CD181,0))","v":0},{"$f":"IF(CD181=0,0,ROUNDUP(CE64/CD181,0))","v":0},{"$f":"IF(CD181=0,0,ROUNDUP(CF64/CD181,0))","v":0},{"$f":"IF(CD181=0,0,ROUNDUP(CG64/CD181,0))","v":0},{"$f":"IF(CD181=0,0,ROUNDUP(CH64/CD181,0))","v":0},{"$f":"IF(CD181=0,0,ROUNDUP(CI64/CD181,0))","v":0},{"$f":"IF(CD181=0,0,ROUNDUP(CJ64/CD181,0))","v":0},{"$f":"IF(CD181=0,0,ROUNDUP(CK64/CD181,0))","v":0},{"$f":"IF(CD181=0,0,ROUNDUP(CL64/CD181,0))","v":0},{"$f":"SUM(CA184:CL184)","v":0}]
[2,{"$f":"IF(E181=0,0,ROUNDUP(B65/E181,0))","v":0},{"$f":"IF(E181=0,0,ROUNDUP(C65/E181,0))","v":0},{"$f":"IF(E181=0,0,ROUNDUP(D65/E181,0))","v":0},{"$f":"IF(E181=0,0,ROUNDUP(E65/E181,0))","v":0},{"$f":"IF(E181=0,0,ROUNDUP(F65/E181,0))","v":0},{"$f":"IF(E181=0,0,ROUNDUP(G65/E181,0))","v":0},{"$f":"IF(E181=0,0,ROUNDUP(H65/E181,0))","v":0},{"$f":"IF(E181=0,0,ROUNDUP(I65/E181,0))","v":0},{"$f":"IF(E181=0,0,ROUNDUP(J65/E181,0))","v":0},{"$f":"IF(E181=0,0,ROUNDUP(K65/E181,0))","v":0},{"$f":"IF(E181=0,0,ROUNDUP(L65/E181,0))","v":0},{"$f":"IF(E181=0,0,ROUNDUP(M65/E181,0))","v":0},0,null,2,{"$f":"IF(T181=0,0,ROUNDUP(Q65/T181,0))","v":0},{"$f":"IF(T181=0,0,ROUNDUP(R65/T181,0))","v":0},{"$f":"IF(T181=0,0,ROUNDUP(S65/T181,0))","v":0},{"$f":"IF(T181=0,0,ROUNDUP(T65/T181,0))","v":0},{"$f":"IF(T181=0,0,ROUNDUP(U65/T181,0))","v":0},{"$f":"IF(T181=0,0,ROUNDUP(V65/T181,0))","v":0},{"$f":"IF(T181=0,0,ROUNDUP(W65/T181,0))","v":0},{"$f":"IF(T181=0,0,ROUNDUP(X65/T181,0))","v":0},{"$f":"IF(T181=0,0,ROUNDUP(Y65/T181,0))","v":0},{"$f":"IF(T181=0,0,ROUNDUP(Z65/T181,0))","v":0},{"$f":"IF(T181=0,0,ROUNDUP(AA65/T181,0))","v":0},{"$f":"IF(T181=0,0,ROUNDUP(AB65/T181,0))","v":0},0,null,2,{"$f":"IF(AI181=0,0,ROUNDUP(AF65/AI181,0))","v":0},{"$f":"IF(AI181=0,0,ROUNDUP(AG65/AI181,0))","v":0},{"$f":"IF(AI181=0,0,ROUNDUP(AH65/AI181,0))","v":0},{"$f":"IF(AI181=0,0,ROUNDUP(AI65/AI181,0))","v":0},{"$f":"IF(AI181=0,0,ROUNDUP(AJ65/AI181,0))","v":0},{"$f":"IF(AI181=0,0,ROUNDUP(AK65/AI181,0))","v":0},{"$f":"IF(AI181=0,0,ROUNDUP(AL65/AI181,0))","v":0},{"$f":"IF(AI181=0,0,ROUNDUP(AM65/AI181,0))","v":0},{"$f":"IF(AI181=0,0,ROUNDUP(AN65/AI181,0))","v":0},{"$f":"IF(AI181=0,0,ROUNDUP(AO65/AI181,0))","v":0},{"$f":"IF(AI181=0,0,ROUNDUP(AP65/AI181,0))","v":0},{"$f":"IF(AI181=0,0,ROUNDUP(AQ65/AI181,0))","v":0},0,null,null,null,2,{"$f":"IF(AZ181=0,0,ROUNDUP(AW65/AZ181,0))","v":0},{"$f":"IF(AZ181=0,0,ROUNDUP(AX65/AZ181,0))","v":0},{"$f":"IF(AZ181=0,0,ROUNDUP(AY65/AZ181,0))","v":0},{"$f":"IF(AZ181=0,0,ROUNDUP(AZ65/AZ181,0))","v":0},{"$f":"IF(AZ181=0,0,ROUNDUP(BA65/AZ181,0))","v":0},{"$f":"IF(AZ181=0,0,ROUNDUP(BB65/AZ181,0))","v":0},{"$f":"IF(AZ181=0,0,ROUNDUP(BC65/AZ181,0))","v":0},{"$f":"IF(AZ181=0,0,ROUNDUP(BD65/AZ181,0))","v":0},{"$f":"IF(AZ181=0,0,ROUNDUP(BE65/AZ181,0))","v":0},{"$f":"IF(AZ181=0,0,ROUNDUP(BF65/AZ181,0))","v":0},{"$f":"IF(AZ181=0,0,ROUNDUP(BG65/AZ181,0))","v":0},{"$f":"IF(AZ181=0,0,ROUNDUP(BH65/AZ181,0))","v":0},0,null,2,{"$f":"IF(BO181=0,0,ROUNDUP(BL65/BO181,0))","v":0},{"$f":"IF(BO181=0,0,ROUNDUP(BM65/BO181,0))","v":0},{"$f":"IF(BO181=0,0,ROUNDUP(BN65/BO181,0))","v":0},{"$f":"IF(BO181=0,0,ROUNDUP(BO65/BO181,0))","v":0},{"$f":"IF(BO181=0,0,ROUNDUP(BP65/BO181,0))","v":0},{"$f":"IF(BO181=0,0,ROUNDUP(BQ65/BO181,0))","v":0},{"$f":"IF(BO181=0,0,ROUNDUP(BR65/BO181,0))","v":0},{"$f":"IF(BO181=0,0,ROUNDUP(BS65/BO181,0))","v":0},{"$f":"IF(BO181=0,0,ROUNDUP(BT65/BO181,0))","v":0},{"$f":"IF(BO181=0,0,ROUNDUP(BU65/BO181,0))","v":0},{"$f":"IF(BO181=0,0,ROUNDUP(BV65/BO181,0))","v":0},{"$f":"IF(BO181=0,0,ROUNDUP(BW65/BO181,0))","v":0},0,null,2,{"$f":"IF(CD181=0,0,ROUNDUP(CA65/CD181,0))","v":0},{"$f":"IF(CD181=0,0,ROUNDUP(CB65/CD181,0))","v":0},{"$f":"IF(CD181=0,0,ROUNDUP(CC65/CD181,0))","v":0},{"$f":"IF(CD181=0,0,ROUNDUP(CD65/CD181,0))","v":0},{"$f":"IF(CD181=0,0,ROUNDUP(CE65/CD181,0))","v":0},{"$f":"IF(CD181=0,0,ROUNDUP(CF65/CD181,0))","v":0},{"$f":"IF(CD181=0,0,ROUNDUP(CG65/CD181,0))","v":0},{"$f":"IF(CD181=0,0,ROUNDUP(CH65/CD181,0))","v":0},{"$f":"IF(CD181=0,0,ROUNDUP(CI65/CD181,0))","v":0},{"$f":"IF(CD181=0,0,ROUNDUP(CJ65/CD181,0))","v":0},{"$f":"IF(CD181=0,0,ROUNDUP(CK65/CD181,0))","v":0},{"$f":"IF(CD181=0,0,ROUNDUP(CL65/CD181,0))","v":0},0]
[3,{"$f":"IF(E181=0,0,ROUNDUP(B66/E181,0))","v":0},{"$f":"IF(E181=0,0,ROUNDUP(C66/E181,0))","v":0},{"$f":"IF(E181=0,0,ROUNDUP(D66/E181,0))","v":0},{"$f":"IF(E181=0,0,ROUNDUP(E66/E181,0))","v":0},{"$f":"IF(E181=0,0,ROUNDUP(F66/E181,0))","v":0},{"$f":"IF(E181=0,0,ROUNDUP(G66/E181,0))","v":0},{"$f":"IF(E181=0,0,ROUNDUP(H66/E181,0))","v":0},{"$f":"IF(E181=0,0,ROUNDUP(I66/E181,0))","v":0},{"$f":"IF(E181=0,0,ROUNDUP(J66/E181,0))","v":0},{"$f":"IF(E181=0,0,ROUNDUP(K66/E181,0))","v":0},{"$f":"IF(E181=0,0,ROUNDUP(L66/E181,0))","v":0},{"$f":"IF(E181=0,0,ROUNDUP(M66/E181,0))","v":0},0,null,3,{"$f":"IF(T181=0,0,ROUNDUP(Q66/T181,0))","v":0},{"$f":"IF(T181=0,0,ROUNDUP(R66/T181,0))","v":0},{"$f":"IF(T181=0,0,ROUNDUP(S66/T181,0))","v":0},{"$f":"IF(T181=0,0,ROUNDUP(T66/T181,0))","v":0},{"$f":"IF(T181=0,0,ROUNDUP(U66/T181,0))","v":0},{"$f":"IF(T181=0,0,ROUNDUP(V66/T181,0))","v":0},{"$f":"IF(T181=0,0,ROUNDUP(W66/T181,0))","v":0},{"$f":"IF(T181=0,0,ROUNDUP(X66/T181,0))","v":0},{"$f":"IF(T181=0,0,ROUNDUP(Y66/T181,0))","v":0},{"$f":"IF(T181=0,0,ROUNDUP(Z66/T181,0))","v":0},{"$f":"IF(T181=0,0,ROUNDUP(AA66/T181,0))","v":0},{"$f":"IF(T181=0,0,ROUNDUP(AB66/T181,0))","v":0},0,null,3,{"$f":"IF(AI181=0,0,ROUNDUP(AF66/AI181,0))","v":0},{"$f":"IF(AI181=0,0,ROUNDUP(AG66/AI181,0))","v":0},{"$f":"IF(AI181=0,0,ROUNDUP(AH66/AI181,0))","v":0},{"$f":"IF(AI181=0,0,ROUNDUP(AI66/AI181,0))","v":0},{"$f":"IF(AI181=0,0,ROUNDUP(AJ66/AI181,0))","v":0},{"$f":"IF(AI181=0,0,ROUNDUP(AK66/AI181,0))","v":0},{"$f":"IF(AI181=0,0,ROUNDUP(AL66/AI181,0))","v":0},{"$f":"IF(AI181=0,0,ROUNDUP(AM66/AI181,0))","v":0},{"$f":"IF(AI181=0,0,ROUNDUP(AN66/AI181,0))","v":0},{"$f":"IF(AI181=0,0,ROUNDUP(AO66/AI181,0))","v":0},{"$f":"IF(AI181=0,0,ROUNDUP(AP66/AI181,0))","v":0},{"$f":"IF(AI181=0,0,ROUNDUP(AQ66/AI181,0))","v":0},0,null,null,null,3,{"$f":"IF(AZ181=0,0,ROUNDUP(AW66/AZ181,0))","v":0},{"$f":"IF(AZ181=0,0,ROUNDUP(AX66/AZ181,0))","v":0},{"$f":"IF(AZ181=0,0,ROUNDUP(AY66/AZ181,0))","v":0},{"$f":"IF(AZ181=0,0,ROUNDUP(AZ66/AZ181,0))","v":0},{"$f":"IF(AZ181=0,0,ROUNDUP(BA66/AZ181,0))","v":0},{"$f":"IF(AZ181=0,0,ROUNDUP(BB66/AZ181,0))","v":0},{"$f":"IF(AZ181=0,0,ROUNDUP(BC66/AZ181,0))","v":0},{"$f":"IF(AZ181=0,0,ROUNDUP(BD66/AZ181,0))","v":0},{"$f":"IF(AZ181=0,0,ROUNDUP(BE66/AZ181,0))","v":0},{"$f":"IF(AZ181=0,0,ROUNDUP(BF66/AZ181,0))","v":0},{"$f":"IF(AZ181=0,0,ROUNDUP(BG66/AZ181,0))","v":0},{"$f":"IF(AZ181=0,0,ROUNDUP(BH66/AZ181,0))","v":0},0,null,3,{"$f":"IF(BO181=0,0,ROUNDUP(BL66/BO181,0))","v":0},{"$f":"IF(BO181=0,0,ROUNDUP(BM66/BO181,0))","v":0},{"$f":"IF(BO181=0,0,ROUNDUP(BN66/BO181,0))","v":0},{"$f":"IF(BO181=0,0,ROUNDUP(BO66/BO181,0))","v":0},{"$f":"IF(BO181=0,0,ROUNDUP(BP66/BO181,0))","v":0},{"$f":"IF(BO181=0,0,ROUNDUP(BQ66/BO181,0))","v":0},{"$f":"IF(BO181=0,0,ROUNDUP(BR66/BO181,0))","v":0},{"$f":"IF(BO181=0,0,ROUNDUP(BS66/BO181,0))","v":0},{"$f":"IF(BO181=0,0,ROUNDUP(BT66/BO181,0))","v":0},{"$f":"IF(BO181=0,0,ROUNDUP(BU66/BO181,0))","v":0},{"$f":"IF(BO181=0,0,ROUNDUP(BV66/BO181,0))","v":0},{"$f":"IF(BO181=0,0,ROUNDUP(BW66/BO181,0))","v":0},0,null,3,{"$f":"IF(CD181=0,0,ROUNDUP(CA66/CD181,0))","v":0},{"$f":"IF(CD181=0,0,ROUNDUP(CB66/CD181,0))","v":0},{"$f":"IF(CD181=0,0,ROUNDUP(CC66/CD181,0))","v":0},{"$f":"IF(CD181=0,0,ROUNDUP(CD66/CD181,0))","v":0},{"$f":"IF(CD181=0,0,ROUNDUP(CE66/CD181,0))","v":0},{"$f":"IF(CD181=0,0,ROUNDUP(CF66/CD181,0))","v":0},{"$f":"IF(CD181=0,0,ROUNDUP(CG66/CD181,0))","v":0},{"$f":"IF(CD181=0,0,ROUNDUP(CH66/CD181,0))","v":0},{"$f":"IF(CD181=0,0,ROUNDUP(CI66/CD181,0))","v":0},{"$f":"IF(CD181=0,0,ROUNDUP(CJ66/CD181,0))","v":0},{"$f":"IF(CD181=0,0,ROUNDUP(CK66/CD181,0))","v":0},{"$f":"IF(CD181=0,0,ROUNDUP(CL66/CD181,0))","v":0},0]
[4,{"$f":"IF(E181=0,0,ROUNDUP(B67/E181,0))","v":0},{"$f":"IF(E181=0,0,ROUNDUP(C67/E181,0))","v":0},{"$f":"IF(E181=0,0,ROUNDUP(D67/E181,0))","v":0},{"$f":"IF(E181=0,0,ROUNDUP(E67/E181,0))","v":0},{"$f":"IF(E181=0,0,ROUNDUP(F67/E181,0))","v":0},{"$f":"IF(E181=0,0,ROUNDUP(G67/E181,0))","v":0},{"$f":"IF(E181=0,0,ROUNDUP(H67/E181,0))","v":0},{"$f":"IF(E181=0,0,ROUNDUP(I67/E181,0))","v":0},{"$f":"IF(E181=0,0,ROUNDUP(J67/E181,0))","v":0},{"$f":"IF(E181=0,0,ROUNDUP(K67/E181,0))","v":0},{"$f":"IF(E181=0,0,ROUNDUP(L67/E181,0))","v":0},{"$f":"IF(E181=0,0,ROUNDUP(M67/E181,0))","v":0},0,null,4,{"$f":"IF(T181=0,0,ROUNDUP(Q67/T181,0))","v":0},{"$f":"IF(T181=0,0,ROUNDUP(R67/T181,0))","v":0},{"$f":"IF(T181=0,0,ROUNDUP(S67/T181,0))","v":0},{"$f":"IF(T181=0,0,ROUNDUP(T67/T181,0))","v":0},{"$f":"IF(T181=0,0,ROUNDUP(U67/T181,0))","v":0},{"$f":"IF(T181=0,0,ROUNDUP(V67/T181,0))","v":0},{"$f":"IF(T181=0,0,ROUNDUP(W67/T181,0))","v":0},{"$f":"IF(T181=0,0,ROUNDUP(X67/T181,0))","v":0},{"$f":"IF(T181=0,0,ROUNDUP(Y67/T181,0))","v":0},{"$f":"IF(T181=0,0,ROUNDUP(Z67/T181,0))","v":0},{"$f":"IF(T181=0,0,ROUNDUP(AA67/T181,0))","v":0},{"$f":"IF(T181=0,0,ROUNDUP(AB67/T181,0))","v":0},0,null,4,{"$f":"IF(AI181=0,0,ROUNDUP(AF67/AI181,0))","v":0},{"$f":"IF(AI181=0,0,ROUNDUP(AG67/AI181,0))","v":0},{"$f":"IF(AI181=0,0,ROUNDUP(AH67/AI181,0))","v":0},{"$f":"IF(AI181=0,0,ROUNDUP(AI67/AI181,0))","v":0},{"$f":"IF(AI181=0,0,ROUNDUP(AJ67/AI181,0))","v":0},{"$f":"IF(AI181=0,0,ROUNDUP(AK67/AI181,0))","v":0},{"$f":"IF(AI181=0,0,ROUNDUP(AL67/AI181,0))","v":0},{"$f":"IF(AI181=0,0,ROUNDUP(AM67/AI181,0))","v":0},{"$f":"IF(AI181=0,0,ROUNDUP(AN67/AI181,0))","v":0},{"$f":"IF(AI181=0,0,ROUNDUP(AO67/AI181,0))","v":0},{"$f":"IF(AI181=0,0,ROUNDUP(AP67/AI181,0))","v":0},{"$f":"IF(AI181=0,0,ROUNDUP(AQ67/AI181,0))","v":0},0,null,null,null,4,{"$f":"IF(AZ181=0,0,ROUNDUP(AW67/AZ181,0))","v":0},{"$f":"IF(AZ181=0,0,ROUNDUP(AX67/AZ181,0))","v":0},{"$f":"IF(AZ181=0,0,ROUNDUP(AY67/AZ181,0))","v":0},{"$f":"IF(AZ181=0,0,ROUNDUP(AZ67/AZ181,0))","v":0},{"$f":"IF(AZ181=0,0,ROUNDUP(BA67/AZ181,0))","v":0},{"$f":"IF(AZ181=0,0,ROUNDUP(BB67/AZ181,0))","v":0},{"$f":"IF(AZ181=0,0,ROUNDUP(BC67/AZ181,0))","v":0},{"$f":"IF(AZ181=0,0,ROUNDUP(BD67/AZ181,0))","v":0},{"$f":"IF(AZ181=0,0,ROUNDUP(BE67/AZ181,0))","v":0},{"$f":"IF(AZ181=0,0,ROUNDUP(BF67/AZ181,0))","v":0},{"$f":"IF(AZ181=0,0,ROUNDUP(BG67/AZ181,0))","v":0},{"$f":"IF(AZ181=0,0,ROUNDUP(BH67/AZ181,0))","v":0},0,null,4,{"$f":"IF(BO181=0,0,ROUNDUP(BL67/BO181,0))","v":0},{"$f":"IF(BO181=0,0,ROUNDUP(BM67/BO181,0))","v":0},{"$f":"IF(BO181=0,0,ROUNDUP(BN67/BO181,0))","v":0},{"$f":"IF(BO181=0,0,ROUNDUP(BO67/BO181,0))","v":0},{"$f":"IF(BO181=0,0,ROUNDUP(BP67/BO181,0))","v":0},{"$f":"IF(BO181=0,0,ROUNDUP(BQ67/BO181,0))","v":0},{"$f":"IF(BO181=0,0,ROUNDUP(BR67/BO181,0))","v":0},{"$f":"IF(BO181=0,0,ROUNDUP(BS67/BO181,0))","v":0},{"$f":"IF(BO181=0,0,ROUNDUP(BT67/BO181,0))","v":0},{"$f":"IF(BO181=0,0,ROUNDUP(BU67/BO181,0))","v":0},{"$f":"IF(BO181=0,0,ROUNDUP(BV67/BO181,0))","v":0},{"$f":"IF(BO181=0,0,ROUNDUP(BW67/BO181,0))","v":0},0,null,4,{"$f":"IF(CD181=0,0,ROUNDUP(CA67/CD181,0))","v":0},{"$f":"IF(CD181=0,0,ROUNDUP(CB67/CD181,0))","v":0},{"$f":"IF(CD181=0,0,ROUNDUP(CC67/CD181,0))","v":0},{"$f":"IF(CD181=0,0,ROUNDUP(CD67/CD181,0))","v":0},{"$f":"IF(CD181=0,0,ROUNDUP(CE67/CD181,0))","v":0},{"$f":"IF(CD181=0,0,ROUNDUP(CF67/CD181,0))","v":0},{"$f":"IF(CD181=0,0,ROUNDUP(CG67/CD181,0))","v":0},{"$f":"IF(CD181=0,0,ROUNDUP(CH67/CD181,0))","v":0},{"$f":"IF(CD181=0,0,ROUNDUP(CI67/CD181,0))","v":0},{"$f":"IF(CD181=0,0,ROUNDUP(CJ67/CD181,0))","v":0},{"$f":"IF(CD181=0,0,ROUNDUP(CK67/CD181,0))","v":0},{"$f":"IF(CD181=0,0,ROUNDUP(CL67/CD181,0))","v":0},0]
[5,{"$f":"IF(E181=0,0,ROUNDUP(B68/E181,0))","v":0},{"$f":"IF(E181=0,0,ROUNDUP(C68/E181,0))","v":0},{"$f":"IF(E181=0,0,ROUNDUP(D68/E181,0))","v":0},{"$f":"IF(E181=0,0,ROUNDUP(E68/E181,0))","v":0},{"$f":"IF(E181=0,0,ROUNDUP(F68/E181,0))","v":0},{"$f":"IF(E181=0,0,ROUNDUP(G68/E181,0))","v":0},{"$f":"IF(E181=0,0,ROUNDUP(H68/E181,0))","v":0},{"$f":"IF(E181=0,0,ROUNDUP(I68/E181,0))","v":0},{"$f":"IF(E181=0,0,ROUNDUP(J68/E181,0))","v":0},{"$f":"IF(E181=0,0,ROUNDUP(K68/E181,0))","v":0},{"$f":"IF(E181=0,0,ROUNDUP(L68/E181,0))","v":0},{"$f":"IF(E181=0,0,ROUNDUP(M68/E181,0))","v":0},0,null,5,{"$f":"IF(T181=0,0,ROUNDUP(Q68/T181,0))","v":0},{"$f":"IF(T181=0,0,ROUNDUP(R68/T181,0))","v":0},{"$f":"IF(T181=0,0,ROUNDUP(S68/T181,0))","v":0},{"$f":"IF(T181=0,0,ROUNDUP(T68/T181,0))","v":0},{"$f":"IF(T181=0,0,ROUNDUP(U68/T181,0))","v":0},{"$f":"IF(T181=0,0,ROUNDUP(V68/T181,0))","v":0},{"$f":"IF(T181=0,0,ROUNDUP(W68/T181,0))","v":0},{"$f":"IF(T181=0,0,ROUNDUP(X68/T181,0))","v":0},{"$f":"IF(T181=0,0,ROUNDUP(Y68/T181,0))","v":0},{"$f":"IF(T181=0,0,ROUNDUP(Z68/T181,0))","v":0},{"$f":"IF(T181=0,0,ROUNDUP(AA68/T181,0))","v":0},{"$f":"IF(T181=0,0,ROUNDUP(AB68/T181,0))","v":0},0,null,5,{"$f":"IF(AI181=0,0,ROUNDUP(AF68/AI181,0))","v":0},{"$f":"IF(AI181=0,0,ROUNDUP(AG68/AI181,0))","v":0},{"$f":"IF(AI181=0,0,ROUNDUP(AH68/AI181,0))","v":0},{"$f":"IF(AI181=0,0,ROUNDUP(AI68/AI181,0))","v":0},{"$f":"IF(AI181=0,0,ROUNDUP(AJ68/AI181,0))","v":0},{"$f":"IF(AI181=0,0,ROUNDUP(AK68/AI181,0))","v":0},{"$f":"IF(AI181=0,0,ROUNDUP(AL68/AI181,0))","v":0},{"$f":"IF(AI181=0,0,ROUNDUP(AM68/AI181,0))","v":0},{"$f":"IF(AI181=0,0,ROUNDUP(AN68/AI181,0))","v":0},{"$f":"IF(AI181=0,0,ROUNDUP(AO68/AI181,0))","v":0},{"$f":"IF(AI181=0,0,ROUNDUP(AP68/AI181,0))","v":0},{"$f":"IF(AI181=0,0,ROUNDUP(AQ68/AI181,0))","v":0},0,null,null,null,5,{"$f":"IF(AZ181=0,0,ROUNDUP(AW68/AZ181,0))","v":0},{"$f":"IF(AZ181=0,0,ROUNDUP(AX68/AZ181,0))","v":0},{"$f":"IF(AZ181=0,0,ROUNDUP(AY68/AZ181,0))","v":0},{"$f":"IF(AZ181=0,0,ROUNDUP(AZ68/AZ181,0))","v":0},{"$f":"IF(AZ181=0,0,ROUNDUP(BA68/AZ181,0))","v":0},{"$f":"IF(AZ181=0,0,ROUNDUP(BB68/AZ181,0))","v":0},{"$f":"IF(AZ181=0,0,ROUNDUP(BC68/AZ181,0))","v":0},{"$f":"IF(AZ181=0,0,ROUNDUP(BD68/AZ181,0))","v":0},{"$f":"IF(AZ181=0,0,ROUNDUP(BE68/AZ181,0))","v":0},{"$f":"IF(AZ181=0,0,ROUNDUP(BF68/AZ181,0))","v":0},{"$f":"IF(AZ181=0,0,ROUNDUP(BG68/AZ181,0))","v":0},{"$f":"IF(AZ181=0,0,ROUNDUP(BH68/AZ181,0))","v":0},0,null,5,{"$f":"IF(BO181=0,0,ROUNDUP(BL68/BO181,0))","v":0},{"$f":"IF(BO181=0,0,ROUNDUP(BM68/BO181,0))","v":0},{"$f":"IF(BO181=0,0,ROUNDUP(BN68/BO181,0))","v":0},{"$f":"IF(BO181=0,0,ROUNDUP(BO68/BO181,0))","v":0},{"$f":"IF(BO181=0,0,ROUNDUP(BP68/BO181,0))","v":0},{"$f":"IF(BO181=0,0,ROUNDUP(BQ68/BO181,0))","v":0},{"$f":"IF(BO181=0,0,ROUNDUP(BR68/BO181,0))","v":0},{"$f":"IF(BO181=0,0,ROUNDUP(BS68/BO181,0))","v":0},{"$f":"IF(BO181=0,0,ROUNDUP(BT68/BO181,0))","v":0},{"$f":"IF(BO181=0,0,ROUNDUP(BU68/BO181,0))","v":0},{"$f":"IF(BO181=0,0,ROUNDUP(BV68/BO181,0))","v":0},{"$f":"IF(BO181=0,0,ROUNDUP(BW68/BO181,0))","v":0},0,null,5,{"$f":"IF(CD181=0,0,ROUNDUP(CA68/CD181,0))","v":0},{"$f":"IF(CD181=0,0,ROUNDUP(CB68/CD181,0))","v":0},{"$f":"IF(CD181=0,0,ROUNDUP(CC68/CD181,0))","v":0},{"$f":"IF(CD181=0,0,ROUNDUP(CD68/CD181,0))","v":0},{"$f":"IF(CD181=0,0,ROUNDUP(CE68/CD181,0))","v":0},{"$f":"IF(CD181=0,0,ROUNDUP(CF68/CD181,0))","v":0},{"$f":"IF(CD181=0,0,ROUNDUP(CG68/CD181,0))","v":0},{"$f":"IF(CD181=0,0,ROUNDUP(CH68/CD181,0))","v":0},{"$f":"IF(CD181=0,0,ROUNDUP(CI68/CD181,0))","v":0},{"$f":"IF(CD181=0,0,ROUNDUP(CJ68/CD181,0))","v":0},{"$f":"IF(CD181=0,0,ROUNDUP(CK68/CD181,0))","v":0},{"$f":"IF(CD181=0,0,ROUNDUP(CL68/CD181,0))","v":0},0]
[6,{"$f":"IF(E181=0,0,ROUNDUP(B69/E181,0))","v":0},{"$f":"IF(E181=0,0,ROUNDUP(C69/E181,0))","v":0},{"$f":"IF(E181=0,0,ROUNDUP(D69/E181,0))","v":0},{"$f":"IF(E181=0,0,ROUNDUP(E69/E181,0))","v":0},{"$f":"IF(E181=0,0,ROUNDUP(F69/E181,0))","v":0},{"$f":"IF(E181=0,0,ROUNDUP(G69/E181,0))","v":0},{"$f":"IF(E181=0,0,ROUNDUP(H69/E181,0))","v":0},{"$f":"IF(E181=0,0,ROUNDUP(I69/E181,0))","v":0},{"$f":"IF(E181=0,0,ROUNDUP(J69/E181,0))","v":0},{"$f":"IF(E181=0,0,ROUNDUP(K69/E181,0))","v":0},{"$f":"IF(E181=0,0,ROUNDUP(L69/E181,0))","v":0},{"$f":"IF(E181=0,0,ROUNDUP(M69/E181,0))","v":0},0,null,6,{"$f":"IF(T181=0,0,ROUNDUP(Q69/T181,0))","v":0},{"$f":"IF(T181=0,0,ROUNDUP(R69/T181,0))","v":0},{"$f":"IF(T181=0,0,ROUNDUP(S69/T181,0))","v":0},{"$f":"IF(T181=0,0,ROUNDUP(T69/T181,0))","v":0},{"$f":"IF(T181=0,0,ROUNDUP(U69/T181,0))","v":0},{"$f":"IF(T181=0,0,ROUNDUP(V69/T181,0))","v":0},{"$f":"IF(T181=0,0,ROUNDUP(W69/T181,0))","v":0},{"$f":"IF(T181=0,0,ROUNDUP(X69/T181,0))","v":0},{"$f":"IF(T181=0,0,ROUNDUP(Y69/T181,0))","v":0},{"$f":"IF(T181=0,0,ROUNDUP(Z69/T181,0))","v":0},{"$f":"IF(T181=0,0,ROUNDUP(AA69/T181,0))","v":0},{"$f":"IF(T181=0,0,ROUNDUP(AB69/T181,0))","v":0},0,null,6,{"$f":"IF(AI181=0,0,ROUNDUP(AF69/AI181,0))","v":0},{"$f":"IF(AI181=0,0,ROUNDUP(AG69/AI181,0))","v":0},{"$f":"IF(AI181=0,0,ROUNDUP(AH69/AI181,0))","v":0},{"$f":"IF(AI181=0,0,ROUNDUP(AI69/AI181,0))","v":0},{"$f":"IF(AI181=0,0,ROUNDUP(AJ69/AI181,0))","v":0},{"$f":"IF(AI181=0,0,ROUNDUP(AK69/AI181,0))","v":0},{"$f":"IF(AI181=0,0,ROUNDUP(AL69/AI181,0))","v":0},{"$f":"IF(AI181=0,0,ROUNDUP(AM69/AI181,0))","v":0},{"$f":"IF(AI181=0,0,ROUNDUP(AN69/AI181,0))","v":0},{"$f":"IF(AI181=0,0,ROUNDUP(AO69/AI181,0))","v":0},{"$f":"IF(AI181=0,0,ROUNDUP(AP69/AI181,0))","v":0},{"$f":"IF(AI181=0,0,ROUNDUP(AQ69/AI181,0))","v":0},0,null,null,null,6,{"$f":"IF(AZ181=0,0,ROUNDUP(AW69/AZ181,0))","v":0},{"$f":"IF(AZ181=0,0,ROUNDUP(AX69/AZ181,0))","v":0},{"$f":"IF(AZ181=0,0,ROUNDUP(AY69/AZ181,0))","v":0},{"$f":"IF(AZ181=0,0,ROUNDUP(AZ69/AZ181,0))","v":0},{"$f":"IF(AZ181=0,0,ROUNDUP(BA69/AZ181,0))","v":0},{"$f":"IF(AZ181=0,0,ROUNDUP(BB69/AZ181,0))","v":0},{"$f":"IF(AZ181=0,0,ROUNDUP(BC69/AZ181,0))","v":0},{"$f":"IF(AZ181=0,0,ROUNDUP(BD69/AZ181,0))","v":0},{"$f":"IF(AZ181=0,0,ROUNDUP(BE69/AZ181,0))","v":0},{"$f":"IF(AZ181=0,0,ROUNDUP(BF69/AZ181,0))","v":0},{"$f":"IF(AZ181=0,0,ROUNDUP(BG69/AZ181,0))","v":0},{"$f":"IF(AZ181=0,0,ROUNDUP(BH69/AZ181,0))","v":0},0,null,6,{"$f":"IF(BO181=0,0,ROUNDUP(BL69/BO181,0))","v":0},{"$f":"IF(BO181=0,0,ROUNDUP(BM69/BO181,0))","v":0},{"$f":"IF(BO181=0,0,ROUNDUP(BN69/BO181,0))","v":0},{"$f":"IF(BO181=0,0,ROUNDUP(BO69/BO181,0))","v":0},{"$f":"IF(BO181=0,0,ROUNDUP(BP69/BO181,0))","v":0},{"$f":"IF(BO181=0,0,ROUNDUP(BQ69/BO181,0))","v":0},{"$f":"IF(BO181=0,0,ROUNDUP(BR69/BO181,0))","v":0},{"$f":"IF(BO181=0,0,ROUNDUP(BS69/BO181,0))","v":0},{"$f":"IF(BO181=0,0,ROUNDUP(BT69/BO181,0))","v":0},{"$f":"IF(BO181=0,0,ROUNDUP(BU69/BO181,0))","v":0},{"$f":"IF(BO181=0,0,ROUNDUP(BV69/BO181,0))","v":0},{"$f":"IF(BO181=0,0,ROUNDUP(BW69/BO181,0))","v":0},0,null,6,{"$f":"IF(CD181=0,0,ROUNDUP(CA69/CD181,0))","v":0},{"$f":"IF(CD181=0,0,ROUNDUP(CB69/CD181,0))","v":0},{"$f":"IF(CD181=0,0,ROUNDUP(CC69/CD181,0))","v":0},{"$f":"IF(CD181=0,0,ROUNDUP(CD69/CD181,0))","v":0},{"$f":"IF(CD181=0,0,ROUNDUP(CE69/CD181,0))","v":0},{"$f":"IF(CD181=0,0,ROUNDUP(CF69/CD181,0))","v":0},{"$f":"IF(CD181=0,0,ROUNDUP(CG69/CD181,0))","v":0},{"$f":"IF(CD181=0,0,ROUNDUP(CH69/CD181,0))","v":0},{"$f":"IF(CD181=0,0,ROUNDUP(CI69/CD181,0))","v":0},{"$f":"IF(CD181=0,0,ROUNDUP(CJ69/CD181,0))","v":0},{"$f":"IF(CD181=0,0,ROUNDUP(CK69/CD181,0))","v":0},{"$f":"IF(CD181=0,0,ROUNDUP(CL69/CD181,0))","v":0},0]
[7,{"$f":"IF(E181=0,0,ROUNDUP(B70/E181,0))","v":0},{"$f":"IF(E181=0,0,ROUNDUP(C70/E181,0))","v":0},{"$f":"IF(E181=0,0,ROUNDUP(D70/E181,0))","v":0},{"$f":"IF(E181=0,0,ROUNDUP(E70/E181,0))","v":0},{"$f":"IF(E181=0,0,ROUNDUP(F70/E181,0))","v":0},{"$f":"IF(E181=0,0,ROUNDUP(G70/E181,0))","v":0},{"$f":"IF(E181=0,0,ROUNDUP(H70/E181,0))","v":0},{"$f":"IF(E181=0,0,ROUNDUP(I70/E181,0))","v":0},{"$f":"IF(E181=0,0,ROUNDUP(J70/E181,0))","v":0},{"$f":"IF(E181=0,0,ROUNDUP(K70/E181,0))","v":0},{"$f":"IF(E181=0,0,ROUNDUP(L70/E181,0))","v":0},{"$f":"IF(E181=0,0,ROUNDUP(M70/E181,0))","v":0},0,null,7,{"$f":"IF(T181=0,0,ROUNDUP(Q70/T181,0))","v":0},{"$f":"IF(T181=0,0,ROUNDUP(R70/T181,0))","v":0},{"$f":"IF(T181=0,0,ROUNDUP(S70/T181,0))","v":0},{"$f":"IF(T181=0,0,ROUNDUP(T70/T181,0))","v":0},{"$f":"IF(T181=0,0,ROUNDUP(U70/T181,0))","v":0},{"$f":"IF(T181=0,0,ROUNDUP(V70/T181,0))","v":0},{"$f":"IF(T181=0,0,ROUNDUP(W70/T181,0))","v":0},{"$f":"IF(T181=0,0,ROUNDUP(X70/T181,0))","v":0},{"$f":"IF(T181=0,0,ROUNDUP(Y70/T181,0))","v":0},{"$f":"IF(T181=0,0,ROUNDUP(Z70/T181,0))","v":0},{"$f":"IF(T181=0,0,ROUNDUP(AA70/T181,0))","v":0},{"$f":"IF(T181=0,0,ROUNDUP(AB70/T181,0))","v":0},0,null,7,{"$f":"IF(AI181=0,0,ROUNDUP(AF70/AI181,0))","v":0},{"$f":"IF(AI181=0,0,ROUNDUP(AG70/AI181,0))","v":0},{"$f":"IF(AI181=0,0,ROUNDUP(AH70/AI181,0))","v":0},{"$f":"IF(AI181=0,0,ROUNDUP(AI70/AI181,0))","v":0},{"$f":"IF(AI181=0,0,ROUNDUP(AJ70/AI181,0))","v":0},{"$f":"IF(AI181=0,0,ROUNDUP(AK70/AI181,0))","v":0},{"$f":"IF(AI181=0,0,ROUNDUP(AL70/AI181,0))","v":0},{"$f":"IF(AI181=0,0,ROUNDUP(AM70/AI181,0))","v":0},{"$f":"IF(AI181=0,0,ROUNDUP(AN70/AI181,0))","v":0},{"$f":"IF(AI181=0,0,ROUNDUP(AO70/AI181,0))","v":0},{"$f":"IF(AI181=0,0,ROUNDUP(AP70/AI181,0))","v":0},{"$f":"IF(AI181=0,0,ROUNDUP(AQ70/AI181,0))","v":0},0,null,null,null,7,{"$f":"IF(AZ181=0,0,ROUNDUP(AW70/AZ181,0))","v":0},{"$f":"IF(AZ181=0,0,ROUNDUP(AX70/AZ181,0))","v":0},{"$f":"IF(AZ181=0,0,ROUNDUP(AY70/AZ181,0))","v":0},{"$f":"IF(AZ181=0,0,ROUNDUP(AZ70/AZ181,0))","v":0},{"$f":"IF(AZ181=0,0,ROUNDUP(BA70/AZ181,0))","v":0},{"$f":"IF(AZ181=0,0,ROUNDUP(BB70/AZ181,0))","v":0},{"$f":"IF(AZ181=0,0,ROUNDUP(BC70/AZ181,0))","v":0},{"$f":"IF(AZ181=0,0,ROUNDUP(BD70/AZ181,0))","v":0},{"$f":"IF(AZ181=0,0,ROUNDUP(BE70/AZ181,0))","v":0},{"$f":"IF(AZ181=0,0,ROUNDUP(BF70/AZ181,0))","v":0},{"$f":"IF(AZ181=0,0,ROUNDUP(BG70/AZ181,0))","v":0},{"$f":"IF(AZ181=0,0,ROUNDUP(BH70/AZ181,0))","v":0},0,null,7,{"$f":"IF(BO181=0,0,ROUNDUP(BL70/BO181,0))","v":0},{"$f":"IF(BO181=0,0,ROUNDUP(BM70/BO181,0))","v":0},{"$f":"IF(BO181=0,0,ROUNDUP(BN70/BO181,0))","v":0},{"$f":"IF(BO181=0,0,ROUNDUP(BO70/BO181,0))","v":0},{"$f":"IF(BO181=0,0,ROUNDUP(BP70/BO181,0))","v":0},{"$f":"IF(BO181=0,0,ROUNDUP(BQ70/BO181,0))","v":0},{"$f":"IF(BO181=0,0,ROUNDUP(BR70/BO181,0))","v":0},{"$f":"IF(BO181=0,0,ROUNDUP(BS70/BO181,0))","v":0},{"$f":"IF(BO181=0,0,ROUNDUP(BT70/BO181,0))","v":0},{"$f":"IF(BO181=0,0,ROUNDUP(BU70/BO181,0))","v":0},{"$f":"IF(BO181=0,0,ROUNDUP(BV70/BO181,0))","v":0},{"$f":"IF(BO181=0,0,ROUNDUP(BW70/BO181,0))","v":0},0,null,7,{"$f":"IF(CD181=0,0,ROUNDUP(CA70/CD181,0))","v":0},{"$f":"IF(CD181=0,0,ROUNDUP(CB70/CD181,0))","v":0},{"$f":"IF(CD181=0,0,ROUNDUP(CC70/CD181,0))","v":0},{"$f":"IF(CD181=0,0,ROUNDUP(CD70/CD181,0))","v":0},{"$f":"IF(CD181=0,0,ROUNDUP(CE70/CD181,0))","v":0},{"$f":"IF(CD181=0,0,ROUNDUP(CF70/CD181,0))","v":0},{"$f":"IF(CD181=0,0,ROUNDUP(CG70/CD181,0))","v":0},{"$f":"IF(CD181=0,0,ROUNDUP(CH70/CD181,0))","v":0},{"$f":"IF(CD181=0,0,ROUNDUP(CI70/CD181,0))","v":0},{"$f":"IF(CD181=0,0,ROUNDUP(CJ70/CD181,0))","v":0},{"$f":"IF(CD181=0,0,ROUNDUP(CK70/CD181,0))","v":0},{"$f":"IF(CD181=0,0,ROUNDUP(CL70/CD181,0))","v":0},0]
[8,{"$f":"IF(E181=0,0,ROUNDUP(B71/E181,0))","v":0},{"$f":"IF(E181=0,0,ROUNDUP(C71/E181,0))","v":0},{"$f":"IF(E181=0,0,ROUNDUP(D71/E181,0))","v":0},{"$f":"IF(E181=0,0,ROUNDUP(E71/E181,0))","v":0},{"$f":"IF(E181=0,0,ROUNDUP(F71/E181,0))","v":0},{"$f":"IF(E181=0,0,ROUNDUP(G71/E181,0))","v":0},{"$f":"IF(E181=0,0,ROUNDUP(H71/E181,0))","v":0},{"$f":"IF(E181=0,0,ROUNDUP(I71/E181,0))","v":0},{"$f":"IF(E181=0,0,ROUNDUP(J71/E181,0))","v":0},{"$f":"IF(E181=0,0,ROUNDUP(K71/E181,0))","v":0},{"$f":"IF(E181=0,0,ROUNDUP(L71/E181,0))","v":0},{"$f":"IF(E181=0,0,ROUNDUP(M71/E181,0))","v":0},0,null,8,{"$f":"IF(T181=0,0,ROUNDUP(Q71/T181,0))","v":0},{"$f":"IF(T181=0,0,ROUNDUP(R71/T181,0))","v":0},{"$f":"IF(T181=0,0,ROUNDUP(S71/T181,0))","v":0},{"$f":"IF(T181=0,0,ROUNDUP(T71/T181,0))","v":0},{"$f":"IF(T181=0,0,ROUNDUP(U71/T181,0))","v":0},{"$f":"IF(T181=0,0,ROUNDUP(V71/T181,0))","v":0},{"$f":"IF(T181=0,0,ROUNDUP(W71/T181,0))","v":0},{"$f":"IF(T181=0,0,ROUNDUP(X71/T181,0))","v":0},{"$f":"IF(T181=0,0,ROUNDUP(Y71/T181,0))","v":0},{"$f":"IF(T181=0,0,ROUNDUP(Z71/T181,0))","v":0},{"$f":"IF(T181=0,0,ROUNDUP(AA71/T181,0))","v":0},{"$f":"IF(T181=0,0,ROUNDUP(AB71/T181,0))","v":0},0,null,8,{"$f":"IF(AI181=0,0,ROUNDUP(AF71/AI181,0))","v":0},{"$f":"IF(AI181=0,0,ROUNDUP(AG71/AI181,0))","v":0},{"$f":"IF(AI181=0,0,ROUNDUP(AH71/AI181,0))","v":0},{"$f":"IF(AI181=0,0,ROUNDUP(AI71/AI181,0))","v":0},{"$f":"IF(AI181=0,0,ROUNDUP(AJ71/AI181,0))","v":0},{"$f":"IF(AI181=0,0,ROUNDUP(AK71/AI181,0))","v":0},{"$f":"IF(AI181=0,0,ROUNDUP(AL71/AI181,0))","v":0},{"$f":"IF(AI181=0,0,ROUNDUP(AM71/AI181,0))","v":0},{"$f":"IF(AI181=0,0,ROUNDUP(AN71/AI181,0))","v":0},{"$f":"IF(AI181=0,0,ROUNDUP(AO71/AI181,0))","v":0},{"$f":"IF(AI181=0,0,ROUNDUP(AP71/AI181,0))","v":0},{"$f":"IF(AI181=0,0,ROUNDUP(AQ71/AI181,0))","v":0},0,null,null,null,8,{"$f":"IF(AZ181=0,0,ROUNDUP(AW71/AZ181,0))","v":0},{"$f":"IF(AZ181=0,0,ROUNDUP(AX71/AZ181,0))","v":0},{"$f":"IF(AZ181=0,0,ROUNDUP(AY71/AZ181,0))","v":0},{"$f":"IF(AZ181=0,0,ROUNDUP(AZ71/AZ181,0))","v":0},{"$f":"IF(AZ181=0,0,ROUNDUP(BA71/AZ181,0))","v":0},{"$f":"IF(AZ181=0,0,ROUNDUP(BB71/AZ181,0))","v":0},{"$f":"IF(AZ181=0,0,ROUNDUP(BC71/AZ181,0))","v":0},{"$f":"IF(AZ181=0,0,ROUNDUP(BD71/AZ181,0))","v":0},{"$f":"IF(AZ181=0,0,ROUNDUP(BE71/AZ181,0))","v":0},{"$f":"IF(AZ181=0,0,ROUNDUP(BF71/AZ181,0))","v":0},{"$f":"IF(AZ181=0,0,ROUNDUP(BG71/AZ181,0))","v":0},{"$f":"IF(AZ181=0,0,ROUNDUP(BH71/AZ181,0))","v":0},0,null,8,{"$f":"IF(BO181=0,0,ROUNDUP(BL71/BO181,0))","v":0},{"$f":"IF(BO181=0,0,ROUNDUP(BM71/BO181,0))","v":0},{"$f":"IF(BO181=0,0,ROUNDUP(BN71/BO181,0))","v":0},{"$f":"IF(BO181=0,0,ROUNDUP(BO71/BO181,0))","v":0},{"$f":"IF(BO181=0,0,ROUNDUP(BP71/BO181,0))","v":0},{"$f":"IF(BO181=0,0,ROUNDUP(BQ71/BO181,0))","v":0},{"$f":"IF(BO181=0,0,ROUNDUP(BR71/BO181,0))","v":0},{"$f":"IF(BO181=0,0,ROUNDUP(BS71/BO181,0))","v":0},{"$f":"IF(BO181=0,0,ROUNDUP(BT71/BO181,0))","v":0},{"$f":"IF(BO181=0,0,ROUNDUP(BU71/BO181,0))","v":0},{"$f":"IF(BO181=0,0,ROUNDUP(BV71/BO181,0))","v":0},{"$f":"IF(BO181=0,0,ROUNDUP(BW71/BO181,0))","v":0},0,null,8,{"$f":"IF(CD181=0,0,ROUNDUP(CA71/CD181,0))","v":0},{"$f":"IF(CD181=0,0,ROUNDUP(CB71/CD181,0))","v":0},{"$f":"IF(CD181=0,0,ROUNDUP(CC71/CD181,0))","v":0},{"$f":"IF(CD181=0,0,ROUNDUP(CD71/CD181,0))","v":0},{"$f":"IF(CD181=0,0,ROUNDUP(CE71/CD181,0))","v":0},{"$f":"IF(CD181=0,0,ROUNDUP(CF71/CD181,0))","v":0},{"$f":"IF(CD181=0,0,ROUNDUP(CG71/CD181,0))","v":0},{"$f":"IF(CD181=0,0,ROUNDUP(CH71/CD181,0))","v":0},{"$f":"IF(CD181=0,0,ROUNDUP(CI71/CD181,0))","v":0},{"$f":"IF(CD181=0,0,ROUNDUP(CJ71/CD181,0))","v":0},{"$f":"IF(CD181=0,0,ROUNDUP(CK71/CD181,0))","v":0},{"$f":"IF(CD181=0,0,ROUNDUP(CL71/CD181,0))","v":0},0]
[9,{"$f":"IF(E181=0,0,ROUNDUP(B72/E181,0))","v":0},{"$f":"IF(E181=0,0,ROUNDUP(C72/E181,0))","v":0},{"$f":"IF(E181=0,0,ROUNDUP(D72/E181,0))","v":0},{"$f":"IF(E181=0,0,ROUNDUP(E72/E181,0))","v":0},{"$f":"IF(E181=0,0,ROUNDUP(F72/E181,0))","v":0},{"$f":"IF(E181=0,0,ROUNDUP(G72/E181,0))","v":0},{"$f":"IF(E181=0,0,ROUNDUP(H72/E181,0))","v":0},{"$f":"IF(E181=0,0,ROUNDUP(I72/E181,0))","v":0},{"$f":"IF(E181=0,0,ROUNDUP(J72/E181,0))","v":0},{"$f":"IF(E181=0,0,ROUNDUP(K72/E181,0))","v":0},{"$f":"IF(E181=0,0,ROUNDUP(L72/E181,0))","v":0},{"$f":"IF(E181=0,0,ROUNDUP(M72/E181,0))","v":0},0,null,9,{"$f":"IF(T181=0,0,ROUNDUP(Q72/T181,0))","v":0},{"$f":"IF(T181=0,0,ROUNDUP(R72/T181,0))","v":0},{"$f":"IF(T181=0,0,ROUNDUP(S72/T181,0))","v":0},{"$f":"IF(T181=0,0,ROUNDUP(T72/T181,0))","v":0},{"$f":"IF(T181=0,0,ROUNDUP(U72/T181,0))","v":0},{"$f":"IF(T181=0,0,ROUNDUP(V72/T181,0))","v":0},{"$f":"IF(T181=0,0,ROUNDUP(W72/T181,0))","v":0},{"$f":"IF(T181=0,0,ROUNDUP(X72/T181,0))","v":0},{"$f":"IF(T181=0,0,ROUNDUP(Y72/T181,0))","v":0},{"$f":"IF(T181=0,0,ROUNDUP(Z72/T181,0))","v":0},{"$f":"IF(T181=0,0,ROUNDUP(AA72/T181,0))","v":0},{"$f":"IF(T181=0,0,ROUNDUP(AB72/T181,0))","v":0},0,null,9,{"$f":"IF(AI181=0,0,ROUNDUP(AF72/AI181,0))","v":0},{"$f":"IF(AI181=0,0,ROUNDUP(AG72/AI181,0))","v":0},{"$f":"IF(AI181=0,0,ROUNDUP(AH72/AI181,0))","v":0},{"$f":"IF(AI181=0,0,ROUNDUP(AI72/AI181,0))","v":0},{"$f":"IF(AI181=0,0,ROUNDUP(AJ72/AI181,0))","v":0},{"$f":"IF(AI181=0,0,ROUNDUP(AK72/AI181,0))","v":0},{"$f":"IF(AI181=0,0,ROUNDUP(AL72/AI181,0))","v":0},{"$f":"IF(AI181=0,0,ROUNDUP(AM72/AI181,0))","v":0},{"$f":"IF(AI181=0,0,ROUNDUP(AN72/AI181,0))","v":0},{"$f":"IF(AI181=0,0,ROUNDUP(AO72/AI181,0))","v":0},{"$f":"IF(AI181=0,0,ROUNDUP(AP72/AI181,0))","v":0},{"$f":"IF(AI181=0,0,ROUNDUP(AQ72/AI181,0))","v":0},0,null,null,null,9,{"$f":"IF(AZ181=0,0,ROUNDUP(AW72/AZ181,0))","v":0},{"$f":"IF(AZ181=0,0,ROUNDUP(AX72/AZ181,0))","v":0},{"$f":"IF(AZ181=0,0,ROUNDUP(AY72/AZ181,0))","v":0},{"$f":"IF(AZ181=0,0,ROUNDUP(AZ72/AZ181,0))","v":0},{"$f":"IF(AZ181=0,0,ROUNDUP(BA72/AZ181,0))","v":0},{"$f":"IF(AZ181=0,0,ROUNDUP(BB72/AZ181,0))","v":0},{"$f":"IF(AZ181=0,0,ROUNDUP(BC72/AZ181,0))","v":0},{"$f":"IF(AZ181=0,0,ROUNDUP(BD72/AZ181,0))","v":0},{"$f":"IF(AZ181=0,0,ROUNDUP(BE72/AZ181,0))","v":0},{"$f":"IF(AZ181=0,0,ROUNDUP(BF72/AZ181,0))","v":0},{"$f":"IF(AZ181=0,0,ROUNDUP(BG72/AZ181,0))","v":0},{"$f":"IF(AZ181=0,0,ROUNDUP(BH72/AZ181,0))","v":0},0,null,9,{"$f":"IF(BO181=0,0,ROUNDUP(BL72/BO181,0))","v":0},{"$f":"IF(BO181=0,0,ROUNDUP(BM72/BO181,0))","v":0},{"$f":"IF(BO181=0,0,ROUNDUP(BN72/BO181,0))","v":0},{"$f":"IF(BO181=0,0,ROUNDUP(BO72/BO181,0))","v":0},{"$f":"IF(BO181=0,0,ROUNDUP(BP72/BO181,0))","v":0},{"$f":"IF(BO181=0,0,ROUNDUP(BQ72/BO181,0))","v":0},{"$f":"IF(BO181=0,0,ROUNDUP(BR72/BO181,0))","v":0},{"$f":"IF(BO181=0,0,ROUNDUP(BS72/BO181,0))","v":0},{"$f":"IF(BO181=0,0,ROUNDUP(BT72/BO181,0))","v":0},{"$f":"IF(BO181=0,0,ROUNDUP(BU72/BO181,0))","v":0},{"$f":"IF(BO181=0,0,ROUNDUP(BV72/BO181,0))","v":0},{"$f":"IF(BO181=0,0,ROUNDUP(BW72/BO181,0))","v":0},0,null,9,{"$f":"IF(CD181=0,0,ROUNDUP(CA72/CD181,0))","v":0},{"$f":"IF(CD181=0,0,ROUNDUP(CB72/CD181,0))","v":0},{"$f":"IF(CD181=0,0,ROUNDUP(CC72/CD181,0))","v":0},{"$f":"IF(CD181=0,0,ROUNDUP(CD72/CD181,0))","v":0},{"$f":"IF(CD181=0,0,ROUNDUP(CE72/CD181,0))","v":0},{"$f":"IF(CD181=0,0,ROUNDUP(CF72/CD181,0))","v":0},{"$f":"IF(CD181=0,0,ROUNDUP(CG72/CD181,0))","v":0},{"$f":"IF(CD181=0,0,ROUNDUP(CH72/CD181,0))","v":0},{"$f":"IF(CD181=0,0,ROUNDUP(CI72/CD181,0))","v":0},{"$f":"IF(CD181=0,0,ROUNDUP(CJ72/CD181,0))","v":0},{"$f":"IF(CD181=0,0,ROUNDUP(CK72/CD181,0))","v":0},{"$f":"IF(CD181=0,0,ROUNDUP(CL72/CD181,0))","v":0},0]
[10,{"$f":"IF(E181=0,0,ROUNDUP(B73/E181,0))","v":0},{"$f":"IF(E181=0,0,ROUNDUP(C73/E181,0))","v":0},{"$f":"IF(E181=0,0,ROUNDUP(D73/E181,0))","v":0},{"$f":"IF(E181=0,0,ROUNDUP(E73/E181,0))","v":0},{"$f":"IF(E181=0,0,ROUNDUP(F73/E181,0))","v":0},{"$f":"IF(E181=0,0,ROUNDUP(G73/E181,0))","v":0},{"$f":"IF(E181=0,0,ROUNDUP(H73/E181,0))","v":0},{"$f":"IF(E181=0,0,ROUNDUP(I73/E181,0))","v":0},{"$f":"IF(E181=0,0,ROUNDUP(J73/E181,0))","v":0},{"$f":"IF(E181=0,0,ROUNDUP(K73/E181,0))","v":0},{"$f":"IF(E181=0,0,ROUNDUP(L73/E181,0))","v":0},{"$f":"IF(E181=0,0,ROUNDUP(M73/E181,0))","v":0},0,null,10,{"$f":"IF(T181=0,0,ROUNDUP(Q73/T181,0))","v":0},{"$f":"IF(T181=0,0,ROUNDUP(R73/T181,0))","v":0},{"$f":"IF(T181=0,0,ROUNDUP(S73/T181,0))","v":0},{"$f":"IF(T181=0,0,ROUNDUP(T73/T181,0))","v":0},{"$f":"IF(T181=0,0,ROUNDUP(U73/T181,0))","v":0},{"$f":"IF(T181=0,0,ROUNDUP(V73/T181,0))","v":0},{"$f":"IF(T181=0,0,ROUNDUP(W73/T181,0))","v":0},{"$f":"IF(T181=0,0,ROUNDUP(X73/T181,0))","v":0},{"$f":"IF(T181=0,0,ROUNDUP(Y73/T181,0))","v":0},{"$f":"IF(T181=0,0,ROUNDUP(Z73/T181,0))","v":0},{"$f":"IF(T181=0,0,ROUNDUP(AA73/T181,0))","v":0},{"$f":"IF(T181=0,0,ROUNDUP(AB73/T181,0))","v":0},0,null,10,{"$f":"IF(AI181=0,0,ROUNDUP(AF73/AI181,0))","v":0},{"$f":"IF(AI181=0,0,ROUNDUP(AG73/AI181,0))","v":0},{"$f":"IF(AI181=0,0,ROUNDUP(AH73/AI181,0))","v":0},{"$f":"IF(AI181=0,0,ROUNDUP(AI73/AI181,0))","v":0},{"$f":"IF(AI181=0,0,ROUNDUP(AJ73/AI181,0))","v":0},{"$f":"IF(AI181=0,0,ROUNDUP(AK73/AI181,0))","v":0},{"$f":"IF(AI181=0,0,ROUNDUP(AL73/AI181,0))","v":0},{"$f":"IF(AI181=0,0,ROUNDUP(AM73/AI181,0))","v":0},{"$f":"IF(AI181=0,0,ROUNDUP(AN73/AI181,0))","v":0},{"$f":"IF(AI181=0,0,ROUNDUP(AO73/AI181,0))","v":0},{"$f":"IF(AI181=0,0,ROUNDUP(AP73/AI181,0))","v":0},{"$f":"IF(AI181=0,0,ROUNDUP(AQ73/AI181,0))","v":0},0,null,null,null,10,{"$f":"IF(AZ181=0,0,ROUNDUP(AW73/AZ181,0))","v":0},{"$f":"IF(AZ181=0,0,ROUNDUP(AX73/AZ181,0))","v":0},{"$f":"IF(AZ181=0,0,ROUNDUP(AY73/AZ181,0))","v":0},{"$f":"IF(AZ181=0,0,ROUNDUP(AZ73/AZ181,0))","v":0},{"$f":"IF(AZ181=0,0,ROUNDUP(BA73/AZ181,0))","v":0},{"$f":"IF(AZ181=0,0,ROUNDUP(BB73/AZ181,0))","v":0},{"$f":"IF(AZ181=0,0,ROUNDUP(BC73/AZ181,0))","v":0},{"$f":"IF(AZ181=0,0,ROUNDUP(BD73/AZ181,0))","v":0},{"$f":"IF(AZ181=0,0,ROUNDUP(BE73/AZ181,0))","v":0},{"$f":"IF(AZ181=0,0,ROUNDUP(BF73/AZ181,0))","v":0},{"$f":"IF(AZ181=0,0,ROUNDUP(BG73/AZ181,0))","v":0},{"$f":"IF(AZ181=0,0,ROUNDUP(BH73/AZ181,0))","v":0},0,null,10,{"$f":"IF(BO181=0,0,ROUNDUP(BL73/BO181,0))","v":0},{"$f":"IF(BO181=0,0,ROUNDUP(BM73/BO181,0))","v":0},{"$f":"IF(BO181=0,0,ROUNDUP(BN73/BO181,0))","v":0},{"$f":"IF(BO181=0,0,ROUNDUP(BO73/BO181,0))","v":0},{"$f":"IF(BO181=0,0,ROUNDUP(BP73/BO181,0))","v":0},{"$f":"IF(BO181=0,0,ROUNDUP(BQ73/BO181,0))","v":0},{"$f":"IF(BO181=0,0,ROUNDUP(BR73/BO181,0))","v":0},{"$f":"IF(BO181=0,0,ROUNDUP(BS73/BO181,0))","v":0},{"$f":"IF(BO181=0,0,ROUNDUP(BT73/BO181,0))","v":0},{"$f":"IF(BO181=0,0,ROUNDUP(BU73/BO181,0))","v":0},{"$f":"IF(BO181=0,0,ROUNDUP(BV73/BO181,0))","v":0},{"$f":"IF(BO181=0,0,ROUNDUP(BW73/BO181,0))","v":0},0,null,10,{"$f":"IF(CD181=0,0,ROUNDUP(CA73/CD181,0))","v":0},{"$f":"IF(CD181=0,0,ROUNDUP(CB73/CD181,0))","v":0},{"$f":"IF(CD181=0,0,ROUNDUP(CC73/CD181,0))","v":0},{"$f":"IF(CD181=0,0,ROUNDUP(CD73/CD181,0))","v":0},{"$f":"IF(CD181=0,0,ROUNDUP(CE73/CD181,0))","v":0},{"$f":"IF(CD181=0,0,ROUNDUP(CF73/CD181,0))","v":0},{"$f":"IF(CD181=0,0,ROUNDUP(CG73/CD181,0))","v":0},{"$f":"IF(CD181=0,0,ROUNDUP(CH73/CD181,0))","v":0},{"$f":"IF(CD181=0,0,ROUNDUP(CI73/CD181,0))","v":0},{"$f":"IF(CD181=0,0,ROUNDUP(CJ73/CD181,0))","v":0},{"$f":"IF(CD181=0,0,ROUNDUP(CK73/CD181,0))","v":0},{"$f":"IF(CD181=0,0,ROUNDUP(CL73/CD181,0))","v":0},0]
[11,{"$f":"IF(E181=0,0,ROUNDUP(B74/E181,0))","v":0},{"$f":"IF(E181=0,0,ROUNDUP(C74/E181,0))","v":0},{"$f":"IF(E181=0,0,ROUNDUP(D74/E181,0))","v":0},{"$f":"IF(E181=0,0,ROUNDUP(E74/E181,0))","v":0},{"$f":"IF(E181=0,0,ROUNDUP(F74/E181,0))","v":0},{"$f":"IF(E181=0,0,ROUNDUP(G74/E181,0))","v":0},{"$f":"IF(E181=0,0,ROUNDUP(H74/E181,0))","v":0},{"$f":"IF(E181=0,0,ROUNDUP(I74/E181,0))","v":0},{"$f":"IF(E181=0,0,ROUNDUP(J74/E181,0))","v":0},{"$f":"IF(E181=0,0,ROUNDUP(K74/E181,0))","v":0},{"$f":"IF(E181=0,0,ROUNDUP(L74/E181,0))","v":0},{"$f":"IF(E181=0,0,ROUNDUP(M74/E181,0))","v":0},0,null,11,{"$f":"IF(T181=0,0,ROUNDUP(Q74/T181,0))","v":0},{"$f":"IF(T181=0,0,ROUNDUP(R74/T181,0))","v":0},{"$f":"IF(T181=0,0,ROUNDUP(S74/T181,0))","v":0},{"$f":"IF(T181=0,0,ROUNDUP(T74/T181,0))","v":0},{"$f":"IF(T181=0,0,ROUNDUP(U74/T181,0))","v":0},{"$f":"IF(T181=0,0,ROUNDUP(V74/T181,0))","v":0},{"$f":"IF(T181=0,0,ROUNDUP(W74/T181,0))","v":0},{"$f":"IF(T181=0,0,ROUNDUP(X74/T181,0))","v":0},{"$f":"IF(T181=0,0,ROUNDUP(Y74/T181,0))","v":0},{"$f":"IF(T181=0,0,ROUNDUP(Z74/T181,0))","v":0},{"$f":"IF(T181=0,0,ROUNDUP(AA74/T181,0))","v":0},{"$f":"IF(T181=0,0,ROUNDUP(AB74/T181,0))","v":0},0,null,11,{"$f":"IF(AI181=0,0,ROUNDUP(AF74/AI181,0))","v":0},{"$f":"IF(AI181=0,0,ROUNDUP(AG74/AI181,0))","v":0},{"$f":"IF(AI181=0,0,ROUNDUP(AH74/AI181,0))","v":0},{"$f":"IF(AI181=0,0,ROUNDUP(AI74/AI181,0))","v":0},{"$f":"IF(AI181=0,0,ROUNDUP(AJ74/AI181,0))","v":0},{"$f":"IF(AI181=0,0,ROUNDUP(AK74/AI181,0))","v":0},{"$f":"IF(AI181=0,0,ROUNDUP(AL74/AI181,0))","v":0},{"$f":"IF(AI181=0,0,ROUNDUP(AM74/AI181,0))","v":0},{"$f":"IF(AI181=0,0,ROUNDUP(AN74/AI181,0))","v":0},{"$f":"IF(AI181=0,0,ROUNDUP(AO74/AI181,0))","v":0},{"$f":"IF(AI181=0,0,ROUNDUP(AP74/AI181,0))","v":0},{"$f":"IF(AI181=0,0,ROUNDUP(AQ74/AI181,0))","v":0},0,null,null,null,11,{"$f":"IF(AZ181=0,0,ROUNDUP(AW74/AZ181,0))","v":0},{"$f":"IF(AZ181=0,0,ROUNDUP(AX74/AZ181,0))","v":0},{"$f":"IF(AZ181=0,0,ROUNDUP(AY74/AZ181,0))","v":0},{"$f":"IF(AZ181=0,0,ROUNDUP(AZ74/AZ181,0))","v":0},{"$f":"IF(AZ181=0,0,ROUNDUP(BA74/AZ181,0))","v":0},{"$f":"IF(AZ181=0,0,ROUNDUP(BB74/AZ181,0))","v":0},{"$f":"IF(AZ181=0,0,ROUNDUP(BC74/AZ181,0))","v":0},{"$f":"IF(AZ181=0,0,ROUNDUP(BD74/AZ181,0))","v":0},{"$f":"IF(AZ181=0,0,ROUNDUP(BE74/AZ181,0))","v":0},{"$f":"IF(AZ181=0,0,ROUNDUP(BF74/AZ181,0))","v":0},{"$f":"IF(AZ181=0,0,ROUNDUP(BG74/AZ181,0))","v":0},{"$f":"IF(AZ181=0,0,ROUNDUP(BH74/AZ181,0))","v":0},0,null,11,{"$f":"IF(BO181=0,0,ROUNDUP(BL74/BO181,0))","v":0},{"$f":"IF(BO181=0,0,ROUNDUP(BM74/BO181,0))","v":0},{"$f":"IF(BO181=0,0,ROUNDUP(BN74/BO181,0))","v":0},{"$f":"IF(BO181=0,0,ROUNDUP(BO74/BO181,0))","v":0},{"$f":"IF(BO181=0,0,ROUNDUP(BP74/BO181,0))","v":0},{"$f":"IF(BO181=0,0,ROUNDUP(BQ74/BO181,0))","v":0},{"$f":"IF(BO181=0,0,ROUNDUP(BR74/BO181,0))","v":0},{"$f":"IF(BO181=0,0,ROUNDUP(BS74/BO181,0))","v":0},{"$f":"IF(BO181=0,0,ROUNDUP(BT74/BO181,0))","v":0},{"$f":"IF(BO181=0,0,ROUNDUP(BU74/BO181,0))","v":0},{"$f":"IF(BO181=0,0,ROUNDUP(BV74/BO181,0))","v":0},{"$f":"IF(BO181=0,0,ROUNDUP(BW74/BO181,0))","v":0},0,null,11,{"$f":"IF(CD181=0,0,ROUNDUP(CA74/CD181,0))","v":0},{"$f":"IF(CD181=0,0,ROUNDUP(CB74/CD181,0))","v":0},{"$f":"IF(CD181=0,0,ROUNDUP(CC74/CD181,0))","v":0},{"$f":"IF(CD181=0,0,ROUNDUP(CD74/CD181,0))","v":0},{"$f":"IF(CD181=0,0,ROUNDUP(CE74/CD181,0))","v":0},{"$f":"IF(CD181=0,0,ROUNDUP(CF74/CD181,0))","v":0},{"$f":"IF(CD181=0,0,ROUNDUP(CG74/CD181,0))","v":0},{"$f":"IF(CD181=0,0,ROUNDUP(CH74/CD181,0))","v":0},{"$f":"IF(CD181=0,0,ROUNDUP(CI74/CD181,0))","v":0},{"$f":"IF(CD181=0,0,ROUNDUP(CJ74/CD181,0))","v":0},{"$f":"IF(CD181=0,0,ROUNDUP(CK74/CD181,0))","v":0},{"$f":"IF(CD181=0,0,ROUNDUP(CL74/CD181,0))","v":0},0]
[12,{"$f":"IF(E181=0,0,ROUNDUP(B75/E181,0))","v":0},{"$f":"IF(E181=0,0,ROUNDUP(C75/E181,0))","v":0},{"$f":"IF(E181=0,0,ROUNDUP(D75/E181,0))","v":0},{"$f":"IF(E181=0,0,ROUNDUP(E75/E181,0))","v":0},{"$f":"IF(E181=0,0,ROUNDUP(F75/E181,0))","v":0},{"$f":"IF(E181=0,0,ROUNDUP(G75/E181,0))","v":0},{"$f":"IF(E181=0,0,ROUNDUP(H75/E181,0))","v":0},{"$f":"IF(E181=0,0,ROUNDUP(I75/E181,0))","v":0},{"$f":"IF(E181=0,0,ROUNDUP(J75/E181,0))","v":0},{"$f":"IF(E181=0,0,ROUNDUP(K75/E181,0))","v":0},{"$f":"IF(E181=0,0,ROUNDUP(L75/E181,0))","v":0},{"$f":"IF(E181=0,0,ROUNDUP(M75/E181,0))","v":0},0,null,12,{"$f":"IF(T181=0,0,ROUNDUP(Q75/T181,0))","v":0},{"$f":"IF(T181=0,0,ROUNDUP(R75/T181,0))","v":0},{"$f":"IF(T181=0,0,ROUNDUP(S75/T181,0))","v":0},{"$f":"IF(T181=0,0,ROUNDUP(T75/T181,0))","v":0},{"$f":"IF(T181=0,0,ROUNDUP(U75/T181,0))","v":0},{"$f":"IF(T181=0,0,ROUNDUP(V75/T181,0))","v":0},{"$f":"IF(T181=0,0,ROUNDUP(W75/T181,0))","v":0},{"$f":"IF(T181=0,0,ROUNDUP(X75/T181,0))","v":0},{"$f":"IF(T181=0,0,ROUNDUP(Y75/T181,0))","v":0},{"$f":"IF(T181=0,0,ROUNDUP(Z75/T181,0))","v":0},{"$f":"IF(T181=0,0,ROUNDUP(AA75/T181,0))","v":0},{"$f":"IF(T181=0,0,ROUNDUP(AB75/T181,0))","v":0},0,null,12,{"$f":"IF(AI181=0,0,ROUNDUP(AF75/AI181,0))","v":0},{"$f":"IF(AI181=0,0,ROUNDUP(AG75/AI181,0))","v":0},{"$f":"IF(AI181=0,0,ROUNDUP(AH75/AI181,0))","v":0},{"$f":"IF(AI181=0,0,ROUNDUP(AI75/AI181,0))","v":0},{"$f":"IF(AI181=0,0,ROUNDUP(AJ75/AI181,0))","v":0},{"$f":"IF(AI181=0,0,ROUNDUP(AK75/AI181,0))","v":0},{"$f":"IF(AI181=0,0,ROUNDUP(AL75/AI181,0))","v":0},{"$f":"IF(AI181=0,0,ROUNDUP(AM75/AI181,0))","v":0},{"$f":"IF(AI181=0,0,ROUNDUP(AN75/AI181,0))","v":0},{"$f":"IF(AI181=0,0,ROUNDUP(AO75/AI181,0))","v":0},{"$f":"IF(AI181=0,0,ROUNDUP(AP75/AI181,0))","v":0},{"$f":"IF(AI181=0,0,ROUNDUP(AQ75/AI181,0))","v":0},0,null,null,null,12,{"$f":"IF(AZ181=0,0,ROUNDUP(AW75/AZ181,0))","v":0},{"$f":"IF(AZ181=0,0,ROUNDUP(AX75/AZ181,0))","v":0},{"$f":"IF(AZ181=0,0,ROUNDUP(AY75/AZ181,0))","v":0},{"$f":"IF(AZ181=0,0,ROUNDUP(AZ75/AZ181,0))","v":0},{"$f":"IF(AZ181=0,0,ROUNDUP(BA75/AZ181,0))","v":0},{"$f":"IF(AZ181=0,0,ROUNDUP(BB75/AZ181,0))","v":0},{"$f":"IF(AZ181=0,0,ROUNDUP(BC75/AZ181,0))","v":0},{"$f":"IF(AZ181=0,0,ROUNDUP(BD75/AZ181,0))","v":0},{"$f":"IF(AZ181=0,0,ROUNDUP(BE75/AZ181,0))","v":0},{"$f":"IF(AZ181=0,0,ROUNDUP(BF75/AZ181,0))","v":0},{"$f":"IF(AZ181=0,0,ROUNDUP(BG75/AZ181,0))","v":0},{"$f":"IF(AZ181=0,0,ROUNDUP(BH75/AZ181,0))","v":0},0,null,12,{"$f":"IF(BO181=0,0,ROUNDUP(BL75/BO181,0))","v":0},{"$f":"IF(BO181=0,0,ROUNDUP(BM75/BO181,0))","v":0},{"$f":"IF(BO181=0,0,ROUNDUP(BN75/BO181,0))","v":0},{"$f":"IF(BO181=0,0,ROUNDUP(BO75/BO181,0))","v":0},{"$f":"IF(BO181=0,0,ROUNDUP(BP75/BO181,0))","v":0},{"$f":"IF(BO181=0,0,ROUNDUP(BQ75/BO181,0))","v":0},{"$f":"IF(BO181=0,0,ROUNDUP(BR75/BO181,0))","v":0},{"$f":"IF(BO181=0,0,ROUNDUP(BS75/BO181,0))","v":0},{"$f":"IF(BO181=0,0,ROUNDUP(BT75/BO181,0))","v":0},{"$f":"IF(BO181=0,0,ROUNDUP(BU75/BO181,0))","v":0},{"$f":"IF(BO181=0,0,ROUNDUP(BV75/BO181,0))","v":0},{"$f":"IF(BO181=0,0,ROUNDUP(BW75/BO181,0))","v":0},0,null,12,{"$f":"IF(CD181=0,0,ROUNDUP(CA75/CD181,0))","v":0},{"$f":"IF(CD181=0,0,ROUNDUP(CB75/CD181,0))","v":0},{"$f":"IF(CD181=0,0,ROUNDUP(CC75/CD181,0))","v":0},{"$f":"IF(CD181=0,0,ROUNDUP(CD75/CD181,0))","v":0},{"$f":"IF(CD181=0,0,ROUNDUP(CE75/CD181,0))","v":0},{"$f":"IF(CD181=0,0,ROUNDUP(CF75/CD181,0))","v":0},{"$f":"IF(CD181=0,0,ROUNDUP(CG75/CD181,0))","v":0},{"$f":"IF(CD181=0,0,ROUNDUP(CH75/CD181,0))","v":0},{"$f":"IF(CD181=0,0,ROUNDUP(CI75/CD181,0))","v":0},{"$f":"IF(CD181=0,0,ROUNDUP(CJ75/CD181,0))","v":0},{"$f":"IF(CD181=0,0,ROUNDUP(CK75/CD181,0))","v":0},{"$f":"IF(CD181=0,0,ROUNDUP(CL75/CD181,0))","v":0},0]
[13,{"$f":"IF(E181=0,0,ROUNDUP(B76/E181,0))","v":0},{"$f":"IF(E181=0,0,ROUNDUP(C76/E181,0))","v":0},{"$f":"IF(E181=0,0,ROUNDUP(D76/E181,0))","v":0},{"$f":"IF(E181=0,0,ROUNDUP(E76/E181,0))","v":0},{"$f":"IF(E181=0,0,ROUNDUP(F76/E181,0))","v":0},{"$f":"IF(E181=0,0,ROUNDUP(G76/E181,0))","v":0},{"$f":"IF(E181=0,0,ROUNDUP(H76/E181,0))","v":0},{"$f":"IF(E181=0,0,ROUNDUP(I76/E181,0))","v":0},{"$f":"IF(E181=0,0,ROUNDUP(J76/E181,0))","v":0},{"$f":"IF(E181=0,0,ROUNDUP(K76/E181,0))","v":0},{"$f":"IF(E181=0,0,ROUNDUP(L76/E181,0))","v":0},{"$f":"IF(E181=0,0,ROUNDUP(M76/E181,0))","v":0},0,null,13,{"$f":"IF(T181=0,0,ROUNDUP(Q76/T181,0))","v":0},{"$f":"IF(T181=0,0,ROUNDUP(R76/T181,0))","v":0},{"$f":"IF(T181=0,0,ROUNDUP(S76/T181,0))","v":0},{"$f":"IF(T181=0,0,ROUNDUP(T76/T181,0))","v":0},{"$f":"IF(T181=0,0,ROUNDUP(U76/T181,0))","v":0},{"$f":"IF(T181=0,0,ROUNDUP(V76/T181,0))","v":0},{"$f":"IF(T181=0,0,ROUNDUP(W76/T181,0))","v":0},{"$f":"IF(T181=0,0,ROUNDUP(X76/T181,0))","v":0},{"$f":"IF(T181=0,0,ROUNDUP(Y76/T181,0))","v":0},{"$f":"IF(T181=0,0,ROUNDUP(Z76/T181,0))","v":0},{"$f":"IF(T181=0,0,ROUNDUP(AA76/T181,0))","v":0},{"$f":"IF(T181=0,0,ROUNDUP(AB76/T181,0))","v":0},0,null,13,{"$f":"IF(AI181=0,0,ROUNDUP(AF76/AI181,0))","v":0},{"$f":"IF(AI181=0,0,ROUNDUP(AG76/AI181,0))","v":0},{"$f":"IF(AI181=0,0,ROUNDUP(AH76/AI181,0))","v":0},{"$f":"IF(AI181=0,0,ROUNDUP(AI76/AI181,0))","v":0},{"$f":"IF(AI181=0,0,ROUNDUP(AJ76/AI181,0))","v":0},{"$f":"IF(AI181=0,0,ROUNDUP(AK76/AI181,0))","v":0},{"$f":"IF(AI181=0,0,ROUNDUP(AL76/AI181,0))","v":0},{"$f":"IF(AI181=0,0,ROUNDUP(AM76/AI181,0))","v":0},{"$f":"IF(AI181=0,0,ROUNDUP(AN76/AI181,0))","v":0},{"$f":"IF(AI181=0,0,ROUNDUP(AO76/AI181,0))","v":0},{"$f":"IF(AI181=0,0,ROUNDUP(AP76/AI181,0))","v":0},{"$f":"IF(AI181=0,0,ROUNDUP(AQ76/AI181,0))","v":0},0,null,null,null,13,{"$f":"IF(AZ181=0,0,ROUNDUP(AW76/AZ181,0))","v":0},{"$f":"IF(AZ181=0,0,ROUNDUP(AX76/AZ181,0))","v":0},{"$f":"IF(AZ181=0,0,ROUNDUP(AY76/AZ181,0))","v":0},{"$f":"IF(AZ181=0,0,ROUNDUP(AZ76/AZ181,0))","v":0},{"$f":"IF(AZ181=0,0,ROUNDUP(BA76/AZ181,0))","v":0},{"$f":"IF(AZ181=0,0,ROUNDUP(BB76/AZ181,0))","v":0},{"$f":"IF(AZ181=0,0,ROUNDUP(BC76/AZ181,0))","v":0},{"$f":"IF(AZ181=0,0,ROUNDUP(BD76/AZ181,0))","v":0},{"$f":"IF(AZ181=0,0,ROUNDUP(BE76/AZ181,0))","v":0},{"$f":"IF(AZ181=0,0,ROUNDUP(BF76/AZ181,0))","v":0},{"$f":"IF(AZ181=0,0,ROUNDUP(BG76/AZ181,0))","v":0},{"$f":"IF(AZ181=0,0,ROUNDUP(BH76/AZ181,0))","v":0},0,null,13,{"$f":"IF(BO181=0,0,ROUNDUP(BL76/BO181,0))","v":0},{"$f":"IF(BO181=0,0,ROUNDUP(BM76/BO181,0))","v":0},{"$f":"IF(BO181=0,0,ROUNDUP(BN76/BO181,0))","v":0},{"$f":"IF(BO181=0,0,ROUNDUP(BO76/BO181,0))","v":0},{"$f":"IF(BO181=0,0,ROUNDUP(BP76/BO181,0))","v":0},{"$f":"IF(BO181=0,0,ROUNDUP(BQ76/BO181,0))","v":0},{"$f":"IF(BO181=0,0,ROUNDUP(BR76/BO181,0))","v":0},{"$f":"IF(BO181=0,0,ROUNDUP(BS76/BO181,0))","v":0},{"$f":"IF(BO181=0,0,ROUNDUP(BT76/BO181,0))","v":0},{"$f":"IF(BO181=0,0,ROUNDUP(BU76/BO181,0))","v":0},{"$f":"IF(BO181=0,0,ROUNDUP(BV76/BO181,0))","v":0},{"$f":"IF(BO181=0,0,ROUNDUP(BW76/BO181,0))","v":0},0,null,13,{"$f":"IF(CD181=0,0,ROUNDUP(CA76/CD181,0))","v":0},{"$f":"IF(CD181=0,0,ROUNDUP(CB76/CD181,0))","v":0},{"$f":"IF(CD181=0,0,ROUNDUP(CC76/CD181,0))","v":0},{"$f":"IF(CD181=0,0,ROUNDUP(CD76/CD181,0))","v":0},{"$f":"IF(CD181=0,0,ROUNDUP(CE76/CD181,0))","v":0},{"$f":"IF(CD181=0,0,ROUNDUP(CF76/CD181,0))","v":0},{"$f":"IF(CD181=0,0,ROUNDUP(CG76/CD181,0))","v":0},{"$f":"IF(CD181=0,0,ROUNDUP(CH76/CD181,0))","v":0},{"$f":"IF(CD181=0,0,ROUNDUP(CI76/CD181,0))","v":0},{"$f":"IF(CD181=0,0,ROUNDUP(CJ76/CD181,0))","v":0},{"$f":"IF(CD181=0,0,ROUNDUP(CK76/CD181,0))","v":0},{"$f":"IF(CD181=0,0,ROUNDUP(CL76/CD181,0))","v":0},0]
[14,{"$f":"IF(E181=0,0,ROUNDUP(B77/E181,0))","v":0},{"$f":"IF(E181=0,0,ROUNDUP(C77/E181,0))","v":0},{"$f":"IF(E181=0,0,ROUNDUP(D77/E181,0))","v":0},{"$f":"IF(E181=0,0,ROUNDUP(E77/E181,0))","v":0},{"$f":"IF(E181=0,0,ROUNDUP(F77/E181,0))","v":0},{"$f":"IF(E181=0,0,ROUNDUP(G77/E181,0))","v":0},{"$f":"IF(E181=0,0,ROUNDUP(H77/E181,0))","v":0},{"$f":"IF(E181=0,0,ROUNDUP(I77/E181,0))","v":0},{"$f":"IF(E181=0,0,ROUNDUP(J77/E181,0))","v":0},{"$f":"IF(E181=0,0,ROUNDUP(K77/E181,0))","v":0},{"$f":"IF(E181=0,0,ROUNDUP(L77/E181,0))","v":0},{"$f":"IF(E181=0,0,ROUNDUP(M77/E181,0))","v":0},0,null,14,{"$f":"IF(T181=0,0,ROUNDUP(Q77/T181,0))","v":0},{"$f":"IF(T181=0,0,ROUNDUP(R77/T181,0))","v":0},{"$f":"IF(T181=0,0,ROUNDUP(S77/T181,0))","v":0},{"$f":"IF(T181=0,0,ROUNDUP(T77/T181,0))","v":0},{"$f":"IF(T181=0,0,ROUNDUP(U77/T181,0))","v":0},{"$f":"IF(T181=0,0,ROUNDUP(V77/T181,0))","v":0},{"$f":"IF(T181=0,0,ROUNDUP(W77/T181,0))","v":0},{"$f":"IF(T181=0,0,ROUNDUP(X77/T181,0))","v":0},{"$f":"IF(T181=0,0,ROUNDUP(Y77/T181,0))","v":0},{"$f":"IF(T181=0,0,ROUNDUP(Z77/T181,0))","v":0},{"$f":"IF(T181=0,0,ROUNDUP(AA77/T181,0))","v":0},{"$f":"IF(T181=0,0,ROUNDUP(AB77/T181,0))","v":0},0,null,14,{"$f":"IF(AI181=0,0,ROUNDUP(AF77/AI181,0))","v":0},{"$f":"IF(AI181=0,0,ROUNDUP(AG77/AI181,0))","v":0},{"$f":"IF(AI181=0,0,ROUNDUP(AH77/AI181,0))","v":0},{"$f":"IF(AI181=0,0,ROUNDUP(AI77/AI181,0))","v":0},{"$f":"IF(AI181=0,0,ROUNDUP(AJ77/AI181,0))","v":0},{"$f":"IF(AI181=0,0,ROUNDUP(AK77/AI181,0))","v":0},{"$f":"IF(AI181=0,0,ROUNDUP(AL77/AI181,0))","v":0},{"$f":"IF(AI181=0,0,ROUNDUP(AM77/AI181,0))","v":0},{"$f":"IF(AI181=0,0,ROUNDUP(AN77/AI181,0))","v":0},{"$f":"IF(AI181=0,0,ROUNDUP(AO77/AI181,0))","v":0},{"$f":"IF(AI181=0,0,ROUNDUP(AP77/AI181,0))","v":0},{"$f":"IF(AI181=0,0,ROUNDUP(AQ77/AI181,0))","v":0},0,null,null,null,14,{"$f":"IF(AZ181=0,0,ROUNDUP(AW77/AZ181,0))","v":0},{"$f":"IF(AZ181=0,0,ROUNDUP(AX77/AZ181,0))","v":0},{"$f":"IF(AZ181=0,0,ROUNDUP(AY77/AZ181,0))","v":0},{"$f":"IF(AZ181=0,0,ROUNDUP(AZ77/AZ181,0))","v":0},{"$f":"IF(AZ181=0,0,ROUNDUP(BA77/AZ181,0))","v":0},{"$f":"IF(AZ181=0,0,ROUNDUP(BB77/AZ181,0))","v":0},{"$f":"IF(AZ181=0,0,ROUNDUP(BC77/AZ181,0))","v":0},{"$f":"IF(AZ181=0,0,ROUNDUP(BD77/AZ181,0))","v":0},{"$f":"IF(AZ181=0,0,ROUNDUP(BE77/AZ181,0))","v":0},{"$f":"IF(AZ181=0,0,ROUNDUP(BF77/AZ181,0))","v":0},{"$f":"IF(AZ181=0,0,ROUNDUP(BG77/AZ181,0))","v":0},{"$f":"IF(AZ181=0,0,ROUNDUP(BH77/AZ181,0))","v":0},0,null,14,{"$f":"IF(BO181=0,0,ROUNDUP(BL77/BO181,0))","v":0},{"$f":"IF(BO181=0,0,ROUNDUP(BM77/BO181,0))","v":0},{"$f":"IF(BO181=0,0,ROUNDUP(BN77/BO181,0))","v":0},{"$f":"IF(BO181=0,0,ROUNDUP(BO77/BO181,0))","v":0},{"$f":"IF(BO181=0,0,ROUNDUP(BP77/BO181,0))","v":0},{"$f":"IF(BO181=0,0,ROUNDUP(BQ77/BO181,0))","v":0},{"$f":"IF(BO181=0,0,ROUNDUP(BR77/BO181,0))","v":0},{"$f":"IF(BO181=0,0,ROUNDUP(BS77/BO181,0))","v":0},{"$f":"IF(BO181=0,0,ROUNDUP(BT77/BO181,0))","v":0},{"$f":"IF(BO181=0,0,ROUNDUP(BU77/BO181,0))","v":0},{"$f":"IF(BO181=0,0,ROUNDUP(BV77/BO181,0))","v":0},{"$f":"IF(BO181=0,0,ROUNDUP(BW77/BO181,0))","v":0},0,null,14,{"$f":"IF(CD181=0,0,ROUNDUP(CA77/CD181,0))","v":0},{"$f":"IF(CD181=0,0,ROUNDUP(CB77/CD181,0))","v":0},{"$f":"IF(CD181=0,0,ROUNDUP(CC77/CD181,0))","v":0},{"$f":"IF(CD181=0,0,ROUNDUP(CD77/CD181,0))","v":0},{"$f":"IF(CD181=0,0,ROUNDUP(CE77/CD181,0))","v":0},{"$f":"IF(CD181=0,0,ROUNDUP(CF77/CD181,0))","v":0},{"$f":"IF(CD181=0,0,ROUNDUP(CG77/CD181,0))","v":0},{"$f":"IF(CD181=0,0,ROUNDUP(CH77/CD181,0))","v":0},{"$f":"IF(CD181=0,0,ROUNDUP(CI77/CD181,0))","v":0},{"$f":"IF(CD181=0,0,ROUNDUP(CJ77/CD181,0))","v":0},{"$f":"IF(CD181=0,0,ROUNDUP(CK77/CD181,0))","v":0},{"$f":"IF(CD181=0,0,ROUNDUP(CL77/CD181,0))","v":0},0]
[15,{"$f":"IF(E181=0,0,ROUNDUP(B78/E181,0))","v":0},{"$f":"IF(E181=0,0,ROUNDUP(C78/E181,0))","v":0},{"$f":"IF(E181=0,0,ROUNDUP(D78/E181,0))","v":0},{"$f":"IF(E181=0,0,ROUNDUP(E78/E181,0))","v":0},{"$f":"IF(E181=0,0,ROUNDUP(F78/E181,0))","v":0},{"$f":"IF(E181=0,0,ROUNDUP(G78/E181,0))","v":0},{"$f":"IF(E181=0,0,ROUNDUP(H78/E181,0))","v":0},{"$f":"IF(E181=0,0,ROUNDUP(I78/E181,0))","v":0},{"$f":"IF(E181=0,0,ROUNDUP(J78/E181,0))","v":0},{"$f":"IF(E181=0,0,ROUNDUP(K78/E181,0))","v":0},{"$f":"IF(E181=0,0,ROUNDUP(L78/E181,0))","v":0},{"$f":"IF(E181=0,0,ROUNDUP(M78/E181,0))","v":0},0,null,15,{"$f":"IF(T181=0,0,ROUNDUP(Q78/T181,0))","v":0},{"$f":"IF(T181=0,0,ROUNDUP(R78/T181,0))","v":0},{"$f":"IF(T181=0,0,ROUNDUP(S78/T181,0))","v":0},{"$f":"IF(T181=0,0,ROUNDUP(T78/T181,0))","v":0},{"$f":"IF(T181=0,0,ROUNDUP(U78/T181,0))","v":0},{"$f":"IF(T181=0,0,ROUNDUP(V78/T181,0))","v":0},{"$f":"IF(T181=0,0,ROUNDUP(W78/T181,0))","v":0},{"$f":"IF(T181=0,0,ROUNDUP(X78/T181,0))","v":0},{"$f":"IF(T181=0,0,ROUNDUP(Y78/T181,0))","v":0},{"$f":"IF(T181=0,0,ROUNDUP(Z78/T181,0))","v":0},{"$f":"IF(T181=0,0,ROUNDUP(AA78/T181,0))","v":0},{"$f":"IF(T181=0,0,ROUNDUP(AB78/T181,0))","v":0},0,null,15,{"$f":"IF(AI181=0,0,ROUNDUP(AF78/AI181,0))","v":0},{"$f":"IF(AI181=0,0,ROUNDUP(AG78/AI181,0))","v":0},{"$f":"IF(AI181=0,0,ROUNDUP(AH78/AI181,0))","v":0},{"$f":"IF(AI181=0,0,ROUNDUP(AI78/AI181,0))","v":0},{"$f":"IF(AI181=0,0,ROUNDUP(AJ78/AI181,0))","v":0},{"$f":"IF(AI181=0,0,ROUNDUP(AK78/AI181,0))","v":0},{"$f":"IF(AI181=0,0,ROUNDUP(AL78/AI181,0))","v":0},{"$f":"IF(AI181=0,0,ROUNDUP(AM78/AI181,0))","v":0},{"$f":"IF(AI181=0,0,ROUNDUP(AN78/AI181,0))","v":0},{"$f":"IF(AI181=0,0,ROUNDUP(AO78/AI181,0))","v":0},{"$f":"IF(AI181=0,0,ROUNDUP(AP78/AI181,0))","v":0},{"$f":"IF(AI181=0,0,ROUNDUP(AQ78/AI181,0))","v":0},0,null,null,null,15,{"$f":"IF(AZ181=0,0,ROUNDUP(AW78/AZ181,0))","v":0},{"$f":"IF(AZ181=0,0,ROUNDUP(AX78/AZ181,0))","v":0},{"$f":"IF(AZ181=0,0,ROUNDUP(AY78/AZ181,0))","v":0},{"$f":"IF(AZ181=0,0,ROUNDUP(AZ78/AZ181,0))","v":0},{"$f":"IF(AZ181=0,0,ROUNDUP(BA78/AZ181,0))","v":0},{"$f":"IF(AZ181=0,0,ROUNDUP(BB78/AZ181,0))","v":0},{"$f":"IF(AZ181=0,0,ROUNDUP(BC78/AZ181,0))","v":0},{"$f":"IF(AZ181=0,0,ROUNDUP(BD78/AZ181,0))","v":0},{"$f":"IF(AZ181=0,0,ROUNDUP(BE78/AZ181,0))","v":0},{"$f":"IF(AZ181=0,0,ROUNDUP(BF78/AZ181,0))","v":0},{"$f":"IF(AZ181=0,0,ROUNDUP(BG78/AZ181,0))","v":0},{"$f":"IF(AZ181=0,0,ROUNDUP(BH78/AZ181,0))","v":0},0,null,15,{"$f":"IF(BO181=0,0,ROUNDUP(BL78/BO181,0))","v":0},{"$f":"IF(BO181=0,0,ROUNDUP(BM78/BO181,0))","v":0},{"$f":"IF(BO181=0,0,ROUNDUP(BN78/BO181,0))","v":0},{"$f":"IF(BO181=0,0,ROUNDUP(BO78/BO181,0))","v":0},{"$f":"IF(BO181=0,0,ROUNDUP(BP78/BO181,0))","v":0},{"$f":"IF(BO181=0,0,ROUNDUP(BQ78/BO181,0))","v":0},{"$f":"IF(BO181=0,0,ROUNDUP(BR78/BO181,0))","v":0},{"$f":"IF(BO181=0,0,ROUNDUP(BS78/BO181,0))","v":0},{"$f":"IF(BO181=0,0,ROUNDUP(BT78/BO181,0))","v":0},{"$f":"IF(BO181=0,0,ROUNDUP(BU78/BO181,0))","v":0},{"$f":"IF(BO181=0,0,ROUNDUP(BV78/BO181,0))","v":0},{"$f":"IF(BO181=0,0,ROUNDUP(BW78/BO181,0))","v":0},0,null,15,{"$f":"IF(CD181=0,0,ROUNDUP(CA78/CD181,0))","v":0},{"$f":"IF(CD181=0,0,ROUNDUP(CB78/CD181,0))","v":0},{"$f":"IF(CD181=0,0,ROUNDUP(CC78/CD181,0))","v":0},{"$f":"IF(CD181=0,0,ROUNDUP(CD78/CD181,0))","v":0},{"$f":"IF(CD181=0,0,ROUNDUP(CE78/CD181,0))","v":0},{"$f":"IF(CD181=0,0,ROUNDUP(CF78/CD181,0))","v":0},{"$f":"IF(CD181=0,0,ROUNDUP(CG78/CD181,0))","v":0},{"$f":"IF(CD181=0,0,ROUNDUP(CH78/CD181,0))","v":0},{"$f":"IF(CD181=0,0,ROUNDUP(CI78/CD181,0))","v":0},{"$f":"IF(CD181=0,0,ROUNDUP(CJ78/CD181,0))","v":0},{"$f":"IF(CD181=0,0,ROUNDUP(CK78/CD181,0))","v":0},{"$f":"IF(CD181=0,0,ROUNDUP(CL78/CD181,0))","v":0},0]
[16,{"$f":"IF(E181=0,0,ROUNDUP(B79/E181,0))","v":0},{"$f":"IF(E181=0,0,ROUNDUP(C79/E181,0))","v":0},{"$f":"IF(E181=0,0,ROUNDUP(D79/E181,0))","v":0},{"$f":"IF(E181=0,0,ROUNDUP(E79/E181,0))","v":0},{"$f":"IF(E181=0,0,ROUNDUP(F79/E181,0))","v":0},{"$f":"IF(E181=0,0,ROUNDUP(G79/E181,0))","v":0},{"$f":"IF(E181=0,0,ROUNDUP(H79/E181,0))","v":0},{"$f":"IF(E181=0,0,ROUNDUP(I79/E181,0))","v":0},{"$f":"IF(E181=0,0,ROUNDUP(J79/E181,0))","v":0},{"$f":"IF(E181=0,0,ROUNDUP(K79/E181,0))","v":0},{"$f":"IF(E181=0,0,ROUNDUP(L79/E181,0))","v":0},{"$f":"IF(E181=0,0,ROUNDUP(M79/E181,0))","v":0},0,null,16,{"$f":"IF(T181=0,0,ROUNDUP(Q79/T181,0))","v":0},{"$f":"IF(T181=0,0,ROUNDUP(R79/T181,0))","v":0},{"$f":"IF(T181=0,0,ROUNDUP(S79/T181,0))","v":0},{"$f":"IF(T181=0,0,ROUNDUP(T79/T181,0))","v":0},{"$f":"IF(T181=0,0,ROUNDUP(U79/T181,0))","v":0},{"$f":"IF(T181=0,0,ROUNDUP(V79/T181,0))","v":0},{"$f":"IF(T181=0,0,ROUNDUP(W79/T181,0))","v":0},{"$f":"IF(T181=0,0,ROUNDUP(X79/T181,0))","v":0},{"$f":"IF(T181=0,0,ROUNDUP(Y79/T181,0))","v":0},{"$f":"IF(T181=0,0,ROUNDUP(Z79/T181,0))","v":0},{"$f":"IF(T181=0,0,ROUNDUP(AA79/T181,0))","v":0},{"$f":"IF(T181=0,0,ROUNDUP(AB79/T181,0))","v":0},0,null,16,{"$f":"IF(AI181=0,0,ROUNDUP(AF79/AI181,0))","v":0},{"$f":"IF(AI181=0,0,ROUNDUP(AG79/AI181,0))","v":0},{"$f":"IF(AI181=0,0,ROUNDUP(AH79/AI181,0))","v":0},{"$f":"IF(AI181=0,0,ROUNDUP(AI79/AI181,0))","v":0},{"$f":"IF(AI181=0,0,ROUNDUP(AJ79/AI181,0))","v":0},{"$f":"IF(AI181=0,0,ROUNDUP(AK79/AI181,0))","v":0},{"$f":"IF(AI181=0,0,ROUNDUP(AL79/AI181,0))","v":0},{"$f":"IF(AI181=0,0,ROUNDUP(AM79/AI181,0))","v":0},{"$f":"IF(AI181=0,0,ROUNDUP(AN79/AI181,0))","v":0},{"$f":"IF(AI181=0,0,ROUNDUP(AO79/AI181,0))","v":0},{"$f":"IF(AI181=0,0,ROUNDUP(AP79/AI181,0))","v":0},{"$f":"IF(AI181=0,0,ROUNDUP(AQ79/AI181,0))","v":0},0,null,null,null,16,{"$f":"IF(AZ181=0,0,ROUNDUP(AW79/AZ181,0))","v":0},{"$f":"IF(AZ181=0,0,ROUNDUP(AX79/AZ181,0))","v":0},{"$f":"IF(AZ181=0,0,ROUNDUP(AY79/AZ181,0))","v":0},{"$f":"IF(AZ181=0,0,ROUNDUP(AZ79/AZ181,0))","v":0},{"$f":"IF(AZ181=0,0,ROUNDUP(BA79/AZ181,0))","v":0},{"$f":"IF(AZ181=0,0,ROUNDUP(BB79/AZ181,0))","v":0},{"$f":"IF(AZ181=0,0,ROUNDUP(BC79/AZ181,0))","v":0},{"$f":"IF(AZ181=0,0,ROUNDUP(BD79/AZ181,0))","v":0},{"$f":"IF(AZ181=0,0,ROUNDUP(BE79/AZ181,0))","v":0},{"$f":"IF(AZ181=0,0,ROUNDUP(BF79/AZ181,0))","v":0},{"$f":"IF(AZ181=0,0,ROUNDUP(BG79/AZ181,0))","v":0},{"$f":"IF(AZ181=0,0,ROUNDUP(BH79/AZ181,0))","v":0},0,null,16,{"$f":"IF(BO181=0,0,ROUNDUP(BL79/BO181,0))","v":0},{"$f":"IF(BO181=0,0,ROUNDUP(BM79/BO181,0))","v":0},{"$f":"IF(BO181=0,0,ROUNDUP(BN79/BO181,0))","v":0},{"$f":"IF(BO181=0,0,ROUNDUP(BO79/BO181,0))","v":0},{"$f":"IF(BO181=0,0,ROUNDUP(BP79/BO181,0))","v":0},{"$f":"IF(BO181=0,0,ROUNDUP(BQ79/BO181,0))","v":0},{"$f":"IF(BO181=0,0,ROUNDUP(BR79/BO181,0))","v":0},{"$f":"IF(BO181=0,0,ROUNDUP(BS79/BO181,0))","v":0},{"$f":"IF(BO181=0,0,ROUNDUP(BT79/BO181,0))","v":0},{"$f":"IF(BO181=0,0,ROUNDUP(BU79/BO181,0))","v":0},{"$f":"IF(BO181=0,0,ROUNDUP(BV79/BO181,0))","v":0},{"$f":"IF(BO181=0,0,ROUNDUP(BW79/BO181,0))","v":0},0,null,16,{"$f":"IF(CD181=0,0,ROUNDUP(CA79/CD181,0))","v":0},{"$f":"IF(CD181=0,0,ROUNDUP(CB79/CD181,0))","v":0},{"$f":"IF(CD181=0,0,ROUNDUP(CC79/CD181,0))","v":0},{"$f":"IF(CD181=0,0,ROUNDUP(CD79/CD181,0))","v":0},{"$f":"IF(CD181=0,0,ROUNDUP(CE79/CD181,0))","v":0},{"$f":"IF(CD181=0,0,ROUNDUP(CF79/CD181,0))","v":0},{"$f":"IF(CD181=0,0,ROUNDUP(CG79/CD181,0))","v":0},{"$f":"IF(CD181=0,0,ROUNDUP(CH79/CD181,0))","v":0},{"$f":"IF(CD181=0,0,ROUNDUP(CI79/CD181,0))","v":0},{"$f":"IF(CD181=0,0,ROUNDUP(CJ79/CD181,0))","v":0},{"$f":"IF(CD181=0,0,ROUNDUP(CK79/CD181,0))","v":0},{"$f":"IF(CD181=0,0,ROUNDUP(CL79/CD181,0))","v":0},0]
[17,{"$f":"IF(E181=0,0,ROUNDUP(B80/E181,0))","v":0},{"$f":"IF(E181=0,0,ROUNDUP(C80/E181,0))","v":0},{"$f":"IF(E181=0,0,ROUNDUP(D80/E181,0))","v":0},{"$f":"IF(E181=0,0,ROUNDUP(E80/E181,0))","v":0},{"$f":"IF(E181=0,0,ROUNDUP(F80/E181,0))","v":0},{"$f":"IF(E181=0,0,ROUNDUP(G80/E181,0))","v":0},{"$f":"IF(E181=0,0,ROUNDUP(H80/E181,0))","v":0},{"$f":"IF(E181=0,0,ROUNDUP(I80/E181,0))","v":0},{"$f":"IF(E181=0,0,ROUNDUP(J80/E181,0))","v":0},{"$f":"IF(E181=0,0,ROUNDUP(K80/E181,0))","v":0},{"$f":"IF(E181=0,0,ROUNDUP(L80/E181,0))","v":0},{"$f":"IF(E181=0,0,ROUNDUP(M80/E181,0))","v":0},0,null,17,{"$f":"IF(T181=0,0,ROUNDUP(Q80/T181,0))","v":0},{"$f":"IF(T181=0,0,ROUNDUP(R80/T181,0))","v":0},{"$f":"IF(T181=0,0,ROUNDUP(S80/T181,0))","v":0},{"$f":"IF(T181=0,0,ROUNDUP(T80/T181,0))","v":0},{"$f":"IF(T181=0,0,ROUNDUP(U80/T181,0))","v":0},{"$f":"IF(T181=0,0,ROUNDUP(V80/T181,0))","v":0},{"$f":"IF(T181=0,0,ROUNDUP(W80/T181,0))","v":0},{"$f":"IF(T181=0,0,ROUNDUP(X80/T181,0))","v":0},{"$f":"IF(T181=0,0,ROUNDUP(Y80/T181,0))","v":0},{"$f":"IF(T181=0,0,ROUNDUP(Z80/T181,0))","v":0},{"$f":"IF(T181=0,0,ROUNDUP(AA80/T181,0))","v":0},{"$f":"IF(T181=0,0,ROUNDUP(AB80/T181,0))","v":0},0,null,17,{"$f":"IF(AI181=0,0,ROUNDUP(AF80/AI181,0))","v":0},{"$f":"IF(AI181=0,0,ROUNDUP(AG80/AI181,0))","v":0},{"$f":"IF(AI181=0,0,ROUNDUP(AH80/AI181,0))","v":0},{"$f":"IF(AI181=0,0,ROUNDUP(AI80/AI181,0))","v":0},{"$f":"IF(AI181=0,0,ROUNDUP(AJ80/AI181,0))","v":0},{"$f":"IF(AI181=0,0,ROUNDUP(AK80/AI181,0))","v":0},{"$f":"IF(AI181=0,0,ROUNDUP(AL80/AI181,0))","v":0},{"$f":"IF(AI181=0,0,ROUNDUP(AM80/AI181,0))","v":0},{"$f":"IF(AI181=0,0,ROUNDUP(AN80/AI181,0))","v":0},{"$f":"IF(AI181=0,0,ROUNDUP(AO80/AI181,0))","v":0},{"$f":"IF(AI181=0,0,ROUNDUP(AP80/AI181,0))","v":0},{"$f":"IF(AI181=0,0,ROUNDUP(AQ80/AI181,0))","v":0},0,null,null,null,17,{"$f":"IF(AZ181=0,0,ROUNDUP(AW80/AZ181,0))","v":0},{"$f":"IF(AZ181=0,0,ROUNDUP(AX80/AZ181,0))","v":0},{"$f":"IF(AZ181=0,0,ROUNDUP(AY80/AZ181,0))","v":0},{"$f":"IF(AZ181=0,0,ROUNDUP(AZ80/AZ181,0))","v":0},{"$f":"IF(AZ181=0,0,ROUNDUP(BA80/AZ181,0))","v":0},{"$f":"IF(AZ181=0,0,ROUNDUP(BB80/AZ181,0))","v":0},{"$f":"IF(AZ181=0,0,ROUNDUP(BC80/AZ181,0))","v":0},{"$f":"IF(AZ181=0,0,ROUNDUP(BD80/AZ181,0))","v":0},{"$f":"IF(AZ181=0,0,ROUNDUP(BE80/AZ181,0))","v":0},{"$f":"IF(AZ181=0,0,ROUNDUP(BF80/AZ181,0))","v":0},{"$f":"IF(AZ181=0,0,ROUNDUP(BG80/AZ181,0))","v":0},{"$f":"IF(AZ181=0,0,ROUNDUP(BH80/AZ181,0))","v":0},0,null,17,{"$f":"IF(BO181=0,0,ROUNDUP(BL80/BO181,0))","v":0},{"$f":"IF(BO181=0,0,ROUNDUP(BM80/BO181,0))","v":0},{"$f":"IF(BO181=0,0,ROUNDUP(BN80/BO181,0))","v":0},{"$f":"IF(BO181=0,0,ROUNDUP(BO80/BO181,0))","v":0},{"$f":"IF(BO181=0,0,ROUNDUP(BP80/BO181,0))","v":0},{"$f":"IF(BO181=0,0,ROUNDUP(BQ80/BO181,0))","v":0},{"$f":"IF(BO181=0,0,ROUNDUP(BR80/BO181,0))","v":0},{"$f":"IF(BO181=0,0,ROUNDUP(BS80/BO181,0))","v":0},{"$f":"IF(BO181=0,0,ROUNDUP(BT80/BO181,0))","v":0},{"$f":"IF(BO181=0,0,ROUNDUP(BU80/BO181,0))","v":0},{"$f":"IF(BO181=0,0,ROUNDUP(BV80/BO181,0))","v":0},{"$f":"IF(BO181=0,0,ROUNDUP(BW80/BO181,0))","v":0},0,null,17,{"$f":"IF(CD181=0,0,ROUNDUP(CA80/CD181,0))","v":0},{"$f":"IF(CD181=0,0,ROUNDUP(CB80/CD181,0))","v":0},{"$f":"IF(CD181=0,0,ROUNDUP(CC80/CD181,0))","v":0},{"$f":"IF(CD181=0,0,ROUNDUP(CD80/CD181,0))","v":0},{"$f":"IF(CD181=0,0,ROUNDUP(CE80/CD181,0))","v":0},{"$f":"IF(CD181=0,0,ROUNDUP(CF80/CD181,0))","v":0},{"$f":"IF(CD181=0,0,ROUNDUP(CG80/CD181,0))","v":0},{"$f":"IF(CD181=0,0,ROUNDUP(CH80/CD181,0))","v":0},{"$f":"IF(CD181=0,0,ROUNDUP(CI80/CD181,0))","v":0},{"$f":"IF(CD181=0,0,ROUNDUP(CJ80/CD181,0))","v":0},{"$f":"IF(CD181=0,0,ROUNDUP(CK80/CD181,0))","v":0},{"$f":"IF(CD181=0,0,ROUNDUP(CL80/CD181,0))","v":0},0]
[18,{"$f":"IF(E181=0,0,ROUNDUP(B81/E181,0))","v":0},{"$f":"IF(E181=0,0,ROUNDUP(C81/E181,0))","v":0},{"$f":"IF(E181=0,0,ROUNDUP(D81/E181,0))","v":0},{"$f":"IF(E181=0,0,ROUNDUP(E81/E181,0))","v":0},{"$f":"IF(E181=0,0,ROUNDUP(F81/E181,0))","v":0},{"$f":"IF(E181=0,0,ROUNDUP(G81/E181,0))","v":0},{"$f":"IF(E181=0,0,ROUNDUP(H81/E181,0))","v":0},{"$f":"IF(E181=0,0,ROUNDUP(I81/E181,0))","v":0},{"$f":"IF(E181=0,0,ROUNDUP(J81/E181,0))","v":0},{"$f":"IF(E181=0,0,ROUNDUP(K81/E181,0))","v":0},{"$f":"IF(E181=0,0,ROUNDUP(L81/E181,0))","v":0},{"$f":"IF(E181=0,0,ROUNDUP(M81/E181,0))","v":0},0,null,18,{"$f":"IF(T181=0,0,ROUNDUP(Q81/T181,0))","v":0},{"$f":"IF(T181=0,0,ROUNDUP(R81/T181,0))","v":0},{"$f":"IF(T181=0,0,ROUNDUP(S81/T181,0))","v":0},{"$f":"IF(T181=0,0,ROUNDUP(T81/T181,0))","v":0},{"$f":"IF(T181=0,0,ROUNDUP(U81/T181,0))","v":0},{"$f":"IF(T181=0,0,ROUNDUP(V81/T181,0))","v":0},{"$f":"IF(T181=0,0,ROUNDUP(W81/T181,0))","v":0},{"$f":"IF(T181=0,0,ROUNDUP(X81/T181,0))","v":0},{"$f":"IF(T181=0,0,ROUNDUP(Y81/T181,0))","v":0},{"$f":"IF(T181=0,0,ROUNDUP(Z81/T181,0))","v":0},{"$f":"IF(T181=0,0,ROUNDUP(AA81/T181,0))","v":0},{"$f":"IF(T181=0,0,ROUNDUP(AB81/T181,0))","v":0},0,null,18,{"$f":"IF(AI181=0,0,ROUNDUP(AF81/AI181,0))","v":0},{"$f":"IF(AI181=0,0,ROUNDUP(AG81/AI181,0))","v":0},{"$f":"IF(AI181=0,0,ROUNDUP(AH81/AI181,0))","v":0},{"$f":"IF(AI181=0,0,ROUNDUP(AI81/AI181,0))","v":0},{"$f":"IF(AI181=0,0,ROUNDUP(AJ81/AI181,0))","v":0},{"$f":"IF(AI181=0,0,ROUNDUP(AK81/AI181,0))","v":0},{"$f":"IF(AI181=0,0,ROUNDUP(AL81/AI181,0))","v":0},{"$f":"IF(AI181=0,0,ROUNDUP(AM81/AI181,0))","v":0},{"$f":"IF(AI181=0,0,ROUNDUP(AN81/AI181,0))","v":0},{"$f":"IF(AI181=0,0,ROUNDUP(AO81/AI181,0))","v":0},{"$f":"IF(AI181=0,0,ROUNDUP(AP81/AI181,0))","v":0},{"$f":"IF(AI181=0,0,ROUNDUP(AQ81/AI181,0))","v":0},0,null,null,null,18,{"$f":"IF(AZ181=0,0,ROUNDUP(AW81/AZ181,0))","v":0},{"$f":"IF(AZ181=0,0,ROUNDUP(AX81/AZ181,0))","v":0},{"$f":"IF(AZ181=0,0,ROUNDUP(AY81/AZ181,0))","v":0},{"$f":"IF(AZ181=0,0,ROUNDUP(AZ81/AZ181,0))","v":0},{"$f":"IF(AZ181=0,0,ROUNDUP(BA81/AZ181,0))","v":0},{"$f":"IF(AZ181=0,0,ROUNDUP(BB81/AZ181,0))","v":0},{"$f":"IF(AZ181=0,0,ROUNDUP(BC81/AZ181,0))","v":0},{"$f":"IF(AZ181=0,0,ROUNDUP(BD81/AZ181,0))","v":0},{"$f":"IF(AZ181=0,0,ROUNDUP(BE81/AZ181,0))","v":0},{"$f":"IF(AZ181=0,0,ROUNDUP(BF81/AZ181,0))","v":0},{"$f":"IF(AZ181=0,0,ROUNDUP(BG81/AZ181,0))","v":0},{"$f":"IF(AZ181=0,0,ROUNDUP(BH81/AZ181,0))","v":0},0,null,18,{"$f":"IF(BO181=0,0,ROUNDUP(BL81/BO181,0))","v":0},{"$f":"IF(BO181=0,0,ROUNDUP(BM81/BO181,0))","v":0},{"$f":"IF(BO181=0,0,ROUNDUP(BN81/BO181,0))","v":0},{"$f":"IF(BO181=0,0,ROUNDUP(BO81/BO181,0))","v":0},{"$f":"IF(BO181=0,0,ROUNDUP(BP81/BO181,0))","v":0},{"$f":"IF(BO181=0,0,ROUNDUP(BQ81/BO181,0))","v":0},{"$f":"IF(BO181=0,0,ROUNDUP(BR81/BO181,0))","v":0},{"$f":"IF(BO181=0,0,ROUNDUP(BS81/BO181,0))","v":0},{"$f":"IF(BO181=0,0,ROUNDUP(BT81/BO181,0))","v":0},{"$f":"IF(BO181=0,0,ROUNDUP(BU81/BO181,0))","v":0},{"$f":"IF(BO181=0,0,ROUNDUP(BV81/BO181,0))","v":0},{"$f":"IF(BO181=0,0,ROUNDUP(BW81/BO181,0))","v":0},0,null,18,{"$f":"IF(CD181=0,0,ROUNDUP(CA81/CD181,0))","v":0},{"$f":"IF(CD181=0,0,ROUNDUP(CB81/CD181,0))","v":0},{"$f":"IF(CD181=0,0,ROUNDUP(CC81/CD181,0))","v":0},{"$f":"IF(CD181=0,0,ROUNDUP(CD81/CD181,0))","v":0},{"$f":"IF(CD181=0,0,ROUNDUP(CE81/CD181,0))","v":0},{"$f":"IF(CD181=0,0,ROUNDUP(CF81/CD181,0))","v":0},{"$f":"IF(CD181=0,0,ROUNDUP(CG81/CD181,0))","v":0},{"$f":"IF(CD181=0,0,ROUNDUP(CH81/CD181,0))","v":0},{"$f":"IF(CD181=0,0,ROUNDUP(CI81/CD181,0))","v":0},{"$f":"IF(CD181=0,0,ROUNDUP(CJ81/CD181,0))","v":0},{"$f":"IF(CD181=0,0,ROUNDUP(CK81/CD181,0))","v":0},{"$f":"IF(CD181=0,0,ROUNDUP(CL81/CD181,0))","v":0},0]
[19,{"$f":"IF(E181=0,0,ROUNDUP(B82/E181,0))","v":0},{"$f":"IF(E181=0,0,ROUNDUP(C82/E181,0))","v":0},{"$f":"IF(E181=0,0,ROUNDUP(D82/E181,0))","v":0},{"$f":"IF(E181=0,0,ROUNDUP(E82/E181,0))","v":0},{"$f":"IF(E181=0,0,ROUNDUP(F82/E181,0))","v":0},{"$f":"IF(E181=0,0,ROUNDUP(G82/E181,0))","v":0},{"$f":"IF(E181=0,0,ROUNDUP(H82/E181,0))","v":0},{"$f":"IF(E181=0,0,ROUNDUP(I82/E181,0))","v":0},{"$f":"IF(E181=0,0,ROUNDUP(J82/E181,0))","v":0},{"$f":"IF(E181=0,0,ROUNDUP(K82/E181,0))","v":0},{"$f":"IF(E181=0,0,ROUNDUP(L82/E181,0))","v":0},{"$f":"IF(E181=0,0,ROUNDUP(M82/E181,0))","v":0},0,null,19,{"$f":"IF(T181=0,0,ROUNDUP(Q82/T181,0))","v":0},{"$f":"IF(T181=0,0,ROUNDUP(R82/T181,0))","v":0},{"$f":"IF(T181=0,0,ROUNDUP(S82/T181,0))","v":0},{"$f":"IF(T181=0,0,ROUNDUP(T82/T181,0))","v":0},{"$f":"IF(T181=0,0,ROUNDUP(U82/T181,0))","v":0},{"$f":"IF(T181=0,0,ROUNDUP(V82/T181,0))","v":0},{"$f":"IF(T181=0,0,ROUNDUP(W82/T181,0))","v":0},{"$f":"IF(T181=0,0,ROUNDUP(X82/T181,0))","v":0},{"$f":"IF(T181=0,0,ROUNDUP(Y82/T181,0))","v":0},{"$f":"IF(T181=0,0,ROUNDUP(Z82/T181,0))","v":0},{"$f":"IF(T181=0,0,ROUNDUP(AA82/T181,0))","v":0},{"$f":"IF(T181=0,0,ROUNDUP(AB82/T181,0))","v":0},0,null,19,{"$f":"IF(AI181=0,0,ROUNDUP(AF82/AI181,0))","v":0},{"$f":"IF(AI181=0,0,ROUNDUP(AG82/AI181,0))","v":0},{"$f":"IF(AI181=0,0,ROUNDUP(AH82/AI181,0))","v":0},{"$f":"IF(AI181=0,0,ROUNDUP(AI82/AI181,0))","v":0},{"$f":"IF(AI181=0,0,ROUNDUP(AJ82/AI181,0))","v":0},{"$f":"IF(AI181=0,0,ROUNDUP(AK82/AI181,0))","v":0},{"$f":"IF(AI181=0,0,ROUNDUP(AL82/AI181,0))","v":0},{"$f":"IF(AI181=0,0,ROUNDUP(AM82/AI181,0))","v":0},{"$f":"IF(AI181=0,0,ROUNDUP(AN82/AI181,0))","v":0},{"$f":"IF(AI181=0,0,ROUNDUP(AO82/AI181,0))","v":0},{"$f":"IF(AI181=0,0,ROUNDUP(AP82/AI181,0))","v":0},{"$f":"IF(AI181=0,0,ROUNDUP(AQ82/AI181,0))","v":0},0,null,null,null,19,{"$f":"IF(AZ181=0,0,ROUNDUP(AW82/AZ181,0))","v":0},{"$f":"IF(AZ181=0,0,ROUNDUP(AX82/AZ181,0))","v":0},{"$f":"IF(AZ181=0,0,ROUNDUP(AY82/AZ181,0))","v":0},{"$f":"IF(AZ181=0,0,ROUNDUP(AZ82/AZ181,0))","v":0},{"$f":"IF(AZ181=0,0,ROUNDUP(BA82/AZ181,0))","v":0},{"$f":"IF(AZ181=0,0,ROUNDUP(BB82/AZ181,0))","v":0},{"$f":"IF(AZ181=0,0,ROUNDUP(BC82/AZ181,0))","v":0},{"$f":"IF(AZ181=0,0,ROUNDUP(BD82/AZ181,0))","v":0},{"$f":"IF(AZ181=0,0,ROUNDUP(BE82/AZ181,0))","v":0},{"$f":"IF(AZ181=0,0,ROUNDUP(BF82/AZ181,0))","v":0},{"$f":"IF(AZ181=0,0,ROUNDUP(BG82/AZ181,0))","v":0},{"$f":"IF(AZ181=0,0,ROUNDUP(BH82/AZ181,0))","v":0},0,null,19,{"$f":"IF(BO181=0,0,ROUNDUP(BL82/BO181,0))","v":0},{"$f":"IF(BO181=0,0,ROUNDUP(BM82/BO181,0))","v":0},{"$f":"IF(BO181=0,0,ROUNDUP(BN82/BO181,0))","v":0},{"$f":"IF(BO181=0,0,ROUNDUP(BO82/BO181,0))","v":0},{"$f":"IF(BO181=0,0,ROUNDUP(BP82/BO181,0))","v":0},{"$f":"IF(BO181=0,0,ROUNDUP(BQ82/BO181,0))","v":0},{"$f":"IF(BO181=0,0,ROUNDUP(BR82/BO181,0))","v":0},{"$f":"IF(BO181=0,0,ROUNDUP(BS82/BO181,0))","v":0},{"$f":"IF(BO181=0,0,ROUNDUP(BT82/BO181,0))","v":0},{"$f":"IF(BO181=0,0,ROUNDUP(BU82/BO181,0))","v":0},{"$f":"IF(BO181=0,0,ROUNDUP(BV82/BO181,0))","v":0},{"$f":"IF(BO181=0,0,ROUNDUP(BW82/BO181,0))","v":0},0,null,19,{"$f":"IF(CD181=0,0,ROUNDUP(CA82/CD181,0))","v":0},{"$f":"IF(CD181=0,0,ROUNDUP(CB82/CD181,0))","v":0},{"$f":"IF(CD181=0,0,ROUNDUP(CC82/CD181,0))","v":0},{"$f":"IF(CD181=0,0,ROUNDUP(CD82/CD181,0))","v":0},{"$f":"IF(CD181=0,0,ROUNDUP(CE82/CD181,0))","v":0},{"$f":"IF(CD181=0,0,ROUNDUP(CF82/CD181,0))","v":0},{"$f":"IF(CD181=0,0,ROUNDUP(CG82/CD181,0))","v":0},{"$f":"IF(CD181=0,0,ROUNDUP(CH82/CD181,0))","v":0},{"$f":"IF(CD181=0,0,ROUNDUP(CI82/CD181,0))","v":0},{"$f":"IF(CD181=0,0,ROUNDUP(CJ82/CD181,0))","v":0},{"$f":"IF(CD181=0,0,ROUNDUP(CK82/CD181,0))","v":0},{"$f":"IF(CD181=0,0,ROUNDUP(CL82/CD181,0))","v":0},0]
[20,{"$f":"IF(E181=0,0,ROUNDUP(B83/E181,0))","v":0},{"$f":"IF(E181=0,0,ROUNDUP(C83/E181,0))","v":0},{"$f":"IF(E181=0,0,ROUNDUP(D83/E181,0))","v":0},{"$f":"IF(E181=0,0,ROUNDUP(E83/E181,0))","v":0},{"$f":"IF(E181=0,0,ROUNDUP(F83/E181,0))","v":0},{"$f":"IF(E181=0,0,ROUNDUP(G83/E181,0))","v":0},{"$f":"IF(E181=0,0,ROUNDUP(H83/E181,0))","v":0},{"$f":"IF(E181=0,0,ROUNDUP(I83/E181,0))","v":0},{"$f":"IF(E181=0,0,ROUNDUP(J83/E181,0))","v":0},{"$f":"IF(E181=0,0,ROUNDUP(K83/E181,0))","v":0},{"$f":"IF(E181=0,0,ROUNDUP(L83/E181,0))","v":0},{"$f":"IF(E181=0,0,ROUNDUP(M83/E181,0))","v":0},0,null,20,{"$f":"IF(T181=0,0,ROUNDUP(Q83/T181,0))","v":0},{"$f":"IF(T181=0,0,ROUNDUP(R83/T181,0))","v":0},{"$f":"IF(T181=0,0,ROUNDUP(S83/T181,0))","v":0},{"$f":"IF(T181=0,0,ROUNDUP(T83/T181,0))","v":0},{"$f":"IF(T181=0,0,ROUNDUP(U83/T181,0))","v":0},{"$f":"IF(T181=0,0,ROUNDUP(V83/T181,0))","v":0},{"$f":"IF(T181=0,0,ROUNDUP(W83/T181,0))","v":0},{"$f":"IF(T181=0,0,ROUNDUP(X83/T181,0))","v":0},{"$f":"IF(T181=0,0,ROUNDUP(Y83/T181,0))","v":0},{"$f":"IF(T181=0,0,ROUNDUP(Z83/T181,0))","v":0},{"$f":"IF(T181=0,0,ROUNDUP(AA83/T181,0))","v":0},{"$f":"IF(T181=0,0,ROUNDUP(AB83/T181,0))","v":0},0,null,20,{"$f":"IF(AI181=0,0,ROUNDUP(AF83/AI181,0))","v":0},{"$f":"IF(AI181=0,0,ROUNDUP(AG83/AI181,0))","v":0},{"$f":"IF(AI181=0,0,ROUNDUP(AH83/AI181,0))","v":0},{"$f":"IF(AI181=0,0,ROUNDUP(AI83/AI181,0))","v":0},{"$f":"IF(AI181=0,0,ROUNDUP(AJ83/AI181,0))","v":0},{"$f":"IF(AI181=0,0,ROUNDUP(AK83/AI181,0))","v":0},{"$f":"IF(AI181=0,0,ROUNDUP(AL83/AI181,0))","v":0},{"$f":"IF(AI181=0,0,ROUNDUP(AM83/AI181,0))","v":0},{"$f":"IF(AI181=0,0,ROUNDUP(AN83/AI181,0))","v":0},{"$f":"IF(AI181=0,0,ROUNDUP(AO83/AI181,0))","v":0},{"$f":"IF(AI181=0,0,ROUNDUP(AP83/AI181,0))","v":0},{"$f":"IF(AI181=0,0,ROUNDUP(AQ83/AI181,0))","v":0},0,null,null,null,20,{"$f":"IF(AZ181=0,0,ROUNDUP(AW83/AZ181,0))","v":0},{"$f":"IF(AZ181=0,0,ROUNDUP(AX83/AZ181,0))","v":0},{"$f":"IF(AZ181=0,0,ROUNDUP(AY83/AZ181,0))","v":0},{"$f":"IF(AZ181=0,0,ROUNDUP(AZ83/AZ181,0))","v":0},{"$f":"IF(AZ181=0,0,ROUNDUP(BA83/AZ181,0))","v":0},{"$f":"IF(AZ181=0,0,ROUNDUP(BB83/AZ181,0))","v":0},{"$f":"IF(AZ181=0,0,ROUNDUP(BC83/AZ181,0))","v":0},{"$f":"IF(AZ181=0,0,ROUNDUP(BD83/AZ181,0))","v":0},{"$f":"IF(AZ181=0,0,ROUNDUP(BE83/AZ181,0))","v":0},{"$f":"IF(AZ181=0,0,ROUNDUP(BF83/AZ181,0))","v":0},{"$f":"IF(AZ181=0,0,ROUNDUP(BG83/AZ181,0))","v":0},{"$f":"IF(AZ181=0,0,ROUNDUP(BH83/AZ181,0))","v":0},0,null,20,{"$f":"IF(BO181=0,0,ROUNDUP(BL83/BO181,0))","v":0},{"$f":"IF(BO181=0,0,ROUNDUP(BM83/BO181,0))","v":0},{"$f":"IF(BO181=0,0,ROUNDUP(BN83/BO181,0))","v":0},{"$f":"IF(BO181=0,0,ROUNDUP(BO83/BO181,0))","v":0},{"$f":"IF(BO181=0,0,ROUNDUP(BP83/BO181,0))","v":0},{"$f":"IF(BO181=0,0,ROUNDUP(BQ83/BO181,0))","v":0},{"$f":"IF(BO181=0,0,ROUNDUP(BR83/BO181,0))","v":0},{"$f":"IF(BO181=0,0,ROUNDUP(BS83/BO181,0))","v":0},{"$f":"IF(BO181=0,0,ROUNDUP(BT83/BO181,0))","v":0},{"$f":"IF(BO181=0,0,ROUNDUP(BU83/BO181,0))","v":0},{"$f":"IF(BO181=0,0,ROUNDUP(BV83/BO181,0))","v":0},{"$f":"IF(BO181=0,0,ROUNDUP(BW83/BO181,0))","v":0},0,null,20,{"$f":"IF(CD181=0,0,ROUNDUP(CA83/CD181,0))","v":0},{"$f":"IF(CD181=0,0,ROUNDUP(CB83/CD181,0))","v":0},{"$f":"IF(CD181=0,0,ROUNDUP(CC83/CD181,0))","v":0},{"$f":"IF(CD181=0,0,ROUNDUP(CD83/CD181,0))","v":0},{"$f":"IF(CD181=0,0,ROUNDUP(CE83/CD181,0))","v":0},{"$f":"IF(CD181=0,0,ROUNDUP(CF83/CD181,0))","v":0},{"$f":"IF(CD181=0,0,ROUNDUP(CG83/CD181,0))","v":0},{"$f":"IF(CD181=0,0,ROUNDUP(CH83/CD181,0))","v":0},{"$f":"IF(CD181=0,0,ROUNDUP(CI83/CD181,0))","v":0},{"$f":"IF(CD181=0,0,ROUNDUP(CJ83/CD181,0))","v":0},{"$f":"IF(CD181=0,0,ROUNDUP(CK83/CD181,0))","v":0},{"$f":"IF(CD181=0,0,ROUNDUP(CL83/CD181,0))","v":0},0]
[21,{"$f":"IF(E181=0,0,ROUNDUP(B84/E181,0))","v":0},{"$f":"IF(E181=0,0,ROUNDUP(C84/E181,0))","v":0},{"$f":"IF(E181=0,0,ROUNDUP(D84/E181,0))","v":0},{"$f":"IF(E181=0,0,ROUNDUP(E84/E181,0))","v":0},{"$f":"IF(E181=0,0,ROUNDUP(F84/E181,0))","v":0},{"$f":"IF(E181=0,0,ROUNDUP(G84/E181,0))","v":0},{"$f":"IF(E181=0,0,ROUNDUP(H84/E181,0))","v":0},{"$f":"IF(E181=0,0,ROUNDUP(I84/E181,0))","v":0},{"$f":"IF(E181=0,0,ROUNDUP(J84/E181,0))","v":0},{"$f":"IF(E181=0,0,ROUNDUP(K84/E181,0))","v":0},{"$f":"IF(E181=0,0,ROUNDUP(L84/E181,0))","v":0},{"$f":"IF(E181=0,0,ROUNDUP(M84/E181,0))","v":0},0,null,21,{"$f":"IF(T181=0,0,ROUNDUP(Q84/T181,0))","v":0},{"$f":"IF(T181=0,0,ROUNDUP(R84/T181,0))","v":0},{"$f":"IF(T181=0,0,ROUNDUP(S84/T181,0))","v":0},{"$f":"IF(T181=0,0,ROUNDUP(T84/T181,0))","v":0},{"$f":"IF(T181=0,0,ROUNDUP(U84/T181,0))","v":0},{"$f":"IF(T181=0,0,ROUNDUP(V84/T181,0))","v":0},{"$f":"IF(T181=0,0,ROUNDUP(W84/T181,0))","v":0},{"$f":"IF(T181=0,0,ROUNDUP(X84/T181,0))","v":0},{"$f":"IF(T181=0,0,ROUNDUP(Y84/T181,0))","v":0},{"$f":"IF(T181=0,0,ROUNDUP(Z84/T181,0))","v":0},{"$f":"IF(T181=0,0,ROUNDUP(AA84/T181,0))","v":0},{"$f":"IF(T181=0,0,ROUNDUP(AB84/T181,0))","v":0},0,null,21,{"$f":"IF(AI181=0,0,ROUNDUP(AF84/AI181,0))","v":0},{"$f":"IF(AI181=0,0,ROUNDUP(AG84/AI181,0))","v":0},{"$f":"IF(AI181=0,0,ROUNDUP(AH84/AI181,0))","v":0},{"$f":"IF(AI181=0,0,ROUNDUP(AI84/AI181,0))","v":0},{"$f":"IF(AI181=0,0,ROUNDUP(AJ84/AI181,0))","v":0},{"$f":"IF(AI181=0,0,ROUNDUP(AK84/AI181,0))","v":0},{"$f":"IF(AI181=0,0,ROUNDUP(AL84/AI181,0))","v":0},{"$f":"IF(AI181=0,0,ROUNDUP(AM84/AI181,0))","v":0},{"$f":"IF(AI181=0,0,ROUNDUP(AN84/AI181,0))","v":0},{"$f":"IF(AI181=0,0,ROUNDUP(AO84/AI181,0))","v":0},{"$f":"IF(AI181=0,0,ROUNDUP(AP84/AI181,0))","v":0},{"$f":"IF(AI181=0,0,ROUNDUP(AQ84/AI181,0))","v":0},0,null,null,null,21,{"$f":"IF(AZ181=0,0,ROUNDUP(AW84/AZ181,0))","v":0},{"$f":"IF(AZ181=0,0,ROUNDUP(AX84/AZ181,0))","v":0},{"$f":"IF(AZ181=0,0,ROUNDUP(AY84/AZ181,0))","v":0},{"$f":"IF(AZ181=0,0,ROUNDUP(AZ84/AZ181,0))","v":0},{"$f":"IF(AZ181=0,0,ROUNDUP(BA84/AZ181,0))","v":0},{"$f":"IF(AZ181=0,0,ROUNDUP(BB84/AZ181,0))","v":0},{"$f":"IF(AZ181=0,0,ROUNDUP(BC84/AZ181,0))","v":0},{"$f":"IF(AZ181=0,0,ROUNDUP(BD84/AZ181,0))","v":0},{"$f":"IF(AZ181=0,0,ROUNDUP(BE84/AZ181,0))","v":0},{"$f":"IF(AZ181=0,0,ROUNDUP(BF84/AZ181,0))","v":0},{"$f":"IF(AZ181=0,0,ROUNDUP(BG84/AZ181,0))","v":0},{"$f":"IF(AZ181=0,0,ROUNDUP(BH84/AZ181,0))","v":0},0,null,21,{"$f":"IF(BO181=0,0,ROUNDUP(BL84/BO181,0))","v":0},{"$f":"IF(BO181=0,0,ROUNDUP(BM84/BO181,0))","v":0},{"$f":"IF(BO181=0,0,ROUNDUP(BN84/BO181,0))","v":0},{"$f":"IF(BO181=0,0,ROUNDUP(BO84/BO181,0))","v":0},{"$f":"IF(BO181=0,0,ROUNDUP(BP84/BO181,0))","v":0},{"$f":"IF(BO181=0,0,ROUNDUP(BQ84/BO181,0))","v":0},{"$f":"IF(BO181=0,0,ROUNDUP(BR84/BO181,0))","v":0},{"$f":"IF(BO181=0,0,ROUNDUP(BS84/BO181,0))","v":0},{"$f":"IF(BO181=0,0,ROUNDUP(BT84/BO181,0))","v":0},{"$f":"IF(BO181=0,0,ROUNDUP(BU84/BO181,0))","v":0},{"$f":"IF(BO181=0,0,ROUNDUP(BV84/BO181,0))","v":0},{"$f":"IF(BO181=0,0,ROUNDUP(BW84/BO181,0))","v":0},0,null,21,{"$f":"IF(CD181=0,0,ROUNDUP(CA84/CD181,0))","v":0},{"$f":"IF(CD181=0,0,ROUNDUP(CB84/CD181,0))","v":0},{"$f":"IF(CD181=0,0,ROUNDUP(CC84/CD181,0))","v":0},{"$f":"IF(CD181=0,0,ROUNDUP(CD84/CD181,0))","v":0},{"$f":"IF(CD181=0,0,ROUNDUP(CE84/CD181,0))","v":0},{"$f":"IF(CD181=0,0,ROUNDUP(CF84/CD181,0))","v":0},{"$f":"IF(CD181=0,0,ROUNDUP(CG84/CD181,0))","v":0},{"$f":"IF(CD181=0,0,ROUNDUP(CH84/CD181,0))","v":0},{"$f":"IF(CD181=0,0,ROUNDUP(CI84/CD181,0))","v":0},{"$f":"IF(CD181=0,0,ROUNDUP(CJ84/CD181,0))","v":0},{"$f":"IF(CD181=0,0,ROUNDUP(CK84/CD181,0))","v":0},{"$f":"IF(CD181=0,0,ROUNDUP(CL84/CD181,0))","v":0},0]
[22,{"$f":"IF(E181=0,0,ROUNDUP(B85/E181,0))","v":0},{"$f":"IF(E181=0,0,ROUNDUP(C85/E181,0))","v":0},{"$f":"IF(E181=0,0,ROUNDUP(D85/E181,0))","v":0},{"$f":"IF(E181=0,0,ROUNDUP(E85/E181,0))","v":0},{"$f":"IF(E181=0,0,ROUNDUP(F85/E181,0))","v":0},{"$f":"IF(E181=0,0,ROUNDUP(G85/E181,0))","v":0},{"$f":"IF(E181=0,0,ROUNDUP(H85/E181,0))","v":0},{"$f":"IF(E181=0,0,ROUNDUP(I85/E181,0))","v":0},{"$f":"IF(E181=0,0,ROUNDUP(J85/E181,0))","v":0},{"$f":"IF(E181=0,0,ROUNDUP(K85/E181,0))","v":0},{"$f":"IF(E181=0,0,ROUNDUP(L85/E181,0))","v":0},{"$f":"IF(E181=0,0,ROUNDUP(M85/E181,0))","v":0},0,null,22,{"$f":"IF(T181=0,0,ROUNDUP(Q85/T181,0))","v":0},{"$f":"IF(T181=0,0,ROUNDUP(R85/T181,0))","v":0},{"$f":"IF(T181=0,0,ROUNDUP(S85/T181,0))","v":0},{"$f":"IF(T181=0,0,ROUNDUP(T85/T181,0))","v":0},{"$f":"IF(T181=0,0,ROUNDUP(U85/T181,0))","v":0},{"$f":"IF(T181=0,0,ROUNDUP(V85/T181,0))","v":0},{"$f":"IF(T181=0,0,ROUNDUP(W85/T181,0))","v":0},{"$f":"IF(T181=0,0,ROUNDUP(X85/T181,0))","v":0},{"$f":"IF(T181=0,0,ROUNDUP(Y85/T181,0))","v":0},{"$f":"IF(T181=0,0,ROUNDUP(Z85/T181,0))","v":0},{"$f":"IF(T181=0,0,ROUNDUP(AA85/T181,0))","v":0},{"$f":"IF(T181=0,0,ROUNDUP(AB85/T181,0))","v":0},0,null,22,{"$f":"IF(AI181=0,0,ROUNDUP(AF85/AI181,0))","v":0},{"$f":"IF(AI181=0,0,ROUNDUP(AG85/AI181,0))","v":0},{"$f":"IF(AI181=0,0,ROUNDUP(AH85/AI181,0))","v":0},{"$f":"IF(AI181=0,0,ROUNDUP(AI85/AI181,0))","v":0},{"$f":"IF(AI181=0,0,ROUNDUP(AJ85/AI181,0))","v":0},{"$f":"IF(AI181=0,0,ROUNDUP(AK85/AI181,0))","v":0},{"$f":"IF(AI181=0,0,ROUNDUP(AL85/AI181,0))","v":0},{"$f":"IF(AI181=0,0,ROUNDUP(AM85/AI181,0))","v":0},{"$f":"IF(AI181=0,0,ROUNDUP(AN85/AI181,0))","v":0},{"$f":"IF(AI181=0,0,ROUNDUP(AO85/AI181,0))","v":0},{"$f":"IF(AI181=0,0,ROUNDUP(AP85/AI181,0))","v":0},{"$f":"IF(AI181=0,0,ROUNDUP(AQ85/AI181,0))","v":0},0,null,null,null,22,{"$f":"IF(AZ181=0,0,ROUNDUP(AW85/AZ181,0))","v":0},{"$f":"IF(AZ181=0,0,ROUNDUP(AX85/AZ181,0))","v":0},{"$f":"IF(AZ181=0,0,ROUNDUP(AY85/AZ181,0))","v":0},{"$f":"IF(AZ181=0,0,ROUNDUP(AZ85/AZ181,0))","v":0},{"$f":"IF(AZ181=0,0,ROUNDUP(BA85/AZ181,0))","v":0},{"$f":"IF(AZ181=0,0,ROUNDUP(BB85/AZ181,0))","v":0},{"$f":"IF(AZ181=0,0,ROUNDUP(BC85/AZ181,0))","v":0},{"$f":"IF(AZ181=0,0,ROUNDUP(BD85/AZ181,0))","v":0},{"$f":"IF(AZ181=0,0,ROUNDUP(BE85/AZ181,0))","v":0},{"$f":"IF(AZ181=0,0,ROUNDUP(BF85/AZ181,0))","v":0},{"$f":"IF(AZ181=0,0,ROUNDUP(BG85/AZ181,0))","v":0},{"$f":"IF(AZ181=0,0,ROUNDUP(BH85/AZ181,0))","v":0},0,null,22,{"$f":"IF(BO181=0,0,ROUNDUP(BL85/BO181,0))","v":0},{"$f":"IF(BO181=0,0,ROUNDUP(BM85/BO181,0))","v":0},{"$f":"IF(BO181=0,0,ROUNDUP(BN85/BO181,0))","v":0},{"$f":"IF(BO181=0,0,ROUNDUP(BO85/BO181,0))","v":0},{"$f":"IF(BO181=0,0,ROUNDUP(BP85/BO181,0))","v":0},{"$f":"IF(BO181=0,0,ROUNDUP(BQ85/BO181,0))","v":0},{"$f":"IF(BO181=0,0,ROUNDUP(BR85/BO181,0))","v":0},{"$f":"IF(BO181=0,0,ROUNDUP(BS85/BO181,0))","v":0},{"$f":"IF(BO181=0,0,ROUNDUP(BT85/BO181,0))","v":0},{"$f":"IF(BO181=0,0,ROUNDUP(BU85/BO181,0))","v":0},{"$f":"IF(BO181=0,0,ROUNDUP(BV85/BO181,0))","v":0},{"$f":"IF(BO181=0,0,ROUNDUP(BW85/BO181,0))","v":0},0,null,22,{"$f":"IF(CD181=0,0,ROUNDUP(CA85/CD181,0))","v":0},{"$f":"IF(CD181=0,0,ROUNDUP(CB85/CD181,0))","v":0},{"$f":"IF(CD181=0,0,ROUNDUP(CC85/CD181,0))","v":0},{"$f":"IF(CD181=0,0,ROUNDUP(CD85/CD181,0))","v":0},{"$f":"IF(CD181=0,0,ROUNDUP(CE85/CD181,0))","v":0},{"$f":"IF(CD181=0,0,ROUNDUP(CF85/CD181,0))","v":0},{"$f":"IF(CD181=0,0,ROUNDUP(CG85/CD181,0))","v":0},{"$f":"IF(CD181=0,0,ROUNDUP(CH85/CD181,0))","v":0},{"$f":"IF(CD181=0,0,ROUNDUP(CI85/CD181,0))","v":0},{"$f":"IF(CD181=0,0,ROUNDUP(CJ85/CD181,0))","v":0},{"$f":"IF(CD181=0,0,ROUNDUP(CK85/CD181,0))","v":0},{"$f":"IF(CD181=0,0,ROUNDUP(CL85/CD181,0))","v":0},0]
[23,{"$f":"IF(E181=0,0,ROUNDUP(B86/E181,0))","v":0},{"$f":"IF(E181=0,0,ROUNDUP(C86/E181,0))","v":0},{"$f":"IF(E181=0,0,ROUNDUP(D86/E181,0))","v":0},{"$f":"IF(E181=0,0,ROUNDUP(E86/E181,0))","v":0},{"$f":"IF(E181=0,0,ROUNDUP(F86/E181,0))","v":0},{"$f":"IF(E181=0,0,ROUNDUP(G86/E181,0))","v":0},{"$f":"IF(E181=0,0,ROUNDUP(H86/E181,0))","v":0},{"$f":"IF(E181=0,0,ROUNDUP(I86/E181,0))","v":0},{"$f":"IF(E181=0,0,ROUNDUP(J86/E181,0))","v":0},{"$f":"IF(E181=0,0,ROUNDUP(K86/E181,0))","v":0},{"$f":"IF(E181=0,0,ROUNDUP(L86/E181,0))","v":0},{"$f":"IF(E181=0,0,ROUNDUP(M86/E181,0))","v":0},0,null,23,{"$f":"IF(T181=0,0,ROUNDUP(Q86/T181,0))","v":0},{"$f":"IF(T181=0,0,ROUNDUP(R86/T181,0))","v":0},{"$f":"IF(T181=0,0,ROUNDUP(S86/T181,0))","v":0},{"$f":"IF(T181=0,0,ROUNDUP(T86/T181,0))","v":0},{"$f":"IF(T181=0,0,ROUNDUP(U86/T181,0))","v":0},{"$f":"IF(T181=0,0,ROUNDUP(V86/T181,0))","v":0},{"$f":"IF(T181=0,0,ROUNDUP(W86/T181,0))","v":0},{"$f":"IF(T181=0,0,ROUNDUP(X86/T181,0))","v":0},{"$f":"IF(T181=0,0,ROUNDUP(Y86/T181,0))","v":0},{"$f":"IF(T181=0,0,ROUNDUP(Z86/T181,0))","v":0},{"$f":"IF(T181=0,0,ROUNDUP(AA86/T181,0))","v":0},{"$f":"IF(T181=0,0,ROUNDUP(AB86/T181,0))","v":0},0,null,23,{"$f":"IF(AI181=0,0,ROUNDUP(AF86/AI181,0))","v":0},{"$f":"IF(AI181=0,0,ROUNDUP(AG86/AI181,0))","v":0},{"$f":"IF(AI181=0,0,ROUNDUP(AH86/AI181,0))","v":0},{"$f":"IF(AI181=0,0,ROUNDUP(AI86/AI181,0))","v":0},{"$f":"IF(AI181=0,0,ROUNDUP(AJ86/AI181,0))","v":0},{"$f":"IF(AI181=0,0,ROUNDUP(AK86/AI181,0))","v":0},{"$f":"IF(AI181=0,0,ROUNDUP(AL86/AI181,0))","v":0},{"$f":"IF(AI181=0,0,ROUNDUP(AM86/AI181,0))","v":0},{"$f":"IF(AI181=0,0,ROUNDUP(AN86/AI181,0))","v":0},{"$f":"IF(AI181=0,0,ROUNDUP(AO86/AI181,0))","v":0},{"$f":"IF(AI181=0,0,ROUNDUP(AP86/AI181,0))","v":0},{"$f":"IF(AI181=0,0,ROUNDUP(AQ86/AI181,0))","v":0},0,null,null,null,23,{"$f":"IF(AZ181=0,0,ROUNDUP(AW86/AZ181,0))","v":0},{"$f":"IF(AZ181=0,0,ROUNDUP(AX86/AZ181,0))","v":0},{"$f":"IF(AZ181=0,0,ROUNDUP(AY86/AZ181,0))","v":0},{"$f":"IF(AZ181=0,0,ROUNDUP(AZ86/AZ181,0))","v":0},{"$f":"IF(AZ181=0,0,ROUNDUP(BA86/AZ181,0))","v":0},{"$f":"IF(AZ181=0,0,ROUNDUP(BB86/AZ181,0))","v":0},{"$f":"IF(AZ181=0,0,ROUNDUP(BC86/AZ181,0))","v":0},{"$f":"IF(AZ181=0,0,ROUNDUP(BD86/AZ181,0))","v":0},{"$f":"IF(AZ181=0,0,ROUNDUP(BE86/AZ181,0))","v":0},{"$f":"IF(AZ181=0,0,ROUNDUP(BF86/AZ181,0))","v":0},{"$f":"IF(AZ181=0,0,ROUNDUP(BG86/AZ181,0))","v":0},{"$f":"IF(AZ181=0,0,ROUNDUP(BH86/AZ181,0))","v":0},0,null,23,{"$f":"IF(BO181=0,0,ROUNDUP(BL86/BO181,0))","v":0},{"$f":"IF(BO181=0,0,ROUNDUP(BM86/BO181,0))","v":0},{"$f":"IF(BO181=0,0,ROUNDUP(BN86/BO181,0))","v":0},{"$f":"IF(BO181=0,0,ROUNDUP(BO86/BO181,0))","v":0},{"$f":"IF(BO181=0,0,ROUNDUP(BP86/BO181,0))","v":0},{"$f":"IF(BO181=0,0,ROUNDUP(BQ86/BO181,0))","v":0},{"$f":"IF(BO181=0,0,ROUNDUP(BR86/BO181,0))","v":0},{"$f":"IF(BO181=0,0,ROUNDUP(BS86/BO181,0))","v":0},{"$f":"IF(BO181=0,0,ROUNDUP(BT86/BO181,0))","v":0},{"$f":"IF(BO181=0,0,ROUNDUP(BU86/BO181,0))","v":0},{"$f":"IF(BO181=0,0,ROUNDUP(BV86/BO181,0))","v":0},{"$f":"IF(BO181=0,0,ROUNDUP(BW86/BO181,0))","v":0},0,null,23,{"$f":"IF(CD181=0,0,ROUNDUP(CA86/CD181,0))","v":0},{"$f":"IF(CD181=0,0,ROUNDUP(CB86/CD181,0))","v":0},{"$f":"IF(CD181=0,0,ROUNDUP(CC86/CD181,0))","v":0},{"$f":"IF(CD181=0,0,ROUNDUP(CD86/CD181,0))","v":0},{"$f":"IF(CD181=0,0,ROUNDUP(CE86/CD181,0))","v":0},{"$f":"IF(CD181=0,0,ROUNDUP(CF86/CD181,0))","v":0},{"$f":"IF(CD181=0,0,ROUNDUP(CG86/CD181,0))","v":0},{"$f":"IF(CD181=0,0,ROUNDUP(CH86/CD181,0))","v":0},{"$f":"IF(CD181=0,0,ROUNDUP(CI86/CD181,0))","v":0},{"$f":"IF(CD181=0,0,ROUNDUP(CJ86/CD181,0))","v":0},{"$f":"IF(CD181=0,0,ROUNDUP(CK86/CD181,0))","v":0},{"$f":"IF(CD181=0,0,ROUNDUP(CL86/CD181,0))","v":0},0]
["kWh/日",{"$f":"SUM(B183:B206)","v":0},{"$f":"SUM(C183:C206)","v":0},0,0,0,0,0,0,0,0,0,0,{"$f":"SUM(B207:M207)","v":0},null,"kWh/日",{"$f":"SUM(Q183:Q206)","v":0},{"$f":"SUM(R183:R206)","v":0},0,0,0,0,0,0,0,0,0,0,{"$f":"SUM(Q207:AB207)","v":0},null,"kWh/日",{"$f":"SUM(AF183:AF206)","v":0},{"$f":"SUM(AG183:AG206)","v":0},0,0,0,0,0,0,0,0,0,0,{"$f":"SUM(AF207:AQ207)","v":0},null,null,null,"kWh/日",{"$f":"SUM(AW183:AW206)","v":0},{"$f":"SUM(AX183:AX206)","v":0},0,0,0,0,0,0,0,0,0,0,{"$f":"SUM(AW207:BH207)","v":0},null,"kWh/日",{"$f":"SUM(BL183:BL206)","v":0},{"$f":"SUM(BM183:BM206)","v":0},0,0,0,0,0,0,0,0,0,0,{"$f":"SUM(BL207:BW207)","v":0},null,"kWh/日",{"$f":"SUM(CA183:CA206)","v":0},{"$f":"SUM(CB183:CB206)","v":0},0,0,0,0,0,0,0,0,0,0,{"$f":"SUM(CA207:CL207)","v":0}]
["日",{"$f":"B$28","v":20},{"$f":"C$28","v":20},22,20,20,22,20,23,20,21,20,21,{"$f":"SUM(B208:M208)","v":249},null,"日",{"$f":"Q$28","v":4},{"$f":"R$28","v":3},4,4,4,4,5,4,4,4,4,4,{"$f":"SUM(Q208:AB208)","v":48},null,"日",{"$f":"AF$28","v":7},{"$f":"AG$28","v":5},5,6,7,4,6,4,6,6,6,6,{"$f":"SUM(AF208:AQ208)","v":68},null,null,null,"日",{"$f":"AW$28","v":20},{"$f":"AX$28","v":20},22,20,20,22,20,23,20,21,20,21,{"$f":"SUM(AW208:BH208)","v":249},null,"日",{"$f":"BL$28","v":4},{"$f":"BM$28","v":3},4,4,4,4,5,4,4,4,4,4,{"$f":"SUM(BL208:BW208)","v":48},null,"日",{"$f":"CA$28","v":7},{"$f":"CB$28","v":5},5,6,7,4,6,4,6,6,6,6,{"$f":"SUM(CA208:CL208)","v":68}]
["MWh/月",{"$f":"B207*B208/1000","v":0},{"$f":"C207*C208/1000","v":0},0,0,0,0,0,0,0,0,0,0,{"$f":"SUM(B209:M209)","v":0},null,"MWh/月",{"$f":"Q207*Q208/1000","v":0},{"$f":"R207*R208/1000","v":0},0,0,0,0,0,0,0,0,0,0,{"$f":"SUM(Q209:AB209)","v":0},null,"MWh/月",{"$f":"AF207*AF208/1000","v":0},{"$f":"AG207*AG208/1000","v":0},0,0,0,0,0,0,0,0,0,0,{"$f":"SUM(AF209:AQ209)","v":0},null,null,null,"MWh/月",{"$f":"AW207*AW208/1000","v":0},{"$f":"AX207*AX208/1000","v":0},0,0,0,0,0,0,0,0,0,0,{"$f":"SUM(AW209:BH209)","v":0},null,"MWh/月",{"$f":"BL207*BL208/1000","v":0},{"$f":"BM207*BM208/1000","v":0},0,0,0,0,0,0,0,0,0,0,{"$f":"SUM(BL209:BW209)","v":0},null,"MWh/月",{"$f":"CA207*CA208/1000","v":0},{"$f":"CB207*CB208/1000","v":0},0,0,0,0,0,0,0,0,0,0,{"$f":"SUM(CA209:CL209)","v":0}]
[]
["暖房用ガス消費量",null,null,"機器容量",{"$f":"詳細版!AC5","v":0},"kW",null,"暖房効率",{"$f":"詳細版!AF5","v":1.4},null,null,null,"新設建物（電力・熱融通エリア）","（平日）",null,"暖房用ガス消費量",null,null,"機器容量",{"$f":"E211","v":0},"kW",null,"暖房効率",{"$f":"I211","v":1.4},null,null,null,"新設建物（電力・熱融通エリア）","（土曜）",null,"暖房用ガス消費量",null,null,"機器容量",{"$f":"T211","v":0},"kW",null,"暖房効率",{"$f":"X211","v":1.4},null,null,null,"新設建物（電力・熱融通エリア）","（休日）",null,null,null,"暖房用ガス消費量",null,null,"機器容量",{"$f":"詳細版!AC9","v":0},"kW",null,"暖房効率",{"$f":"詳細版!AF9","v":1.2},null,null,null,"既設建物（熱融通エリア）","（平日）",null,"暖房用ガス消費量",null,null,"機器容量",{"$f":"AZ211","v":0},"kW",null,"暖房効率",{"$f":"BD211","v":1.2},null,null,null,"既設建物（熱融通エリア）","（土曜）",null,"暖房用ガス消費量",null,null,"機器容量",{"$f":"BO211","v":0},"kW",null,"暖房効率",{"$f":"BS211","v":1.2},null,null,null,"既設建物（熱融通エリア）","（休日）"]
["kWh","1月","2月","3月","4月","5月","6月","7月","8月","9月","10月","11月","12月","計",null,"kWh","1月","2月","3月","4月","5月","6月","7月","8月","9月","10月","11月","12月","計",null,"kWh","1月","2月","3月","4月","5月","6月","7月","8月","9月","10月","11月","12月","計",null,null,null,"kWh","1月","2月","3月","4月","5月","6月","7月","8月","9月","10月","11月","12月","計",null,"kWh","1月","2月","3月","4月","5月","6月","7月","8月","9月","10月","11月","12月","計",null,"kWh","1月","2月","3月","4月","5月","6月","7月","8月","9月","10月","11月","12月","計"]
[0,{"$f":"MIN(E$211,B63)/I$211","v":0},{"$f":"MIN(E$211,C63)/I$211","v":0},{"$f":"MIN(E$211,D63)/I$211","v":0},{"$f":"MIN(E$211,E63)/I$211","v":0},{"$f":"MIN(E$211,F63)/I$211","v":0},{"$f":"MIN(E$211,G63)/I$211","v":0},{"$f":"MIN(E$211,H63)/I$211","v":0},{"$f":"MIN(E$211,I63)/I$211","v":0},{"$f":"MIN(E$211,J63)/I$211","v":0},{"$f":"MIN(E$211,K63)/I$211","v":0},{"$f":"MIN(E$211,L63)/I$211","v":0},{"$f":"MIN(E$211,M63)/I$211","v":0},{"$f":"SUM(B213:M213)","v":0},null,0,{"$f":"MIN(T$211,Q63)/X$211","v":0},{"$f":"MIN(T$211,R63)/X$211","v":0},{"$f":"MIN(T$211,S63)/X$211","v":0},{"$f":"MIN(T$211,T63)/X$211","v":0},{"$f":"MIN(T$211,U63)/X$211","v":0},{"$f":"MIN(T$211,V63)/X$211","v":0},{"$f":"MIN(T$211,W63)/X$211","v":0},{"$f":"MIN(T$211,X63)/X$211","v":0},{"$f":"MIN(T$211,Y63)/X$211","v":0},{"$f":"MIN(T$211,Z63)/X$211","v":0},{"$f":"MIN(T$211,AA63)/X$211","v":0},{"$f":"MIN(T$211,AB63)/X$211","v":0},{"$f":"SUM(Q213:AB213)","v":0},null,0,{"$f":"MIN(AI$211,AF63)/AM$211","v":0},{"$f":"MIN(AI$211,AG63)/AM$211","v":0},{"$f":"MIN(AI$211,AH63)/AM$211","v":0},{"$f":"MIN(AI$211,AI63)/AM$211","v":0},{"$f":"MIN(AI$211,AJ63)/AM$211","v":0},{"$f":"MIN(AI$211,AK63)/AM$211","v":0},{"$f":"MIN(AI$211,AL63)/AM$211","v":0},{"$f":"MIN(AI$211,AM63)/AM$211","v":0},{"$f":"MIN(AI$211,AN63)/AM$211","v":0},{"$f":"MIN(AI$211,AO63)/AM$211","v":0},{"$f":"MIN(AI$211,AP63)/AM$211","v":0},{"$f":"MIN(AI$211,AQ63)/AM$211","v":0},{"$f":"SUM(AF213:AQ213)","v":0},null,null,null,0,{"$f":"MIN(AZ$211,AW63)/BD$211","v":0},{"$f":"MIN(AZ$211,AX63)/BD$211","v":0},{"$f":"MIN(AZ$211,AY63)/BD$211","v":0},{"$f":"MIN(AZ$211,AZ63)/BD$211","v":0},{"$f":"MIN(AZ$211,BA63)/BD$211","v":0},{"$f":"MIN(AZ$211,BB63)/BD$211","v":0},{"$f":"MIN(AZ$211,BC63)/BD$211","v":0},{"$f":"MIN(AZ$211,BD63)/BD$211","v":0},{"$f":"MIN(AZ$211,BE63)/BD$211","v":0},{"$f":"MIN(AZ$211,BF63)/BD$211","v":0},{"$f":"MIN(AZ$211,BG63)/BD$211","v":0},{"$f":"MIN(AZ$211,BH63)/BD$211","v":0},{"$f":"SUM(AW213:BH213)","v":0},null,0,{"$f":"MIN(BO$211,BL63)/BS$211","v":0},{"$f":"MIN(BO$211,BM63)/BS$211","v":0},{"$f":"MIN(BO$211,BN63)/BS$211","v":0},{"$f":"MIN(BO$211,BO63)/BS$211","v":0},{"$f":"MIN(BO$211,BP63)/BS$211","v":0},{"$f":"MIN(BO$211,BQ63)/BS$211","v":0},{"$f":"MIN(BO$211,BR63)/BS$211","v":0},{"$f":"MIN(BO$211,BS63)/BS$211","v":0},{"$f":"MIN(BO$211,BT63)/BS$211","v":0},{"$f":"MIN(BO$211,BU63)/BS$211","v":0},{"$f":"MIN(BO$211,BV63)/BS$211","v":0},{"$f":"MIN(BO$211,BW63)/BS$211","v":0},{"$f":"SUM(BL213:BW213)","v":0},null,0,{"$f":"MIN(CD$211,CA63)/CH$211","v":0},{"$f":"MIN(CD$211,CB63)/CH$211","v":0},{"$f":"MIN(CD$211,CC63)/CH$211","v":0},{"$f":"MIN(CD$211,CD63)/CH$211","v":0},{"$f":"MIN(CD$211,CE63)/CH$211","v":0},{"$f":"MIN(CD$211,CF63)/CH$211","v":0},{"$f":"MIN(CD$211,CG63)/CH$211","v":0},{"$f":"MIN(CD$211,CH63)/CH$211","v":0},{"$f":"MIN(CD$211,CI63)/CH$211","v":0},{"$f":"MIN(CD$211,CJ63)/CH$211","v":0},{"$f":"MIN(CD$211,CK63)/CH$211","v":0},{"$f":"MIN(CD$211,CL63)/CH$211","v":0},{"$f":"SUM(CA213:CL213)","v":0}]
[1,0,0,0,0,0,0,0,0,0,0,0,0,{"$f":"SUM(B214:M214)","v":0},null,1,0,0,0,0,0,0,0,0,0,0,0,0,{"$f":"SUM(Q214:AB214)","v":0},null,1,0,0,0,0,0,0,0,0,0,0,0,0,{"$f":"SUM(AF214:AQ214)","v":0},null,null,null,1,0,0,0,0,0,0,0,0,0,0,0,0,{"$f":"SUM(AW214:BH214)","v":0},null,1,0,0,0,0,0,0,0,0,0,0,0,0,{"$f":"SUM(BL214:BW214)","v":0},null,1,0,0,0,0,0,0,0,0,0,0,0,0,{"$f":"SUM(CA214:CL214)","v":0}]
[2,0,0,0,0,0,0,0,0,0,0,0,0,0,null,2,0,0,0,0,0,0,0,0,0,0,0,0,0,null,2,0,0,0,0,0,0,0,0,0,0,0,0,0,null,null,null,2,0,0,0,0,0,0,0,0,0,0,0,0,0,null,2,0,0,0,0,0,0,0,0,0,0,0,0,0,null,2,0,0,0,0,0,0,0,0,0,0,0,0,0]
[3,0,0,0,0,0,0,0,0,0,0,0,0,0,null,3,0,0,0,0,0,0,0,0,0,0,0,0,0,null,3,0,0,0,0,0,0,0,0,0,0,0,0,0,null,null,null,3,0,0,0,0,0,0,0,0,0,0,0,0,0,null,3,0,0,0,0,0,0,0,0,0,0,0,0,0,null,3,0,0,0,0,0,0,0,0,0,0,0,0,0]
[4,0,0,0,0,0,0,0,0,0,0,0,0,0,null,4,0,0,0,0,0,0,0,0,0,0,0,0,0,null,4,0,0,0,0,0,0,0,0,0,0,0,0,0,null,null,null,4,0,0,0,0,0,0,0,0,0,0,0,0,0,null,4,0,0,0,0,0,0,0,0,0,0,0,0,0,null,4,0,0,0,0,0,0,0,0,0,0,0,0,0]
[5,0,0,0,0,0,0,0,0,0,0,0,0,0,null,5,0,0,0,0,0,0,0,0,0,0,0,0,0,null,5,0,0,0,0,0,0,0,0,0,0,0,0,0,null,null,null,5,0,0,0,0,0,0,0,0,0,0,0,0,0,null,5,0,0,0,0,0,0,0,0,0,0,0,0,0,null,5,0,0,0,0,0,0,0,0,0,0,0,0,0]
[6,0,0,0,0,0,0,0,0,0,0,0,0,0,null,6,0,0,0,0,0,0,0,0,0,0,0,0,0,null,6,0,0,0,0,0,0,0,0,0,0,0,0,0,null,null,null,6,0,0,0,0,0,0,0,0,0,0,0,0,0,null,6,0,0,0,0,0,0,0,0,0,0,0,0,0,null,6,0,0,0,0,0,0,0,0,0,0,0,0,0]
[7,0,0,0,0,0,0,0,0,0,0,0,0,0,null,7,0,0,0,0,0,0,0,0,0,0,0,0,0,null,7,0,0,0,0,0,0,0,0,0,0,0,0,0,null,null,null,7,0,0,0,0,0,0,0,0,0,0,0,0,0,null,7,0,0,0,0,0,0,0,0,0,0,0,0,0,null,7,0,0,0,0,0,0,0,0,0,0,0,0,0]
[8,0,0,0,0,0,0,0,0,0,0,0,0,0,null,8,0,0,0,0,0,0,0,0,0,0,0,0,0,null,8,0,0,0,0,0,0,0,0,0,0,0,0,0,null,null,null,8,0,0,0,0,0,0,0,0,0,0,0,0,0,null,8,0,0,0,0,0,0,0,0,0,0,0,0,0,null,8,0,0,0,0,0,0,0,0,0,0,0,0,0]
[9,0,0,0,0,0,0,0,0,0,0,0,0,0,null,9,0,0,0,0,0,0,0,0,0,0,0,0,0,null,9,0,0,0,0,0,0,0,0,0,0,0,0,0,null,null,null,9,0,0,0,0,0,0,0,0,0,0,0,0,0,null,9,0,0,0,0,0,0,0,0,0,0,0,0,0,null,9,0,0,0,0,0,0,0,0,0,0,0,0,0]
[10,0,0,0,0,0,0,0,0,0,0,0,0,0,null,10,0,0,0,0,0,0,0,0,0,0,0,0,0,null,10,0,0,0,0,0,0,0,0,0,0,0,0,0,null,null,null,10,0,0,0,0,0,0,0,0,0,0,0,0,0,null,10,0,0,0,0,0,0,0,0,0,0,0,0,0,null,10,0,0,0,0,0,0,0,0,0,0,0,0,0]
[11,0,0,0,0,0,0,0,0,0,0,0,0,0,null,11,0,0,0,0,0,0,0,0,0,0,0,0,0,null,11,0,0,0,0,0,0,0,0,0,0,0,0,0,null,null,null,11,0,0,0,0,0,0,0,0,0,0,0,0,0,null,11,0,0,0,0,0,0,0,0,0,0,0,0,0,null,11,0,0,0,0,0,0,0,0,0,0,0,0,0]
[12,0,0,0,0,0,0,0,0,0,0,0,0,0,null,12,0,0,0,0,0,0,0,0,0,0,0,0,0,null,12,0,0,0,0,0,0,0,0,0,0,0,0,0,null,null,null,12,0,0,0,0,0,0,0,0,0,0,0,0,0,null,12,0,0,0,0,0,0,0,0,0,0,0,0,0,null,12,0,0,0,0,0,0,0,0,0,0,0,0,0]
[13,0,0,0,0,0,0,0,0,0,0,0,0,0,null,13,0,0,0,0,0,0,0,0,0,0,0,0,0,null,13,0,0,0,0,0,0,0,0,0,0,0,0,0,null,null,null,13,0,0,0,0,0,0,0,0,0,0,0,0,0,null,13,0,0,0,0,0,0,0,0,0,0,0,0,0,null,13,0,0,0,0,0,0,0,0,0,0,0,0,0]
[14,0,0,0,0,0,0,0,0,0,0,0,0,0,null,14,0,0,0,0,0,0,0,0,0,0,0,0,0,null,14,0,0,0,0,0,0,0,0,0,0,0,0,0,null,null,null,14,0,0,0,0,0,0,0,0,0,0,0,0,0,null,14,0,0,0,0,0,0,0,0,0,0,0,0,0,null,14,0,0,0,0,0,0,0,0,0,0,0,0,0]
[15,0,0,0,0,0,0,0,0,0,0,0,0,0,null,15,0,0,0,0,0,0,0,0,0,0,0,0,0,null,15,0,0,0,0,0,0,0,0,0,0,0,0,0,null,null,null,15,0,0,0,0,0,0,0,0,0,0,0,0,0,null,15,0,0,0,0,0,0,0,0,0,0,0,0,0,null,15,0,0,0,0,0,0,0,0,0,0,0,0,0]
[16,0,0,0,0,0,0,0,0,0,0,0,0,0,null,16,0,0,0,0,0,0,0,0,0,0,0,0,0,null,16,0,0,0,0,0,0,0,0,0,0,0,0,0,null,null,null,16,0,0,0,0,0,0,0,0,0,0,0,0,0,null,16,0,0,0,0,0,0,0,0,0,0,0,0,0,null,16,0,0,0,0,0,0,0,0,0,0,0,0,0]
[17,0,0,0,0,0,0,0,0,0,0,0,0,0,null,17,0,0,0,0,0,0,0,0,0,0,0,0,0,null,17,0,0,0,0,0,0,0,0,0,0,0,0,0,null,null,null,17,0,0,0,0,0,0,0,0,0,0,0,0,0,null,17,0,0,0,0,0,0,0,0,0,0,0,0,0,null,17,0,0,0,0,0,0,0,0,0,0,0,0,0]
[18,0,0,0,0,0,0,0,0,0,0,0,0,0,null,18,0,0,0,0,0,0,0,0,0,0,0,0,0,null,18,0,0,0,0,0,0,0,0,0,0,0,0,0,null,null,null,18,0,0,0,0,0,0,0,0,0,0,0,0,0,null,18,0,0,0,0,0,0,0,0,0,0,0,0,0,null,18,0,0,0,0,0,0,0,0,0,0,0,0,0]
[19,0,0,0,0,0,0,0,0,0,0,0,0,0,null,19,0,0,0,0,0,0,0,0,0,0,0,0,0,null,19,0,0,0,0,0,0,0,0,0,0,0,0,0,null,null,null,19,0,0,0,0,0,0,0,0,0,0,0,0,0,null,19,0,0,0,0,0,0,0,0,0,0,0,0,0,null,19,0,0,0,0,0,0,0,0,0,0,0,0,0]
[20,0,0,0,0,0,0,0,0,0,0,0,0,0,null,20,0,0,0,0,0,0,0,0,0,0,0,0,0,null,20,0,0,0,0,0,0,0,0,0,0,0,0,0,null,null,null,20,0,0,0,0,0,0,0,0,0,0,0,0,0,null,20,0,0,0,0,0,0,0,0,0,0,0,0,0,null,20,0,0,0,0,0,0,0,0,0,0,0,0,0]
[21,0,0,0,0,0,0,0,0,0,0,0,0,0,null,21,0,0,0,0,0,0,0,0,0,0,0,0,0,null,21,0,0,0,0,0,0,0,0,0,0,0,0,0,null,null,null,21,0,0,0,0,0,0,0,0,0,0,0,0,0,null,21,0,0,0,0,0,0,0,0,0,0,0,0,0,null,21,0,0,0,0,0,0,0,0,0,0,0,0,0]
[22,0,0,0,0,0,0,0,0,0,0,0,0,0,null,22,0,0,0,0,0,0,0,0,0,0,0,0,0,null,22,0,0,0,0,0,0,0,0,0,0,0,0,0,null,null,null,22,0,0,0,0,0,0,0,0,0,0,0,0,0,null,22,0,0,0,0,0,0,0,0,0,0,0,0,0,null,22,0,0,0,0,0,0,0,0,0,0,0,0,0]
[23,0,0,0,0,0,0,0,0,0,0,0,0,0,null,23,0,0,0,0,0,0,0,0,0,0,0,0,0,null,23,0,0,0,0,0,0,0,0,0,0,0,0,0,null,null,null,23,0,0,0,0,0,0,0,0,0,0,0,0,0,null,23,0,0,0,0,0,0,0,0,0,0,0,0,0,null,23,0,0,0,0,0,0,0,0,0,0,0,0,0]
["kWh/日",{"$f":"SUM(B213:B236)","v":0},{"$f":"SUM(C213:C236)","v":0},0,0,0,0,0,0,0,0,0,0,{"$f":"SUM(B237:M237)","v":0},null,"kWh/日",{"$f":"SUM(Q213:Q236)","v":0},{"$f":"SUM(R213:R236)","v":0},0,0,0,0,0,0,0,0,0,0,{"$f":"SUM(Q237:AB237)","v":0},null,"kWh/日",{"$f":"SUM(AF213:AF236)","v":0},{"$f":"SUM(AG213:AG236)","v":0},0,0,0,0,0,0,0,0,0,0,{"$f":"SUM(AF237:AQ237)","v":0},null,null,null,"kWh/日",{"$f":"SUM(AW213:AW236)","v":0},{"$f":"SUM(AX213:AX236)","v":0},0,0,0,0,0,0,0,0,0,0,{"$f":"SUM(AW237:BH237)","v":0},null,"kWh/日",{"$f":"SUM(BL213:BL236)","v":0},{"$f":"SUM(BM213:BM236)","v":0},0,0,0,0,0,0,0,0,0,0,{"$f":"SUM(BL237:BW237)","v":0},null,"kWh/日",{"$f":"SUM(CA213:CA236)","v":0},{"$f":"SUM(CB213:CB236)","v":0},0,0,0,0,0,0,0,0,0,0,{"$f":"SUM(CA237:CL237)","v":0}]
["日",{"$f":"B$28","v":20},{"$f":"C$28","v":20},22,20,20,22,20,23,20,21,20,21,{"$f":"SUM(B238:M238)","v":249},null,"日",{"$f":"Q$28","v":4},{"$f":"R$28","v":3},4,4,4,4,5,4,4,4,4,4,{"$f":"SUM(Q238:AB238)","v":48},null,"日",{"$f":"AF$28","v":7},{"$f":"AG$28","v":5},5,6,7,4,6,4,6,6,6,6,{"$f":"SUM(AF238:AQ238)","v":68},null,null,null,"日",{"$f":"AW$28","v":20},{"$f":"AX$28","v":20},22,20,20,22,20,23,20,21,20,21,{"$f":"SUM(AW238:BH238)","v":249},null,"日",{"$f":"BL$28","v":4},{"$f":"BM$28","v":3},4,4,4,4,5,4,4,4,4,4,{"$f":"SUM(BL238:BW238)","v":48},null,"日",{"$f":"CA$28","v":7},{"$f":"CB$28","v":5},5,6,7,4,6,4,6,6,6,6,{"$f":"SUM(CA238:CL238)","v":68}]
["MWh/月",{"$f":"B237*B238/1000","v":0},{"$f":"C237*C238/1000","v":0},0,0,0,0,0,0,0,0,0,0,{"$f":"SUM(B239:M239)","v":0},null,"MWh/月",{"$f":"Q237*Q238/1000","v":0},{"$f":"R237*R238/1000","v":0},0,0,0,0,0,0,0,0,0,0,{"$f":"SUM(Q239:AB239)","v":0},null,"MWh/月",{"$f":"AF237*AF238/1000","v":0},{"$f":"AG237*AG238/1000","v":0},0,0,0,0,0,0,0,0,0,0,{"$f":"SUM(AF239:AQ239)","v":0},null,null,null,"MWh/月",{"$f":"AW237*AW238/1000","v":0},{"$f":"AX237*AX238/1000","v":0},0,0,0,0,0,0,0,0,0,0,{"$f":"SUM(AW239:BH239)","v":0},null,"MWh/月",{"$f":"BL237*BL238/1000","v":0},{"$f":"BM237*BM238/1000","v":0},0,0,0,0,0,0,0,0,0,0,{"$f":"SUM(BL239:BW239)","v":0},null,"MWh/月",{"$f":"CA237*CA238/1000","v":0},{"$f":"CB237*CB238/1000","v":0},0,0,0,0,0,0,0,0,0,0,{"$f":"SUM(CA239:CL239)","v":0}]
[]
["給湯機器稼働台数",null,null,"機器容量",{"$f":"詳細版!AC7/詳細版!AC8","v":0},"kW/台",null,"台数",{"$f":"詳細版!AC8","v":2},"台",null,null,"新設建物（電力・熱融通エリア）","（平日）",null,"給湯機器稼働台数",null,null,"機器容量",{"$f":"E241","v":0},"kW/台",null,"台数",{"$f":"I241","v":2},"台",null,null,"新設建物（電力・熱融通エリア）","（土曜）",null,"給湯機器稼働台数",null,null,"機器容量",{"$f":"T241","v":0},"kW/台",null,"台数",{"$f":"X241","v":2},"台",null,null,"新設建物（電力・熱融通エリア）","（休日）",null,null,null,"給湯機器稼働台数",null,null,"機器容量",{"$f":"詳細版!AC11/詳細版!AC12","v":0},"kW/台",null,"台数",{"$f":"詳細版!AC12","v":2},"台",null,null,"既設建物（熱融通エリア）","（平日）",null,"給湯機器稼働台数",null,null,"機器容量",{"$f":"AZ241","v":0},"kW/台",null,"台数",{"$f":"BD241","v":2},"台",null,null,"既設建物（熱融通エリア）","（土曜）",null,"給湯機器稼働台数",null,null,"機器容量",{"$f":"BO241","v":0},"kW/台",null,"台数",{"$f":"BS241","v":2},"台",null,null,"既設建物（熱融通エリア）","（休日）"]
["kWh","1月","2月","3月","4月","5月","6月","7月","8月","9月","10月","11月","12月","計",null,"kWh","1月","2月","3月","4月","5月","6月","7月","8月","9月","10月","11月","12月","計",null,"kWh","1月","2月","3月","4月","5月","6月","7月","8月","9月","10月","11月","12月","計",null,null,null,"kWh","1月","2月","3月","4月","5月","6月","7月","8月","9月","10月","11月","12月","計",null,"kWh","1月","2月","3月","4月","5月","6月","7月","8月","9月","10月","11月","12月","計",null,"kWh","1月","2月","3月","4月","5月","6月","7月","8月","9月","10月","11月","12月","計"]
[0,{"$f":"IF(E241=0,0,ROUNDUP(B93/E241,0))","v":0},{"$f":"IF(E241=0,0,ROUNDUP(C93/E241,0))","v":0},{"$f":"IF(E241=0,0,ROUNDUP(D93/E241,0))","v":0},{"$f":"IF(E241=0,0,ROUNDUP(E93/E241,0))","v":0},{"$f":"IF(E241=0,0,ROUNDUP(F93/E241,0))","v":0},{"$f":"IF(E241=0,0,ROUNDUP(G93/E241,0))","v":0},{"$f":"IF(E241=0,0,ROUNDUP(H93/E241,0))","v":0},{"$f":"IF(E241=0,0,ROUNDUP(I93/E241,0))","v":0},{"$f":"IF(E241=0,0,ROUNDUP(J93/E241,0))","v":0},{"$f":"IF(E241=0,0,ROUNDUP(K93/E241,0))","v":0},{"$f":"IF(E241=0,0,ROUNDUP(L93/E241,0))","v":0},{"$f":"IF(E241=0,0,ROUNDUP(M93/E241,0))","v":0},{"$f":"SUM(B243:M243)","v":0},null,0,{"$f":"IF(T241=0,0,ROUNDUP(Q93/T241,0))","v":0},{"$f":"IF(T241=0,0,ROUNDUP(R93/T241,0))","v":0},{"$f":"IF(T241=0,0,ROUNDUP(S93/T241,0))","v":0},{"$f":"IF(T241=0,0,ROUNDUP(T93/T241,0))","v":0},{"$f":"IF(T241=0,0,ROUNDUP(U93/T241,0))","v":0},{"$f":"IF(T241=0,0,ROUNDUP(V93/T241,0))","v":0},{"$f":"IF(T241=0,0,ROUNDUP(W93/T241,0))","v":0},{"$f":"IF(T241=0,0,ROUNDUP(X93/T241,0))","v":0},{"$f":"IF(T241=0,0,ROUNDUP(Y93/T241,0))","v":0},{"$f":"IF(T241=0,0,ROUNDUP(Z93/T241,0))","v":0},{"$f":"IF(T241=0,0,ROUNDUP(AA93/T241,0))","v":0},{"$f":"IF(T241=0,0,ROUNDUP(AB93/T241,0))","v":0},{"$f":"SUM(Q243:AB243)","v":0},null,0,{"$f":"IF(AI241=0,0,ROUNDUP(AF93/AI241,0))","v":0},{"$f":"IF(AI241=0,0,ROUNDUP(AG93/AI241,0))","v":0},{"$f":"IF(AI241=0,0,ROUNDUP(AH93/AI241,0))","v":0},{"$f":"IF(AI241=0,0,ROUNDUP(AI93/AI241,0))","v":0},{"$f":"IF(AI241=0,0,ROUNDUP(AJ93/AI241,0))","v":0},{"$f":"IF(AI241=0,0,ROUNDUP(AK93/AI241,0))","v":0},{"$f":"IF(AI241=0,0,ROUNDUP(AL93/AI241,0))","v":0},{"$f":"IF(AI241=0,0,ROUNDUP(AM93/AI241,0))","v":0},{"$f":"IF(AI241=0,0,ROUNDUP(AN93/AI241,0))","v":0},{"$f":"IF(AI241=0,0,ROUNDUP(AO93/AI241,0))","v":0},{"$f":"IF(AI241=0,0,ROUNDUP(AP93/AI241,0))","v":0},{"$f":"IF(AI241=0,0,ROUNDUP(AQ93/AI241,0))","v":0},{"$f":"SUM(AF243:AQ243)","v":0},null,null,null,0,{"$f":"IF(AZ241=0,0,ROUNDUP(AW93/AZ241,0))","v":0},{"$f":"IF(AZ241=0,0,ROUNDUP(AX93/AZ241,0))","v":0},{"$f":"IF(AZ241=0,0,ROUNDUP(AY93/AZ241,0))","v":0},{"$f":"IF(AZ241=0,0,ROUNDUP(AZ93/AZ241,0))","v":0},{"$f":"IF(AZ241=0,0,ROUNDUP(BA93/AZ241,0))","v":0},{"$f":"IF(AZ241=0,0,ROUNDUP(BB93/AZ241,0))","v":0},{"$f":"IF(AZ241=0,0,ROUNDUP(BC93/AZ241,0))","v":0},{"$f":"IF(AZ241=0,0,ROUNDUP(BD93/AZ241,0))","v":0},{"$f":"IF(AZ241=0,0,ROUNDUP(BE93/AZ241,0))","v":0},{"$f":"IF(AZ241=0,0,ROUNDUP(BF93/AZ241,0))","v":0},{"$f":"IF(AZ241=0,0,ROUNDUP(BG93/AZ241,0))","v":0},{"$f":"IF(AZ241=0,0,ROUNDUP(BH93/AZ241,0))","v":0},{"$f":"SUM(AW243:BH243)","v":0},null,0,{"$f":"IF(BO241=0,0,ROUNDUP(BL93/BO241,0))","v":0},{"$f":"IF(BO241=0,0,ROUNDUP(BM93/BO241,0))","v":0},{"$f":"IF(BO241=0,0,ROUNDUP(BN93/BO241,0))","v":0},{"$f":"IF(BO241=0,0,ROUNDUP(BO93/BO241,0))","v":0},{"$f":"IF(BO241=0,0,ROUNDUP(BP93/BO241,0))","v":0},{"$f":"IF(BO241=0,0,ROUNDUP(BQ93/BO241,0))","v":0},{"$f":"IF(BO241=0,0,ROUNDUP(BR93/BO241,0))","v":0},{"$f":"IF(BO241=0,0,ROUNDUP(BS93/BO241,0))","v":0},{"$f":"IF(BO241=0,0,ROUNDUP(BT93/BO241,0))","v":0},{"$f":"IF(BO241=0,0,ROUNDUP(BU93/BO241,0))","v":0},{"$f":"IF(BO241=0,0,ROUNDUP(BV93/BO241,0))","v":0},{"$f":"IF(BO241=0,0,ROUNDUP(BW93/BO241,0))","v":0},{"$f":"SUM(BL243:BW243)","v":0},null,0,{"$f":"IF(CD241=0,0,ROUNDUP(CA93/CD241,0))","v":0},{"$f":"IF(CD241=0,0,ROUNDUP(CB93/CD241,0))","v":0},{"$f":"IF(CD241=0,0,ROUNDUP(CC93/CD241,0))","v":0},{"$f":"IF(CD241=0,0,ROUNDUP(CD93/CD241,0))","v":0},{"$f":"IF(CD241=0,0,ROUNDUP(CE93/CD241,0))","v":0},{"$f":"IF(CD241=0,0,ROUNDUP(CF93/CD241,0))","v":0},{"$f":"IF(CD241=0,0,ROUNDUP(CG93/CD241,0))","v":0},{"$f":"IF(CD241=0,0,ROUNDUP(CH93/CD241,0))","v":0},{"$f":"IF(CD241=0,0,ROUNDUP(CI93/CD241,0))","v":0},{"$f":"IF(CD241=0,0,ROUNDUP(CJ93/CD241,0))","v":0},{"$f":"IF(CD241=0,0,ROUNDUP(CK93/CD241,0))","v":0},{"$f":"IF(CD241=0,0,ROUNDUP(CL93/CD241,0))","v":0},{"$f":"SUM(CA243:CL243)","v":0}]
[1,{"$f":"IF(E241=0,0,ROUNDUP(B94/E241,0))","v":0},{"$f":"IF(E241=0,0,ROUNDUP(C94/E241,0))","v":0},{"$f":"IF(E241=0,0,ROUNDUP(D94/E241,0))","v":0},{"$f":"IF(E241=0,0,ROUNDUP(E94/E241,0))","v":0},{"$f":"IF(E241=0,0,ROUNDUP(F94/E241,0))","v":0},{"$f":"IF(E241=0,0,ROUNDUP(G94/E241,0))","v":0},{"$f":"IF(E241=0,0,ROUNDUP(H94/E241,0))","v":0},{"$f":"IF(E241=0,0,ROUNDUP(I94/E241,0))","v":0},{"$f":"IF(E241=0,0,ROUNDUP(J94/E241,0))","v":0},{"$f":"IF(E241=0,0,ROUNDUP(K94/E241,0))","v":0},{"$f":"IF(E241=0,0,ROUNDUP(L94/E241,0))","v":0},{"$f":"IF(E241=0,0,ROUNDUP(M94/E241,0))","v":0},{"$f":"SUM(B244:M244)","v":0},null,1,{"$f":"IF(T241=0,0,ROUNDUP(Q94/T241,0))","v":0},{"$f":"IF(T241=0,0,ROUNDUP(R94/T241,0))","v":0},{"$f":"IF(T241=0,0,ROUNDUP(S94/T241,0))","v":0},{"$f":"IF(T241=0,0,ROUNDUP(T94/T241,0))","v":0},{"$f":"IF(T241=0,0,ROUNDUP(U94/T241,0))","v":0},{"$f":"IF(T241=0,0,ROUNDUP(V94/T241,0))","v":0},{"$f":"IF(T241=0,0,ROUNDUP(W94/T241,0))","v":0},{"$f":"IF(T241=0,0,ROUNDUP(X94/T241,0))","v":0},{"$f":"IF(T241=0,0,ROUNDUP(Y94/T241,0))","v":0},{"$f":"IF(T241=0,0,ROUNDUP(Z94/T241,0))","v":0},{"$f":"IF(T241=0,0,ROUNDUP(AA94/T241,0))","v":0},{"$f":"IF(T241=0,0,ROUNDUP(AB94/T241,0))","v":0},{"$f":"SUM(Q244:AB244)","v":0},null,1,{"$f":"IF(AI241=0,0,ROUNDUP(AF94/AI241,0))","v":0},{"$f":"IF(AI241=0,0,ROUNDUP(AG94/AI241,0))","v":0},{"$f":"IF(AI241=0,0,ROUNDUP(AH94/AI241,0))","v":0},{"$f":"IF(AI241=0,0,ROUNDUP(AI94/AI241,0))","v":0},{"$f":"IF(AI241=0,0,ROUNDUP(AJ94/AI241,0))","v":0},{"$f":"IF(AI241=0,0,ROUNDUP(AK94/AI241,0))","v":0},{"$f":"IF(AI241=0,0,ROUNDUP(AL94/AI241,0))","v":0},{"$f":"IF(AI241=0,0,ROUNDUP(AM94/AI241,0))","v":0},{"$f":"IF(AI241=0,0,ROUNDUP(AN94/AI241,0))","v":0},{"$f":"IF(AI241=0,0,ROUNDUP(AO94/AI241,0))","v":0},{"$f":"IF(AI241=0,0,ROUNDUP(AP94/AI241,0))","v":0},{"$f":"IF(AI241=0,0,ROUNDUP(AQ94/AI241,0))","v":0},{"$f":"SUM(AF244:AQ244)","v":0},null,null,null,1,{"$f":"IF(AZ241=0,0,ROUNDUP(AW94/AZ241,0))","v":0},{"$f":"IF(AZ241=0,0,ROUNDUP(AX94/AZ241,0))","v":0},{"$f":"IF(AZ241=0,0,ROUNDUP(AY94/AZ241,0))","v":0},{"$f":"IF(AZ241=0,0,ROUNDUP(AZ94/AZ241,0))","v":0},{"$f":"IF(AZ241=0,0,ROUNDUP(BA94/AZ241,0))","v":0},{"$f":"IF(AZ241=0,0,ROUNDUP(BB94/AZ241,0))","v":0},{"$f":"IF(AZ241=0,0,ROUNDUP(BC94/AZ241,0))","v":0},{"$f":"IF(AZ241=0,0,ROUNDUP(BD94/AZ241,0))","v":0},{"$f":"IF(AZ241=0,0,ROUNDUP(BE94/AZ241,0))","v":0},{"$f":"IF(AZ241=0,0,ROUNDUP(BF94/AZ241,0))","v":0},{"$f":"IF(AZ241=0,0,ROUNDUP(BG94/AZ241,0))","v":0},{"$f":"IF(AZ241=0,0,ROUNDUP(BH94/AZ241,0))","v":0},{"$f":"SUM(AW244:BH244)","v":0},null,1,{"$f":"IF(BO241=0,0,ROUNDUP(BL94/BO241,0))","v":0},{"$f":"IF(BO241=0,0,ROUNDUP(BM94/BO241,0))","v":0},{"$f":"IF(BO241=0,0,ROUNDUP(BN94/BO241,0))","v":0},{"$f":"IF(BO241=0,0,ROUNDUP(BO94/BO241,0))","v":0},{"$f":"IF(BO241=0,0,ROUNDUP(BP94/BO241,0))","v":0},{"$f":"IF(BO241=0,0,ROUNDUP(BQ94/BO241,0))","v":0},{"$f":"IF(BO241=0,0,ROUNDUP(BR94/BO241,0))","v":0},{"$f":"IF(BO241=0,0,ROUNDUP(BS94/BO241,0))","v":0},{"$f":"IF(BO241=0,0,ROUNDUP(BT94/BO241,0))","v":0},{"$f":"IF(BO241=0,0,ROUNDUP(BU94/BO241,0))","v":0},{"$f":"IF(BO241=0,0,ROUNDUP(BV94/BO241,0))","v":0},{"$f":"IF(BO241=0,0,ROUNDUP(BW94/BO241,0))","v":0},{"$f":"SUM(BL244:BW244)","v":0},null,1,{"$f":"IF(CD241=0,0,ROUNDUP(CA94/CD241,0))","v":0},{"$f":"IF(CD241=0,0,ROUNDUP(CB94/CD241,0))","v":0},{"$f":"IF(CD241=0,0,ROUNDUP(CC94/CD241,0))","v":0},{"$f":"IF(CD241=0,0,ROUNDUP(CD94/CD241,0))","v":0},{"$f":"IF(CD241=0,0,ROUNDUP(CE94/CD241,0))","v":0},{"$f":"IF(CD241=0,0,ROUNDUP(CF94/CD241,0))","v":0},{"$f":"IF(CD241=0,0,ROUNDUP(CG94/CD241,0))","v":0},{"$f":"IF(CD241=0,0,ROUNDUP(CH94/CD241,0))","v":0},{"$f":"IF(CD241=0,0,ROUNDUP(CI94/CD241,0))","v":0},{"$f":"IF(CD241=0,0,ROUNDUP(CJ94/CD241,0))","v":0},{"$f":"IF(CD241=0,0,ROUNDUP(CK94/CD241,0))","v":0},{"$f":"IF(CD241=0,0,ROUNDUP(CL94/CD241,0))","v":0},{"$f":"SUM(CA244:CL244)","v":0}]
[2,{"$f":"IF(E241=0,0,ROUNDUP(B95/E241,0))","v":0},{"$f":"IF(E241=0,0,ROUNDUP(C95/E241,0))","v":0},{"$f":"IF(E241=0,0,ROUNDUP(D95/E241,0))","v":0},{"$f":"IF(E241=0,0,ROUNDUP(E95/E241,0))","v":0},{"$f":"IF(E241=0,0,ROUNDUP(F95/E241,0))","v":0},{"$f":"IF(E241=0,0,ROUNDUP(G95/E241,0))","v":0},{"$f":"IF(E241=0,0,ROUNDUP(H95/E241,0))","v":0},{"$f":"IF(E241=0,0,ROUNDUP(I95/E241,0))","v":0},{"$f":"IF(E241=0,0,ROUNDUP(J95/E241,0))","v":0},{"$f":"IF(E241=0,0,ROUNDUP(K95/E241,0))","v":0},{"$f":"IF(E241=0,0,ROUNDUP(L95/E241,0))","v":0},{"$f":"IF(E241=0,0,ROUNDUP(M95/E241,0))","v":0},0,null,2,{"$f":"IF(T241=0,0,ROUNDUP(Q95/T241,0))","v":0},{"$f":"IF(T241=0,0,ROUNDUP(R95/T241,0))","v":0},{"$f":"IF(T241=0,0,ROUNDUP(S95/T241,0))","v":0},{"$f":"IF(T241=0,0,ROUNDUP(T95/T241,0))","v":0},{"$f":"IF(T241=0,0,ROUNDUP(U95/T241,0))","v":0},{"$f":"IF(T241=0,0,ROUNDUP(V95/T241,0))","v":0},{"$f":"IF(T241=0,0,ROUNDUP(W95/T241,0))","v":0},{"$f":"IF(T241=0,0,ROUNDUP(X95/T241,0))","v":0},{"$f":"IF(T241=0,0,ROUNDUP(Y95/T241,0))","v":0},{"$f":"IF(T241=0,0,ROUNDUP(Z95/T241,0))","v":0},{"$f":"IF(T241=0,0,ROUNDUP(AA95/T241,0))","v":0},{"$f":"IF(T241=0,0,ROUNDUP(AB95/T241,0))","v":0},0,null,2,{"$f":"IF(AI241=0,0,ROUNDUP(AF95/AI241,0))","v":0},{"$f":"IF(AI241=0,0,ROUNDUP(AG95/AI241,0))","v":0},{"$f":"IF(AI241=0,0,ROUNDUP(AH95/AI241,0))","v":0},{"$f":"IF(AI241=0,0,ROUNDUP(AI95/AI241,0))","v":0},{"$f":"IF(AI241=0,0,ROUNDUP(AJ95/AI241,0))","v":0},{"$f":"IF(AI241=0,0,ROUNDUP(AK95/AI241,0))","v":0},{"$f":"IF(AI241=0,0,ROUNDUP(AL95/AI241,0))","v":0},{"$f":"IF(AI241=0,0,ROUNDUP(AM95/AI241,0))","v":0},{"$f":"IF(AI241=0,0,ROUNDUP(AN95/AI241,0))","v":0},{"$f":"IF(AI241=0,0,ROUNDUP(AO95/AI241,0))","v":0},{"$f":"IF(AI241=0,0,ROUNDUP(AP95/AI241,0))","v":0},{"$f":"IF(AI241=0,0,ROUNDUP(AQ95/AI241,0))","v":0},0,null,null,null,2,{"$f":"IF(AZ241=0,0,ROUNDUP(AW95/AZ241,0))","v":0},{"$f":"IF(AZ241=0,0,ROUNDUP(AX95/AZ241,0))","v":0},{"$f":"IF(AZ241=0,0,ROUNDUP(AY95/AZ241,0))","v":0},{"$f":"IF(AZ241=0,0,ROUNDUP(AZ95/AZ241,0))","v":0},{"$f":"IF(AZ241=0,0,ROUNDUP(BA95/AZ241,0))","v":0},{"$f":"IF(AZ241=0,0,ROUNDUP(BB95/AZ241,0))","v":0},{"$f":"IF(AZ241=0,0,ROUNDUP(BC95/AZ241,0))","v":0},{"$f":"IF(AZ241=0,0,ROUNDUP(BD95/AZ241,0))","v":0},{"$f":"IF(AZ241=0,0,ROUNDUP(BE95/AZ241,0))","v":0},{"$f":"IF(AZ241=0,0,ROUNDUP(BF95/AZ241,0))","v":0},{"$f":"IF(AZ241=0,0,ROUNDUP(BG95/AZ241,0))","v":0},{"$f":"IF(AZ241=0,0,ROUNDUP(BH95/AZ241,0))","v":0},0,null,2,{"$f":"IF(BO241=0,0,ROUNDUP(BL95/BO241,0))","v":0},{"$f":"IF(BO241=0,0,ROUNDUP(BM95/BO241,0))","v":0},{"$f":"IF(BO241=0,0,ROUNDUP(BN95/BO241,0))","v":0},{"$f":"IF(BO241=0,0,ROUNDUP(BO95/BO241,0))","v":0},{"$f":"IF(BO241=0,0,ROUNDUP(BP95/BO241,0))","v":0},{"$f":"IF(BO241=0,0,ROUNDUP(BQ95/BO241,0))","v":0},{"$f":"IF(BO241=0,0,ROUNDUP(BR95/BO241,0))","v":0},{"$f":"IF(BO241=0,0,ROUNDUP(BS95/BO241,0))","v":0},{"$f":"IF(BO241=0,0,ROUNDUP(BT95/BO241,0))","v":0},{"$f":"IF(BO241=0,0,ROUNDUP(BU95/BO241,0))","v":0},{"$f":"IF(BO241=0,0,ROUNDUP(BV95/BO241,0))","v":0},{"$f":"IF(BO241=0,0,ROUNDUP(BW95/BO241,0))","v":0},0,null,2,{"$f":"IF(CD241=0,0,ROUNDUP(CA95/CD241,0))","v":0},{"$f":"IF(CD241=0,0,ROUNDUP(CB95/CD241,0))","v":0},{"$f":"IF(CD241=0,0,ROUNDUP(CC95/CD241,0))","v":0},{"$f":"IF(CD241=0,0,ROUNDUP(CD95/CD241,0))","v":0},{"$f":"IF(CD241=0,0,ROUNDUP(CE95/CD241,0))","v":0},{"$f":"IF(CD241=0,0,ROUNDUP(CF95/CD241,0))","v":0},{"$f":"IF(CD241=0,0,ROUNDUP(CG95/CD241,0))","v":0},{"$f":"IF(CD241=0,0,ROUNDUP(CH95/CD241,0))","v":0},{"$f":"IF(CD241=0,0,ROUNDUP(CI95/CD241,0))","v":0},{"$f":"IF(CD241=0,0,ROUNDUP(CJ95/CD241,0))","v":0},{"$f":"IF(CD241=0,0,ROUNDUP(CK95/CD241,0))","v":0},{"$f":"IF(CD241=0,0,ROUNDUP(CL95/CD241,0))","v":0},0]
[3,{"$f":"IF(E241=0,0,ROUNDUP(B96/E241,0))","v":0},{"$f":"IF(E241=0,0,ROUNDUP(C96/E241,0))","v":0},{"$f":"IF(E241=0,0,ROUNDUP(D96/E241,0))","v":0},{"$f":"IF(E241=0,0,ROUNDUP(E96/E241,0))","v":0},{"$f":"IF(E241=0,0,ROUNDUP(F96/E241,0))","v":0},{"$f":"IF(E241=0,0,ROUNDUP(G96/E241,0))","v":0},{"$f":"IF(E241=0,0,ROUNDUP(H96/E241,0))","v":0},{"$f":"IF(E241=0,0,ROUNDUP(I96/E241,0))","v":0},{"$f":"IF(E241=0,0,ROUNDUP(J96/E241,0))","v":0},{"$f":"IF(E241=0,0,ROUNDUP(K96/E241,0))","v":0},{"$f":"IF(E241=0,0,ROUNDUP(L96/E241,0))","v":0},{"$f":"IF(E241=0,0,ROUNDUP(M96/E241,0))","v":0},0,null,3,{"$f":"IF(T241=0,0,ROUNDUP(Q96/T241,0))","v":0},{"$f":"IF(T241=0,0,ROUNDUP(R96/T241,0))","v":0},{"$f":"IF(T241=0,0,ROUNDUP(S96/T241,0))","v":0},{"$f":"IF(T241=0,0,ROUNDUP(T96/T241,0))","v":0},{"$f":"IF(T241=0,0,ROUNDUP(U96/T241,0))","v":0},{"$f":"IF(T241=0,0,ROUNDUP(V96/T241,0))","v":0},{"$f":"IF(T241=0,0,ROUNDUP(W96/T241,0))","v":0},{"$f":"IF(T241=0,0,ROUNDUP(X96/T241,0))","v":0},{"$f":"IF(T241=0,0,ROUNDUP(Y96/T241,0))","v":0},{"$f":"IF(T241=0,0,ROUNDUP(Z96/T241,0))","v":0},{"$f":"IF(T241=0,0,ROUNDUP(AA96/T241,0))","v":0},{"$f":"IF(T241=0,0,ROUNDUP(AB96/T241,0))","v":0},0,null,3,{"$f":"IF(AI241=0,0,ROUNDUP(AF96/AI241,0))","v":0},{"$f":"IF(AI241=0,0,ROUNDUP(AG96/AI241,0))","v":0},{"$f":"IF(AI241=0,0,ROUNDUP(AH96/AI241,0))","v":0},{"$f":"IF(AI241=0,0,ROUNDUP(AI96/AI241,0))","v":0},{"$f":"IF(AI241=0,0,ROUNDUP(AJ96/AI241,0))","v":0},{"$f":"IF(AI241=0,0,ROUNDUP(AK96/AI241,0))","v":0},{"$f":"IF(AI241=0,0,ROUNDUP(AL96/AI241,0))","v":0},{"$f":"IF(AI241=0,0,ROUNDUP(AM96/AI241,0))","v":0},{"$f":"IF(AI241=0,0,ROUNDUP(AN96/AI241,0))","v":0},{"$f":"IF(AI241=0,0,ROUNDUP(AO96/AI241,0))","v":0},{"$f":"IF(AI241=0,0,ROUNDUP(AP96/AI241,0))","v":0},{"$f":"IF(AI241=0,0,ROUNDUP(AQ96/AI241,0))","v":0},0,null,null,null,3,{"$f":"IF(AZ241=0,0,ROUNDUP(AW96/AZ241,0))","v":0},{"$f":"IF(AZ241=0,0,ROUNDUP(AX96/AZ241,0))","v":0},{"$f":"IF(AZ241=0,0,ROUNDUP(AY96/AZ241,0))","v":0},{"$f":"IF(AZ241=0,0,ROUNDUP(AZ96/AZ241,0))","v":0},{"$f":"IF(AZ241=0,0,ROUNDUP(BA96/AZ241,0))","v":0},{"$f":"IF(AZ241=0,0,ROUNDUP(BB96/AZ241,0))","v":0},{"$f":"IF(AZ241=0,0,ROUNDUP(BC96/AZ241,0))","v":0},{"$f":"IF(AZ241=0,0,ROUNDUP(BD96/AZ241,0))","v":0},{"$f":"IF(AZ241=0,0,ROUNDUP(BE96/AZ241,0))","v":0},{"$f":"IF(AZ241=0,0,ROUNDUP(BF96/AZ241,0))","v":0},{"$f":"IF(AZ241=0,0,ROUNDUP(BG96/AZ241,0))","v":0},{"$f":"IF(AZ241=0,0,ROUNDUP(BH96/AZ241,0))","v":0},0,null,3,{"$f":"IF(BO241=0,0,ROUNDUP(BL96/BO241,0))","v":0},{"$f":"IF(BO241=0,0,ROUNDUP(BM96/BO241,0))","v":0},{"$f":"IF(BO241=0,0,ROUNDUP(BN96/BO241,0))","v":0},{"$f":"IF(BO241=0,0,ROUNDUP(BO96/BO241,0))","v":0},{"$f":"IF(BO241=0,0,ROUNDUP(BP96/BO241,0))","v":0},{"$f":"IF(BO241=0,0,ROUNDUP(BQ96/BO241,0))","v":0},{"$f":"IF(BO241=0,0,ROUNDUP(BR96/BO241,0))","v":0},{"$f":"IF(BO241=0,0,ROUNDUP(BS96/BO241,0))","v":0},{"$f":"IF(BO241=0,0,ROUNDUP(BT96/BO241,0))","v":0},{"$f":"IF(BO241=0,0,ROUNDUP(BU96/BO241,0))","v":0},{"$f":"IF(BO241=0,0,ROUNDUP(BV96/BO241,0))","v":0},{"$f":"IF(BO241=0,0,ROUNDUP(BW96/BO241,0))","v":0},0,null,3,{"$f":"IF(CD241=0,0,ROUNDUP(CA96/CD241,0))","v":0},{"$f":"IF(CD241=0,0,ROUNDUP(CB96/CD241,0))","v":0},{"$f":"IF(CD241=0,0,ROUNDUP(CC96/CD241,0))","v":0},{"$f":"IF(CD241=0,0,ROUNDUP(CD96/CD241,0))","v":0},{"$f":"IF(CD241=0,0,ROUNDUP(CE96/CD241,0))","v":0},{"$f":"IF(CD241=0,0,ROUNDUP(CF96/CD241,0))","v":0},{"$f":"IF(CD241=0,0,ROUNDUP(CG96/CD241,0))","v":0},{"$f":"IF(CD241=0,0,ROUNDUP(CH96/CD241,0))","v":0},{"$f":"IF(CD241=0,0,ROUNDUP(CI96/CD241,0))","v":0},{"$f":"IF(CD241=0,0,ROUNDUP(CJ96/CD241,0))","v":0},{"$f":"IF(CD241=0,0,ROUNDUP(CK96/CD241,0))","v":0},{"$f":"IF(CD241=0,0,ROUNDUP(CL96/CD241,0))","v":0},0]
[4,{"$f":"IF(E241=0,0,ROUNDUP(B97/E241,0))","v":0},{"$f":"IF(E241=0,0,ROUNDUP(C97/E241,0))","v":0},{"$f":"IF(E241=0,0,ROUNDUP(D97/E241,0))","v":0},{"$f":"IF(E241=0,0,ROUNDUP(E97/E241,0))","v":0},{"$f":"IF(E241=0,0,ROUNDUP(F97/E241,0))","v":0},{"$f":"IF(E241=0,0,ROUNDUP(G97/E241,0))","v":0},{"$f":"IF(E241=0,0,ROUNDUP(H97/E241,0))","v":0},{"$f":"IF(E241=0,0,ROUNDUP(I97/E241,0))","v":0},{"$f":"IF(E241=0,0,ROUNDUP(J97/E241,0))","v":0},{"$f":"IF(E241=0,0,ROUNDUP(K97/E241,0))","v":0},{"$f":"IF(E241=0,0,ROUNDUP(L97/E241,0))","v":0},{"$f":"IF(E241=0,0,ROUNDUP(M97/E241,0))","v":0},0,null,4,{"$f":"IF(T241=0,0,ROUNDUP(Q97/T241,0))","v":0},{"$f":"IF(T241=0,0,ROUNDUP(R97/T241,0))","v":0},{"$f":"IF(T241=0,0,ROUNDUP(S97/T241,0))","v":0},{"$f":"IF(T241=0,0,ROUNDUP(T97/T241,0))","v":0},{"$f":"IF(T241=0,0,ROUNDUP(U97/T241,0))","v":0},{"$f":"IF(T241=0,0,ROUNDUP(V97/T241,0))","v":0},{"$f":"IF(T241=0,0,ROUNDUP(W97/T241,0))","v":0},{"$f":"IF(T241=0,0,ROUNDUP(X97/T241,0))","v":0},{"$f":"IF(T241=0,0,ROUNDUP(Y97/T241,0))","v":0},{"$f":"IF(T241=0,0,ROUNDUP(Z97/T241,0))","v":0},{"$f":"IF(T241=0,0,ROUNDUP(AA97/T241,0))","v":0},{"$f":"IF(T241=0,0,ROUNDUP(AB97/T241,0))","v":0},0,null,4,{"$f":"IF(AI241=0,0,ROUNDUP(AF97/AI241,0))","v":0},{"$f":"IF(AI241=0,0,ROUNDUP(AG97/AI241,0))","v":0},{"$f":"IF(AI241=0,0,ROUNDUP(AH97/AI241,0))","v":0},{"$f":"IF(AI241=0,0,ROUNDUP(AI97/AI241,0))","v":0},{"$f":"IF(AI241=0,0,ROUNDUP(AJ97/AI241,0))","v":0},{"$f":"IF(AI241=0,0,ROUNDUP(AK97/AI241,0))","v":0},{"$f":"IF(AI241=0,0,ROUNDUP(AL97/AI241,0))","v":0},{"$f":"IF(AI241=0,0,ROUNDUP(AM97/AI241,0))","v":0},{"$f":"IF(AI241=0,0,ROUNDUP(AN97/AI241,0))","v":0},{"$f":"IF(AI241=0,0,ROUNDUP(AO97/AI241,0))","v":0},{"$f":"IF(AI241=0,0,ROUNDUP(AP97/AI241,0))","v":0},{"$f":"IF(AI241=0,0,ROUNDUP(AQ97/AI241,0))","v":0},0,null,null,null,4,{"$f":"IF(AZ241=0,0,ROUNDUP(AW97/AZ241,0))","v":0},{"$f":"IF(AZ241=0,0,ROUNDUP(AX97/AZ241,0))","v":0},{"$f":"IF(AZ241=0,0,ROUNDUP(AY97/AZ241,0))","v":0},{"$f":"IF(AZ241=0,0,ROUNDUP(AZ97/AZ241,0))","v":0},{"$f":"IF(AZ241=0,0,ROUNDUP(BA97/AZ241,0))","v":0},{"$f":"IF(AZ241=0,0,ROUNDUP(BB97/AZ241,0))","v":0},{"$f":"IF(AZ241=0,0,ROUNDUP(BC97/AZ241,0))","v":0},{"$f":"IF(AZ241=0,0,ROUNDUP(BD97/AZ241,0))","v":0},{"$f":"IF(AZ241=0,0,ROUNDUP(BE97/AZ241,0))","v":0},{"$f":"IF(AZ241=0,0,ROUNDUP(BF97/AZ241,0))","v":0},{"$f":"IF(AZ241=0,0,ROUNDUP(BG97/AZ241,0))","v":0},{"$f":"IF(AZ241=0,0,ROUNDUP(BH97/AZ241,0))","v":0},0,null,4,{"$f":"IF(BO241=0,0,ROUNDUP(BL97/BO241,0))","v":0},{"$f":"IF(BO241=0,0,ROUNDUP(BM97/BO241,0))","v":0},{"$f":"IF(BO241=0,0,ROUNDUP(BN97/BO241,0))","v":0},{"$f":"IF(BO241=0,0,ROUNDUP(BO97/BO241,0))","v":0},{"$f":"IF(BO241=0,0,ROUNDUP(BP97/BO241,0))","v":0},{"$f":"IF(BO241=0,0,ROUNDUP(BQ97/BO241,0))","v":0},{"$f":"IF(BO241=0,0,ROUNDUP(BR97/BO241,0))","v":0},{"$f":"IF(BO241=0,0,ROUNDUP(BS97/BO241,0))","v":0},{"$f":"IF(BO241=0,0,ROUNDUP(BT97/BO241,0))","v":0},{"$f":"IF(BO241=0,0,ROUNDUP(BU97/BO241,0))","v":0},{"$f":"IF(BO241=0,0,ROUNDUP(BV97/BO241,0))","v":0},{"$f":"IF(BO241=0,0,ROUNDUP(BW97/BO241,0))","v":0},0,null,4,{"$f":"IF(CD241=0,0,ROUNDUP(CA97/CD241,0))","v":0},{"$f":"IF(CD241=0,0,ROUNDUP(CB97/CD241,0))","v":0},{"$f":"IF(CD241=0,0,ROUNDUP(CC97/CD241,0))","v":0},{"$f":"IF(CD241=0,0,ROUNDUP(CD97/CD241,0))","v":0},{"$f":"IF(CD241=0,0,ROUNDUP(CE97/CD241,0))","v":0},{"$f":"IF(CD241=0,0,ROUNDUP(CF97/CD241,0))","v":0},{"$f":"IF(CD241=0,0,ROUNDUP(CG97/CD241,0))","v":0},{"$f":"IF(CD241=0,0,ROUNDUP(CH97/CD241,0))","v":0},{"$f":"IF(CD241=0,0,ROUNDUP(CI97/CD241,0))","v":0},{"$f":"IF(CD241=0,0,ROUNDUP(CJ97/CD241,0))","v":0},{"$f":"IF(CD241=0,0,ROUNDUP(CK97/CD241,0))","v":0},{"$f":"IF(CD241=0,0,ROUNDUP(CL97/CD241,0))","v":0},0]
[5,{"$f":"IF(E241=0,0,ROUNDUP(B98/E241,0))","v":0},{"$f":"IF(E241=0,0,ROUNDUP(C98/E241,0))","v":0},{"$f":"IF(E241=0,0,ROUNDUP(D98/E241,0))","v":0},{"$f":"IF(E241=0,0,ROUNDUP(E98/E241,0))","v":0},{"$f":"IF(E241=0,0,ROUNDUP(F98/E241,0))","v":0},{"$f":"IF(E241=0,0,ROUNDUP(G98/E241,0))","v":0},{"$f":"IF(E241=0,0,ROUNDUP(H98/E241,0))","v":0},{"$f":"IF(E241=0,0,ROUNDUP(I98/E241,0))","v":0},{"$f":"IF(E241=0,0,ROUNDUP(J98/E241,0))","v":0},{"$f":"IF(E241=0,0,ROUNDUP(K98/E241,0))","v":0},{"$f":"IF(E241=0,0,ROUNDUP(L98/E241,0))","v":0},{"$f":"IF(E241=0,0,ROUNDUP(M98/E241,0))","v":0},0,null,5,{"$f":"IF(T241=0,0,ROUNDUP(Q98/T241,0))","v":0},{"$f":"IF(T241=0,0,ROUNDUP(R98/T241,0))","v":0},{"$f":"IF(T241=0,0,ROUNDUP(S98/T241,0))","v":0},{"$f":"IF(T241=0,0,ROUNDUP(T98/T241,0))","v":0},{"$f":"IF(T241=0,0,ROUNDUP(U98/T241,0))","v":0},{"$f":"IF(T241=0,0,ROUNDUP(V98/T241,0))","v":0},{"$f":"IF(T241=0,0,ROUNDUP(W98/T241,0))","v":0},{"$f":"IF(T241=0,0,ROUNDUP(X98/T241,0))","v":0},{"$f":"IF(T241=0,0,ROUNDUP(Y98/T241,0))","v":0},{"$f":"IF(T241=0,0,ROUNDUP(Z98/T241,0))","v":0},{"$f":"IF(T241=0,0,ROUNDUP(AA98/T241,0))","v":0},{"$f":"IF(T241=0,0,ROUNDUP(AB98/T241,0))","v":0},0,null,5,{"$f":"IF(AI241=0,0,ROUNDUP(AF98/AI241,0))","v":0},{"$f":"IF(AI241=0,0,ROUNDUP(AG98/AI241,0))","v":0},{"$f":"IF(AI241=0,0,ROUNDUP(AH98/AI241,0))","v":0},{"$f":"IF(AI241=0,0,ROUNDUP(AI98/AI241,0))","v":0},{"$f":"IF(AI241=0,0,ROUNDUP(AJ98/AI241,0))","v":0},{"$f":"IF(AI241=0,0,ROUNDUP(AK98/AI241,0))","v":0},{"$f":"IF(AI241=0,0,ROUNDUP(AL98/AI241,0))","v":0},{"$f":"IF(AI241=0,0,ROUNDUP(AM98/AI241,0))","v":0},{"$f":"IF(AI241=0,0,ROUNDUP(AN98/AI241,0))","v":0},{"$f":"IF(AI241=0,0,ROUNDUP(AO98/AI241,0))","v":0},{"$f":"IF(AI241=0,0,ROUNDUP(AP98/AI241,0))","v":0},{"$f":"IF(AI241=0,0,ROUNDUP(AQ98/AI241,0))","v":0},0,null,null,null,5,{"$f":"IF(AZ241=0,0,ROUNDUP(AW98/AZ241,0))","v":0},{"$f":"IF(AZ241=0,0,ROUNDUP(AX98/AZ241,0))","v":0},{"$f":"IF(AZ241=0,0,ROUNDUP(AY98/AZ241,0))","v":0},{"$f":"IF(AZ241=0,0,ROUNDUP(AZ98/AZ241,0))","v":0},{"$f":"IF(AZ241=0,0,ROUNDUP(BA98/AZ241,0))","v":0},{"$f":"IF(AZ241=0,0,ROUNDUP(BB98/AZ241,0))","v":0},{"$f":"IF(AZ241=0,0,ROUNDUP(BC98/AZ241,0))","v":0},{"$f":"IF(AZ241=0,0,ROUNDUP(BD98/AZ241,0))","v":0},{"$f":"IF(AZ241=0,0,ROUNDUP(BE98/AZ241,0))","v":0},{"$f":"IF(AZ241=0,0,ROUNDUP(BF98/AZ241,0))","v":0},{"$f":"IF(AZ241=0,0,ROUNDUP(BG98/AZ241,0))","v":0},{"$f":"IF(AZ241=0,0,ROUNDUP(BH98/AZ241,0))","v":0},0,null,5,{"$f":"IF(BO241=0,0,ROUNDUP(BL98/BO241,0))","v":0},{"$f":"IF(BO241=0,0,ROUNDUP(BM98/BO241,0))","v":0},{"$f":"IF(BO241=0,0,ROUNDUP(BN98/BO241,0))","v":0},{"$f":"IF(BO241=0,0,ROUNDUP(BO98/BO241,0))","v":0},{"$f":"IF(BO241=0,0,ROUNDUP(BP98/BO241,0))","v":0},{"$f":"IF(BO241=0,0,ROUNDUP(BQ98/BO241,0))","v":0},{"$f":"IF(BO241=0,0,ROUNDUP(BR98/BO241,0))","v":0},{"$f":"IF(BO241=0,0,ROUNDUP(BS98/BO241,0))","v":0},{"$f":"IF(BO241=0,0,ROUNDUP(BT98/BO241,0))","v":0},{"$f":"IF(BO241=0,0,ROUNDUP(BU98/BO241,0))","v":0},{"$f":"IF(BO241=0,0,ROUNDUP(BV98/BO241,0))","v":0},{"$f":"IF(BO241=0,0,ROUNDUP(BW98/BO241,0))","v":0},0,null,5,{"$f":"IF(CD241=0,0,ROUNDUP(CA98/CD241,0))","v":0},{"$f":"IF(CD241=0,0,ROUNDUP(CB98/CD241,0))","v":0},{"$f":"IF(CD241=0,0,ROUNDUP(CC98/CD241,0))","v":0},{"$f":"IF(CD241=0,0,ROUNDUP(CD98/CD241,0))","v":0},{"$f":"IF(CD241=0,0,ROUNDUP(CE98/CD241,0))","v":0},{"$f":"IF(CD241=0,0,ROUNDUP(CF98/CD241,0))","v":0},{"$f":"IF(CD241=0,0,ROUNDUP(CG98/CD241,0))","v":0},{"$f":"IF(CD241=0,0,ROUNDUP(CH98/CD241,0))","v":0},{"$f":"IF(CD241=0,0,ROUNDUP(CI98/CD241,0))","v":0},{"$f":"IF(CD241=0,0,ROUNDUP(CJ98/CD241,0))","v":0},{"$f":"IF(CD241=0,0,ROUNDUP(CK98/CD241,0))","v":0},{"$f":"IF(CD241=0,0,ROUNDUP(CL98/CD241,0))","v":0},0]
[6,{"$f":"IF(E241=0,0,ROUNDUP(B99/E241,0))","v":0},{"$f":"IF(E241=0,0,ROUNDUP(C99/E241,0))","v":0},{"$f":"IF(E241=0,0,ROUNDUP(D99/E241,0))","v":0},{"$f":"IF(E241=0,0,ROUNDUP(E99/E241,0))","v":0},{"$f":"IF(E241=0,0,ROUNDUP(F99/E241,0))","v":0},{"$f":"IF(E241=0,0,ROUNDUP(G99/E241,0))","v":0},{"$f":"IF(E241=0,0,ROUNDUP(H99/E241,0))","v":0},{"$f":"IF(E241=0,0,ROUNDUP(I99/E241,0))","v":0},{"$f":"IF(E241=0,0,ROUNDUP(J99/E241,0))","v":0},{"$f":"IF(E241=0,0,ROUNDUP(K99/E241,0))","v":0},{"$f":"IF(E241=0,0,ROUNDUP(L99/E241,0))","v":0},{"$f":"IF(E241=0,0,ROUNDUP(M99/E241,0))","v":0},0,null,6,{"$f":"IF(T241=0,0,ROUNDUP(Q99/T241,0))","v":0},{"$f":"IF(T241=0,0,ROUNDUP(R99/T241,0))","v":0},{"$f":"IF(T241=0,0,ROUNDUP(S99/T241,0))","v":0},{"$f":"IF(T241=0,0,ROUNDUP(T99/T241,0))","v":0},{"$f":"IF(T241=0,0,ROUNDUP(U99/T241,0))","v":0},{"$f":"IF(T241=0,0,ROUNDUP(V99/T241,0))","v":0},{"$f":"IF(T241=0,0,ROUNDUP(W99/T241,0))","v":0},{"$f":"IF(T241=0,0,ROUNDUP(X99/T241,0))","v":0},{"$f":"IF(T241=0,0,ROUNDUP(Y99/T241,0))","v":0},{"$f":"IF(T241=0,0,ROUNDUP(Z99/T241,0))","v":0},{"$f":"IF(T241=0,0,ROUNDUP(AA99/T241,0))","v":0},{"$f":"IF(T241=0,0,ROUNDUP(AB99/T241,0))","v":0},0,null,6,{"$f":"IF(AI241=0,0,ROUNDUP(AF99/AI241,0))","v":0},{"$f":"IF(AI241=0,0,ROUNDUP(AG99/AI241,0))","v":0},{"$f":"IF(AI241=0,0,ROUNDUP(AH99/AI241,0))","v":0},{"$f":"IF(AI241=0,0,ROUNDUP(AI99/AI241,0))","v":0},{"$f":"IF(AI241=0,0,ROUNDUP(AJ99/AI241,0))","v":0},{"$f":"IF(AI241=0,0,ROUNDUP(AK99/AI241,0))","v":0},{"$f":"IF(AI241=0,0,ROUNDUP(AL99/AI241,0))","v":0},{"$f":"IF(AI241=0,0,ROUNDUP(AM99/AI241,0))","v":0},{"$f":"IF(AI241=0,0,ROUNDUP(AN99/AI241,0))","v":0},{"$f":"IF(AI241=0,0,ROUNDUP(AO99/AI241,0))","v":0},{"$f":"IF(AI241=0,0,ROUNDUP(AP99/AI241,0))","v":0},{"$f":"IF(AI241=0,0,ROUNDUP(AQ99/AI241,0))","v":0},0,null,null,null,6,{"$f":"IF(AZ241=0,0,ROUNDUP(AW99/AZ241,0))","v":0},{"$f":"IF(AZ241=0,0,ROUNDUP(AX99/AZ241,0))","v":0},{"$f":"IF(AZ241=0,0,ROUNDUP(AY99/AZ241,0))","v":0},{"$f":"IF(AZ241=0,0,ROUNDUP(AZ99/AZ241,0))","v":0},{"$f":"IF(AZ241=0,0,ROUNDUP(BA99/AZ241,0))","v":0},{"$f":"IF(AZ241=0,0,ROUNDUP(BB99/AZ241,0))","v":0},{"$f":"IF(AZ241=0,0,ROUNDUP(BC99/AZ241,0))","v":0},{"$f":"IF(AZ241=0,0,ROUNDUP(BD99/AZ241,0))","v":0},{"$f":"IF(AZ241=0,0,ROUNDUP(BE99/AZ241,0))","v":0},{"$f":"IF(AZ241=0,0,ROUNDUP(BF99/AZ241,0))","v":0},{"$f":"IF(AZ241=0,0,ROUNDUP(BG99/AZ241,0))","v":0},{"$f":"IF(AZ241=0,0,ROUNDUP(BH99/AZ241,0))","v":0},0,null,6,{"$f":"IF(BO241=0,0,ROUNDUP(BL99/BO241,0))","v":0},{"$f":"IF(BO241=0,0,ROUNDUP(BM99/BO241,0))","v":0},{"$f":"IF(BO241=0,0,ROUNDUP(BN99/BO241,0))","v":0},{"$f":"IF(BO241=0,0,ROUNDUP(BO99/BO241,0))","v":0},{"$f":"IF(BO241=0,0,ROUNDUP(BP99/BO241,0))","v":0},{"$f":"IF(BO241=0,0,ROUNDUP(BQ99/BO241,0))","v":0},{"$f":"IF(BO241=0,0,ROUNDUP(BR99/BO241,0))","v":0},{"$f":"IF(BO241=0,0,ROUNDUP(BS99/BO241,0))","v":0},{"$f":"IF(BO241=0,0,ROUNDUP(BT99/BO241,0))","v":0},{"$f":"IF(BO241=0,0,ROUNDUP(BU99/BO241,0))","v":0},{"$f":"IF(BO241=0,0,ROUNDUP(BV99/BO241,0))","v":0},{"$f":"IF(BO241=0,0,ROUNDUP(BW99/BO241,0))","v":0},0,null,6,{"$f":"IF(CD241=0,0,ROUNDUP(CA99/CD241,0))","v":0},{"$f":"IF(CD241=0,0,ROUNDUP(CB99/CD241,0))","v":0},{"$f":"IF(CD241=0,0,ROUNDUP(CC99/CD241,0))","v":0},{"$f":"IF(CD241=0,0,ROUNDUP(CD99/CD241,0))","v":0},{"$f":"IF(CD241=0,0,ROUNDUP(CE99/CD241,0))","v":0},{"$f":"IF(CD241=0,0,ROUNDUP(CF99/CD241,0))","v":0},{"$f":"IF(CD241=0,0,ROUNDUP(CG99/CD241,0))","v":0},{"$f":"IF(CD241=0,0,ROUNDUP(CH99/CD241,0))","v":0},{"$f":"IF(CD241=0,0,ROUNDUP(CI99/CD241,0))","v":0},{"$f":"IF(CD241=0,0,ROUNDUP(CJ99/CD241,0))","v":0},{"$f":"IF(CD241=0,0,ROUNDUP(CK99/CD241,0))","v":0},{"$f":"IF(CD241=0,0,ROUNDUP(CL99/CD241,0))","v":0},0]
[7,{"$f":"IF(E241=0,0,ROUNDUP(B100/E241,0))","v":0},{"$f":"IF(E241=0,0,ROUNDUP(C100/E241,0))","v":0},{"$f":"IF(E241=0,0,ROUNDUP(D100/E241,0))","v":0},{"$f":"IF(E241=0,0,ROUNDUP(E100/E241,0))","v":0},{"$f":"IF(E241=0,0,ROUNDUP(F100/E241,0))","v":0},{"$f":"IF(E241=0,0,ROUNDUP(G100/E241,0))","v":0},{"$f":"IF(E241=0,0,ROUNDUP(H100/E241,0))","v":0},{"$f":"IF(E241=0,0,ROUNDUP(I100/E241,0))","v":0},{"$f":"IF(E241=0,0,ROUNDUP(J100/E241,0))","v":0},{"$f":"IF(E241=0,0,ROUNDUP(K100/E241,0))","v":0},{"$f":"IF(E241=0,0,ROUNDUP(L100/E241,0))","v":0},{"$f":"IF(E241=0,0,ROUNDUP(M100/E241,0))","v":0},0,null,7,{"$f":"IF(T241=0,0,ROUNDUP(Q100/T241,0))","v":0},{"$f":"IF(T241=0,0,ROUNDUP(R100/T241,0))","v":0},{"$f":"IF(T241=0,0,ROUNDUP(S100/T241,0))","v":0},{"$f":"IF(T241=0,0,ROUNDUP(T100/T241,0))","v":0},{"$f":"IF(T241=0,0,ROUNDUP(U100/T241,0))","v":0},{"$f":"IF(T241=0,0,ROUNDUP(V100/T241,0))","v":0},{"$f":"IF(T241=0,0,ROUNDUP(W100/T241,0))","v":0},{"$f":"IF(T241=0,0,ROUNDUP(X100/T241,0))","v":0},{"$f":"IF(T241=0,0,ROUNDUP(Y100/T241,0))","v":0},{"$f":"IF(T241=0,0,ROUNDUP(Z100/T241,0))","v":0},{"$f":"IF(T241=0,0,ROUNDUP(AA100/T241,0))","v":0},{"$f":"IF(T241=0,0,ROUNDUP(AB100/T241,0))","v":0},0,null,7,{"$f":"IF(AI241=0,0,ROUNDUP(AF100/AI241,0))","v":0},{"$f":"IF(AI241=0,0,ROUNDUP(AG100/AI241,0))","v":0},{"$f":"IF(AI241=0,0,ROUNDUP(AH100/AI241,0))","v":0},{"$f":"IF(AI241=0,0,ROUNDUP(AI100/AI241,0))","v":0},{"$f":"IF(AI241=0,0,ROUNDUP(AJ100/AI241,0))","v":0},{"$f":"IF(AI241=0,0,ROUNDUP(AK100/AI241,0))","v":0},{"$f":"IF(AI241=0,0,ROUNDUP(AL100/AI241,0))","v":0},{"$f":"IF(AI241=0,0,ROUNDUP(AM100/AI241,0))","v":0},{"$f":"IF(AI241=0,0,ROUNDUP(AN100/AI241,0))","v":0},{"$f":"IF(AI241=0,0,ROUNDUP(AO100/AI241,0))","v":0},{"$f":"IF(AI241=0,0,ROUNDUP(AP100/AI241,0))","v":0},{"$f":"IF(AI241=0,0,ROUNDUP(AQ100/AI241,0))","v":0},0,null,null,null,7,{"$f":"IF(AZ241=0,0,ROUNDUP(AW100/AZ241,0))","v":0},{"$f":"IF(AZ241=0,0,ROUNDUP(AX100/AZ241,0))","v":0},{"$f":"IF(AZ241=0,0,ROUNDUP(AY100/AZ241,0))","v":0},{"$f":"IF(AZ241=0,0,ROUNDUP(AZ100/AZ241,0))","v":0},{"$f":"IF(AZ241=0,0,ROUNDUP(BA100/AZ241,0))","v":0},{"$f":"IF(AZ241=0,0,ROUNDUP(BB100/AZ241,0))","v":0},{"$f":"IF(AZ241=0,0,ROUNDUP(BC100/AZ241,0))","v":0},{"$f":"IF(AZ241=0,0,ROUNDUP(BD100/AZ241,0))","v":0},{"$f":"IF(AZ241=0,0,ROUNDUP(BE100/AZ241,0))","v":0},{"$f":"IF(AZ241=0,0,ROUNDUP(BF100/AZ241,0))","v":0},{"$f":"IF(AZ241=0,0,ROUNDUP(BG100/AZ241,0))","v":0},{"$f":"IF(AZ241=0,0,ROUNDUP(BH100/AZ241,0))","v":0},0,null,7,{"$f":"IF(BO241=0,0,ROUNDUP(BL100/BO241,0))","v":0},{"$f":"IF(BO241=0,0,ROUNDUP(BM100/BO241,0))","v":0},{"$f":"IF(BO241=0,0,ROUNDUP(BN100/BO241,0))","v":0},{"$f":"IF(BO241=0,0,ROUNDUP(BO100/BO241,0))","v":0},{"$f":"IF(BO241=0,0,ROUNDUP(BP100/BO241,0))","v":0},{"$f":"IF(BO241=0,0,ROUNDUP(BQ100/BO241,0))","v":0},{"$f":"IF(BO241=0,0,ROUNDUP(BR100/BO241,0))","v":0},{"$f":"IF(BO241=0,0,ROUNDUP(BS100/BO241,0))","v":0},{"$f":"IF(BO241=0,0,ROUNDUP(BT100/BO241,0))","v":0},{"$f":"IF(BO241=0,0,ROUNDUP(BU100/BO241,0))","v":0},{"$f":"IF(BO241=0,0,ROUNDUP(BV100/BO241,0))","v":0},{"$f":"IF(BO241=0,0,ROUNDUP(BW100/BO241,0))","v":0},0,null,7,{"$f":"IF(CD241=0,0,ROUNDUP(CA100/CD241,0))","v":0},{"$f":"IF(CD241=0,0,ROUNDUP(CB100/CD241,0))","v":0},{"$f":"IF(CD241=0,0,ROUNDUP(CC100/CD241,0))","v":0},{"$f":"IF(CD241=0,0,ROUNDUP(CD100/CD241,0))","v":0},{"$f":"IF(CD241=0,0,ROUNDUP(CE100/CD241,0))","v":0},{"$f":"IF(CD241=0,0,ROUNDUP(CF100/CD241,0))","v":0},{"$f":"IF(CD241=0,0,ROUNDUP(CG100/CD241,0))","v":0},{"$f":"IF(CD241=0,0,ROUNDUP(CH100/CD241,0))","v":0},{"$f":"IF(CD241=0,0,ROUNDUP(CI100/CD241,0))","v":0},{"$f":"IF(CD241=0,0,ROUNDUP(CJ100/CD241,0))","v":0},{"$f":"IF(CD241=0,0,ROUNDUP(CK100/CD241,0))","v":0},{"$f":"IF(CD241=0,0,ROUNDUP(CL100/CD241,0))","v":0},0]
[8,{"$f":"IF(E241=0,0,ROUNDUP(B101/E241,0))","v":0},{"$f":"IF(E241=0,0,ROUNDUP(C101/E241,0))","v":0},{"$f":"IF(E241=0,0,ROUNDUP(D101/E241,0))","v":0},{"$f":"IF(E241=0,0,ROUNDUP(E101/E241,0))","v":0},{"$f":"IF(E241=0,0,ROUNDUP(F101/E241,0))","v":0},{"$f":"IF(E241=0,0,ROUNDUP(G101/E241,0))","v":0},{"$f":"IF(E241=0,0,ROUNDUP(H101/E241,0))","v":0},{"$f":"IF(E241=0,0,ROUNDUP(I101/E241,0))","v":0},{"$f":"IF(E241=0,0,ROUNDUP(J101/E241,0))","v":0},{"$f":"IF(E241=0,0,ROUNDUP(K101/E241,0))","v":0},{"$f":"IF(E241=0,0,ROUNDUP(L101/E241,0))","v":0},{"$f":"IF(E241=0,0,ROUNDUP(M101/E241,0))","v":0},0,null,8,{"$f":"IF(T241=0,0,ROUNDUP(Q101/T241,0))","v":0},{"$f":"IF(T241=0,0,ROUNDUP(R101/T241,0))","v":0},{"$f":"IF(T241=0,0,ROUNDUP(S101/T241,0))","v":0},{"$f":"IF(T241=0,0,ROUNDUP(T101/T241,0))","v":0},{"$f":"IF(T241=0,0,ROUNDUP(U101/T241,0))","v":0},{"$f":"IF(T241=0,0,ROUNDUP(V101/T241,0))","v":0},{"$f":"IF(T241=0,0,ROUNDUP(W101/T241,0))","v":0},{"$f":"IF(T241=0,0,ROUNDUP(X101/T241,0))","v":0},{"$f":"IF(T241=0,0,ROUNDUP(Y101/T241,0))","v":0},{"$f":"IF(T241=0,0,ROUNDUP(Z101/T241,0))","v":0},{"$f":"IF(T241=0,0,ROUNDUP(AA101/T241,0))","v":0},{"$f":"IF(T241=0,0,ROUNDUP(AB101/T241,0))","v":0},0,null,8,{"$f":"IF(AI241=0,0,ROUNDUP(AF101/AI241,0))","v":0},{"$f":"IF(AI241=0,0,ROUNDUP(AG101/AI241,0))","v":0},{"$f":"IF(AI241=0,0,ROUNDUP(AH101/AI241,0))","v":0},{"$f":"IF(AI241=0,0,ROUNDUP(AI101/AI241,0))","v":0},{"$f":"IF(AI241=0,0,ROUNDUP(AJ101/AI241,0))","v":0},{"$f":"IF(AI241=0,0,ROUNDUP(AK101/AI241,0))","v":0},{"$f":"IF(AI241=0,0,ROUNDUP(AL101/AI241,0))","v":0},{"$f":"IF(AI241=0,0,ROUNDUP(AM101/AI241,0))","v":0},{"$f":"IF(AI241=0,0,ROUNDUP(AN101/AI241,0))","v":0},{"$f":"IF(AI241=0,0,ROUNDUP(AO101/AI241,0))","v":0},{"$f":"IF(AI241=0,0,ROUNDUP(AP101/AI241,0))","v":0},{"$f":"IF(AI241=0,0,ROUNDUP(AQ101/AI241,0))","v":0},0,null,null,null,8,{"$f":"IF(AZ241=0,0,ROUNDUP(AW101/AZ241,0))","v":0},{"$f":"IF(AZ241=0,0,ROUNDUP(AX101/AZ241,0))","v":0},{"$f":"IF(AZ241=0,0,ROUNDUP(AY101/AZ241,0))","v":0},{"$f":"IF(AZ241=0,0,ROUNDUP(AZ101/AZ241,0))","v":0},{"$f":"IF(AZ241=0,0,ROUNDUP(BA101/AZ241,0))","v":0},{"$f":"IF(AZ241=0,0,ROUNDUP(BB101/AZ241,0))","v":0},{"$f":"IF(AZ241=0,0,ROUNDUP(BC101/AZ241,0))","v":0},{"$f":"IF(AZ241=0,0,ROUNDUP(BD101/AZ241,0))","v":0},{"$f":"IF(AZ241=0,0,ROUNDUP(BE101/AZ241,0))","v":0},{"$f":"IF(AZ241=0,0,ROUNDUP(BF101/AZ241,0))","v":0},{"$f":"IF(AZ241=0,0,ROUNDUP(BG101/AZ241,0))","v":0},{"$f":"IF(AZ241=0,0,ROUNDUP(BH101/AZ241,0))","v":0},0,null,8,{"$f":"IF(BO241=0,0,ROUNDUP(BL101/BO241,0))","v":0},{"$f":"IF(BO241=0,0,ROUNDUP(BM101/BO241,0))","v":0},{"$f":"IF(BO241=0,0,ROUNDUP(BN101/BO241,0))","v":0},{"$f":"IF(BO241=0,0,ROUNDUP(BO101/BO241,0))","v":0},{"$f":"IF(BO241=0,0,ROUNDUP(BP101/BO241,0))","v":0},{"$f":"IF(BO241=0,0,ROUNDUP(BQ101/BO241,0))","v":0},{"$f":"IF(BO241=0,0,ROUNDUP(BR101/BO241,0))","v":0},{"$f":"IF(BO241=0,0,ROUNDUP(BS101/BO241,0))","v":0},{"$f":"IF(BO241=0,0,ROUNDUP(BT101/BO241,0))","v":0},{"$f":"IF(BO241=0,0,ROUNDUP(BU101/BO241,0))","v":0},{"$f":"IF(BO241=0,0,ROUNDUP(BV101/BO241,0))","v":0},{"$f":"IF(BO241=0,0,ROUNDUP(BW101/BO241,0))","v":0},0,null,8,{"$f":"IF(CD241=0,0,ROUNDUP(CA101/CD241,0))","v":0},{"$f":"IF(CD241=0,0,ROUNDUP(CB101/CD241,0))","v":0},{"$f":"IF(CD241=0,0,ROUNDUP(CC101/CD241,0))","v":0},{"$f":"IF(CD241=0,0,ROUNDUP(CD101/CD241,0))","v":0},{"$f":"IF(CD241=0,0,ROUNDUP(CE101/CD241,0))","v":0},{"$f":"IF(CD241=0,0,ROUNDUP(CF101/CD241,0))","v":0},{"$f":"IF(CD241=0,0,ROUNDUP(CG101/CD241,0))","v":0},{"$f":"IF(CD241=0,0,ROUNDUP(CH101/CD241,0))","v":0},{"$f":"IF(CD241=0,0,ROUNDUP(CI101/CD241,0))","v":0},{"$f":"IF(CD241=0,0,ROUNDUP(CJ101/CD241,0))","v":0},{"$f":"IF(CD241=0,0,ROUNDUP(CK101/CD241,0))","v":0},{"$f":"IF(CD241=0,0,ROUNDUP(CL101/CD241,0))","v":0},0]
[9,{"$f":"IF(E241=0,0,ROUNDUP(B102/E241,0))","v":0},{"$f":"IF(E241=0,0,ROUNDUP(C102/E241,0))","v":0},{"$f":"IF(E241=0,0,ROUNDUP(D102/E241,0))","v":0},{"$f":"IF(E241=0,0,ROUNDUP(E102/E241,0))","v":0},{"$f":"IF(E241=0,0,ROUNDUP(F102/E241,0))","v":0},{"$f":"IF(E241=0,0,ROUNDUP(G102/E241,0))","v":0},{"$f":"IF(E241=0,0,ROUNDUP(H102/E241,0))","v":0},{"$f":"IF(E241=0,0,ROUNDUP(I102/E241,0))","v":0},{"$f":"IF(E241=0,0,ROUNDUP(J102/E241,0))","v":0},{"$f":"IF(E241=0,0,ROUNDUP(K102/E241,0))","v":0},{"$f":"IF(E241=0,0,ROUNDUP(L102/E241,0))","v":0},{"$f":"IF(E241=0,0,ROUNDUP(M102/E241,0))","v":0},0,null,9,{"$f":"IF(T241=0,0,ROUNDUP(Q102/T241,0))","v":0},{"$f":"IF(T241=0,0,ROUNDUP(R102/T241,0))","v":0},{"$f":"IF(T241=0,0,ROUNDUP(S102/T241,0))","v":0},{"$f":"IF(T241=0,0,ROUNDUP(T102/T241,0))","v":0},{"$f":"IF(T241=0,0,ROUNDUP(U102/T241,0))","v":0},{"$f":"IF(T241=0,0,ROUNDUP(V102/T241,0))","v":0},{"$f":"IF(T241=0,0,ROUNDUP(W102/T241,0))","v":0},{"$f":"IF(T241=0,0,ROUNDUP(X102/T241,0))","v":0},{"$f":"IF(T241=0,0,ROUNDUP(Y102/T241,0))","v":0},{"$f":"IF(T241=0,0,ROUNDUP(Z102/T241,0))","v":0},{"$f":"IF(T241=0,0,ROUNDUP(AA102/T241,0))","v":0},{"$f":"IF(T241=0,0,ROUNDUP(AB102/T241,0))","v":0},0,null,9,{"$f":"IF(AI241=0,0,ROUNDUP(AF102/AI241,0))","v":0},{"$f":"IF(AI241=0,0,ROUNDUP(AG102/AI241,0))","v":0},{"$f":"IF(AI241=0,0,ROUNDUP(AH102/AI241,0))","v":0},{"$f":"IF(AI241=0,0,ROUNDUP(AI102/AI241,0))","v":0},{"$f":"IF(AI241=0,0,ROUNDUP(AJ102/AI241,0))","v":0},{"$f":"IF(AI241=0,0,ROUNDUP(AK102/AI241,0))","v":0},{"$f":"IF(AI241=0,0,ROUNDUP(AL102/AI241,0))","v":0},{"$f":"IF(AI241=0,0,ROUNDUP(AM102/AI241,0))","v":0},{"$f":"IF(AI241=0,0,ROUNDUP(AN102/AI241,0))","v":0},{"$f":"IF(AI241=0,0,ROUNDUP(AO102/AI241,0))","v":0},{"$f":"IF(AI241=0,0,ROUNDUP(AP102/AI241,0))","v":0},{"$f":"IF(AI241=0,0,ROUNDUP(AQ102/AI241,0))","v":0},0,null,null,null,9,{"$f":"IF(AZ241=0,0,ROUNDUP(AW102/AZ241,0))","v":0},{"$f":"IF(AZ241=0,0,ROUNDUP(AX102/AZ241,0))","v":0},{"$f":"IF(AZ241=0,0,ROUNDUP(AY102/AZ241,0))","v":0},{"$f":"IF(AZ241=0,0,ROUNDUP(AZ102/AZ241,0))","v":0},{"$f":"IF(AZ241=0,0,ROUNDUP(BA102/AZ241,0))","v":0},{"$f":"IF(AZ241=0,0,ROUNDUP(BB102/AZ241,0))","v":0},{"$f":"IF(AZ241=0,0,ROUNDUP(BC102/AZ241,0))","v":0},{"$f":"IF(AZ241=0,0,ROUNDUP(BD102/AZ241,0))","v":0},{"$f":"IF(AZ241=0,0,ROUNDUP(BE102/AZ241,0))","v":0},{"$f":"IF(AZ241=0,0,ROUNDUP(BF102/AZ241,0))","v":0},{"$f":"IF(AZ241=0,0,ROUNDUP(BG102/AZ241,0))","v":0},{"$f":"IF(AZ241=0,0,ROUNDUP(BH102/AZ241,0))","v":0},0,null,9,{"$f":"IF(BO241=0,0,ROUNDUP(BL102/BO241,0))","v":0},{"$f":"IF(BO241=0,0,ROUNDUP(BM102/BO241,0))","v":0},{"$f":"IF(BO241=0,0,ROUNDUP(BN102/BO241,0))","v":0},{"$f":"IF(BO241=0,0,ROUNDUP(BO102/BO241,0))","v":0},{"$f":"IF(BO241=0,0,ROUNDUP(BP102/BO241,0))","v":0},{"$f":"IF(BO241=0,0,ROUNDUP(BQ102/BO241,0))","v":0},{"$f":"IF(BO241=0,0,ROUNDUP(BR102/BO241,0))","v":0},{"$f":"IF(BO241=0,0,ROUNDUP(BS102/BO241,0))","v":0},{"$f":"IF(BO241=0,0,ROUNDUP(BT102/BO241,0))","v":0},{"$f":"IF(BO241=0,0,ROUNDUP(BU102/BO241,0))","v":0},{"$f":"IF(BO241=0,0,ROUNDUP(BV102/BO241,0))","v":0},{"$f":"IF(BO241=0,0,ROUNDUP(BW102/BO241,0))","v":0},0,null,9,{"$f":"IF(CD241=0,0,ROUNDUP(CA102/CD241,0))","v":0},{"$f":"IF(CD241=0,0,ROUNDUP(CB102/CD241,0))","v":0},{"$f":"IF(CD241=0,0,ROUNDUP(CC102/CD241,0))","v":0},{"$f":"IF(CD241=0,0,ROUNDUP(CD102/CD241,0))","v":0},{"$f":"IF(CD241=0,0,ROUNDUP(CE102/CD241,0))","v":0},{"$f":"IF(CD241=0,0,ROUNDUP(CF102/CD241,0))","v":0},{"$f":"IF(CD241=0,0,ROUNDUP(CG102/CD241,0))","v":0},{"$f":"IF(CD241=0,0,ROUNDUP(CH102/CD241,0))","v":0},{"$f":"IF(CD241=0,0,ROUNDUP(CI102/CD241,0))","v":0},{"$f":"IF(CD241=0,0,ROUNDUP(CJ102/CD241,0))","v":0},{"$f":"IF(CD241=0,0,ROUNDUP(CK102/CD241,0))","v":0},{"$f":"IF(CD241=0,0,ROUNDUP(CL102/CD241,0))","v":0},0]
[10,{"$f":"IF(E241=0,0,ROUNDUP(B103/E241,0))","v":0},{"$f":"IF(E241=0,0,ROUNDUP(C103/E241,0))","v":0},{"$f":"IF(E241=0,0,ROUNDUP(D103/E241,0))","v":0},{"$f":"IF(E241=0,0,ROUNDUP(E103/E241,0))","v":0},{"$f":"IF(E241=0,0,ROUNDUP(F103/E241,0))","v":0},{"$f":"IF(E241=0,0,ROUNDUP(G103/E241,0))","v":0},{"$f":"IF(E241=0,0,ROUNDUP(H103/E241,0))","v":0},{"$f":"IF(E241=0,0,ROUNDUP(I103/E241,0))","v":0},{"$f":"IF(E241=0,0,ROUNDUP(J103/E241,0))","v":0},{"$f":"IF(E241=0,0,ROUNDUP(K103/E241,0))","v":0},{"$f":"IF(E241=0,0,ROUNDUP(L103/E241,0))","v":0},{"$f":"IF(E241=0,0,ROUNDUP(M103/E241,0))","v":0},0,null,10,{"$f":"IF(T241=0,0,ROUNDUP(Q103/T241,0))","v":0},{"$f":"IF(T241=0,0,ROUNDUP(R103/T241,0))","v":0},{"$f":"IF(T241=0,0,ROUNDUP(S103/T241,0))","v":0},{"$f":"IF(T241=0,0,ROUNDUP(T103/T241,0))","v":0},{"$f":"IF(T241=0,0,ROUNDUP(U103/T241,0))","v":0},{"$f":"IF(T241=0,0,ROUNDUP(V103/T241,0))","v":0},{"$f":"IF(T241=0,0,ROUNDUP(W103/T241,0))","v":0},{"$f":"IF(T241=0,0,ROUNDUP(X103/T241,0))","v":0},{"$f":"IF(T241=0,0,ROUNDUP(Y103/T241,0))","v":0},{"$f":"IF(T241=0,0,ROUNDUP(Z103/T241,0))","v":0},{"$f":"IF(T241=0,0,ROUNDUP(AA103/T241,0))","v":0},{"$f":"IF(T241=0,0,ROUNDUP(AB103/T241,0))","v":0},0,null,10,{"$f":"IF(AI241=0,0,ROUNDUP(AF103/AI241,0))","v":0},{"$f":"IF(AI241=0,0,ROUNDUP(AG103/AI241,0))","v":0},{"$f":"IF(AI241=0,0,ROUNDUP(AH103/AI241,0))","v":0},{"$f":"IF(AI241=0,0,ROUNDUP(AI103/AI241,0))","v":0},{"$f":"IF(AI241=0,0,ROUNDUP(AJ103/AI241,0))","v":0},{"$f":"IF(AI241=0,0,ROUNDUP(AK103/AI241,0))","v":0},{"$f":"IF(AI241=0,0,ROUNDUP(AL103/AI241,0))","v":0},{"$f":"IF(AI241=0,0,ROUNDUP(AM103/AI241,0))","v":0},{"$f":"IF(AI241=0,0,ROUNDUP(AN103/AI241,0))","v":0},{"$f":"IF(AI241=0,0,ROUNDUP(AO103/AI241,0))","v":0},{"$f":"IF(AI241=0,0,ROUNDUP(AP103/AI241,0))","v":0},{"$f":"IF(AI241=0,0,ROUNDUP(AQ103/AI241,0))","v":0},0,null,null,null,10,{"$f":"IF(AZ241=0,0,ROUNDUP(AW103/AZ241,0))","v":0},{"$f":"IF(AZ241=0,0,ROUNDUP(AX103/AZ241,0))","v":0},{"$f":"IF(AZ241=0,0,ROUNDUP(AY103/AZ241,0))","v":0},{"$f":"IF(AZ241=0,0,ROUNDUP(AZ103/AZ241,0))","v":0},{"$f":"IF(AZ241=0,0,ROUNDUP(BA103/AZ241,0))","v":0},{"$f":"IF(AZ241=0,0,ROUNDUP(BB103/AZ241,0))","v":0},{"$f":"IF(AZ241=0,0,ROUNDUP(BC103/AZ241,0))","v":0},{"$f":"IF(AZ241=0,0,ROUNDUP(BD103/AZ241,0))","v":0},{"$f":"IF(AZ241=0,0,ROUNDUP(BE103/AZ241,0))","v":0},{"$f":"IF(AZ241=0,0,ROUNDUP(BF103/AZ241,0))","v":0},{"$f":"IF(AZ241=0,0,ROUNDUP(BG103/AZ241,0))","v":0},{"$f":"IF(AZ241=0,0,ROUNDUP(BH103/AZ241,0))","v":0},0,null,10,{"$f":"IF(BO241=0,0,ROUNDUP(BL103/BO241,0))","v":0},{"$f":"IF(BO241=0,0,ROUNDUP(BM103/BO241,0))","v":0},{"$f":"IF(BO241=0,0,ROUNDUP(BN103/BO241,0))","v":0},{"$f":"IF(BO241=0,0,ROUNDUP(BO103/BO241,0))","v":0},{"$f":"IF(BO241=0,0,ROUNDUP(BP103/BO241,0))","v":0},{"$f":"IF(BO241=0,0,ROUNDUP(BQ103/BO241,0))","v":0},{"$f":"IF(BO241=0,0,ROUNDUP(BR103/BO241,0))","v":0},{"$f":"IF(BO241=0,0,ROUNDUP(BS103/BO241,0))","v":0},{"$f":"IF(BO241=0,0,ROUNDUP(BT103/BO241,0))","v":0},{"$f":"IF(BO241=0,0,ROUNDUP(BU103/BO241,0))","v":0},{"$f":"IF(BO241=0,0,ROUNDUP(BV103/BO241,0))","v":0},{"$f":"IF(BO241=0,0,ROUNDUP(BW103/BO241,0))","v":0},0,null,10,{"$f":"IF(CD241=0,0,ROUNDUP(CA103/CD241,0))","v":0},{"$f":"IF(CD241=0,0,ROUNDUP(CB103/CD241,0))","v":0},{"$f":"IF(CD241=0,0,ROUNDUP(CC103/CD241,0))","v":0},{"$f":"IF(CD241=0,0,ROUNDUP(CD103/CD241,0))","v":0},{"$f":"IF(CD241=0,0,ROUNDUP(CE103/CD241,0))","v":0},{"$f":"IF(CD241=0,0,ROUNDUP(CF103/CD241,0))","v":0},{"$f":"IF(CD241=0,0,ROUNDUP(CG103/CD241,0))","v":0},{"$f":"IF(CD241=0,0,ROUNDUP(CH103/CD241,0))","v":0},{"$f":"IF(CD241=0,0,ROUNDUP(CI103/CD241,0))","v":0},{"$f":"IF(CD241=0,0,ROUNDUP(CJ103/CD241,0))","v":0},{"$f":"IF(CD241=0,0,ROUNDUP(CK103/CD241,0))","v":0},{"$f":"IF(CD241=0,0,ROUNDUP(CL103/CD241,0))","v":0},0]
[11,{"$f":"IF(E241=0,0,ROUNDUP(B104/E241,0))","v":0},{"$f":"IF(E241=0,0,ROUNDUP(C104/E241,0))","v":0},{"$f":"IF(E241=0,0,ROUNDUP(D104/E241,0))","v":0},{"$f":"IF(E241=0,0,ROUNDUP(E104/E241,0))","v":0},{"$f":"IF(E241=0,0,ROUNDUP(F104/E241,0))","v":0},{"$f":"IF(E241=0,0,ROUNDUP(G104/E241,0))","v":0},{"$f":"IF(E241=0,0,ROUNDUP(H104/E241,0))","v":0},{"$f":"IF(E241=0,0,ROUNDUP(I104/E241,0))","v":0},{"$f":"IF(E241=0,0,ROUNDUP(J104/E241,0))","v":0},{"$f":"IF(E241=0,0,ROUNDUP(K104/E241,0))","v":0},{"$f":"IF(E241=0,0,ROUNDUP(L104/E241,0))","v":0},{"$f":"IF(E241=0,0,ROUNDUP(M104/E241,0))","v":0},0,null,11,{"$f":"IF(T241=0,0,ROUNDUP(Q104/T241,0))","v":0},{"$f":"IF(T241=0,0,ROUNDUP(R104/T241,0))","v":0},{"$f":"IF(T241=0,0,ROUNDUP(S104/T241,0))","v":0},{"$f":"IF(T241=0,0,ROUNDUP(T104/T241,0))","v":0},{"$f":"IF(T241=0,0,ROUNDUP(U104/T241,0))","v":0},{"$f":"IF(T241=0,0,ROUNDUP(V104/T241,0))","v":0},{"$f":"IF(T241=0,0,ROUNDUP(W104/T241,0))","v":0},{"$f":"IF(T241=0,0,ROUNDUP(X104/T241,0))","v":0},{"$f":"IF(T241=0,0,ROUNDUP(Y104/T241,0))","v":0},{"$f":"IF(T241=0,0,ROUNDUP(Z104/T241,0))","v":0},{"$f":"IF(T241=0,0,ROUNDUP(AA104/T241,0))","v":0},{"$f":"IF(T241=0,0,ROUNDUP(AB104/T241,0))","v":0},0,null,11,{"$f":"IF(AI241=0,0,ROUNDUP(AF104/AI241,0))","v":0},{"$f":"IF(AI241=0,0,ROUNDUP(AG104/AI241,0))","v":0},{"$f":"IF(AI241=0,0,ROUNDUP(AH104/AI241,0))","v":0},{"$f":"IF(AI241=0,0,ROUNDUP(AI104/AI241,0))","v":0},{"$f":"IF(AI241=0,0,ROUNDUP(AJ104/AI241,0))","v":0},{"$f":"IF(AI241=0,0,ROUNDUP(AK104/AI241,0))","v":0},{"$f":"IF(AI241=0,0,ROUNDUP(AL104/AI241,0))","v":0},{"$f":"IF(AI241=0,0,ROUNDUP(AM104/AI241,0))","v":0},{"$f":"IF(AI241=0,0,ROUNDUP(AN104/AI241,0))","v":0},{"$f":"IF(AI241=0,0,ROUNDUP(AO104/AI241,0))","v":0},{"$f":"IF(AI241=0,0,ROUNDUP(AP104/AI241,0))","v":0},{"$f":"IF(AI241=0,0,ROUNDUP(AQ104/AI241,0))","v":0},0,null,null,null,11,{"$f":"IF(AZ241=0,0,ROUNDUP(AW104/AZ241,0))","v":0},{"$f":"IF(AZ241=0,0,ROUNDUP(AX104/AZ241,0))","v":0},{"$f":"IF(AZ241=0,0,ROUNDUP(AY104/AZ241,0))","v":0},{"$f":"IF(AZ241=0,0,ROUNDUP(AZ104/AZ241,0))","v":0},{"$f":"IF(AZ241=0,0,ROUNDUP(BA104/AZ241,0))","v":0},{"$f":"IF(AZ241=0,0,ROUNDUP(BB104/AZ241,0))","v":0},{"$f":"IF(AZ241=0,0,ROUNDUP(BC104/AZ241,0))","v":0},{"$f":"IF(AZ241=0,0,ROUNDUP(BD104/AZ241,0))","v":0},{"$f":"IF(AZ241=0,0,ROUNDUP(BE104/AZ241,0))","v":0},{"$f":"IF(AZ241=0,0,ROUNDUP(BF104/AZ241,0))","v":0},{"$f":"IF(AZ241=0,0,ROUNDUP(BG104/AZ241,0))","v":0},{"$f":"IF(AZ241=0,0,ROUNDUP(BH104/AZ241,0))","v":0},0,null,11,{"$f":"IF(BO241=0,0,ROUNDUP(BL104/BO241,0))","v":0},{"$f":"IF(BO241=0,0,ROUNDUP(BM104/BO241,0))","v":0},{"$f":"IF(BO241=0,0,ROUNDUP(BN104/BO241,0))","v":0},{"$f":"IF(BO241=0,0,ROUNDUP(BO104/BO241,0))","v":0},{"$f":"IF(BO241=0,0,ROUNDUP(BP104/BO241,0))","v":0},{"$f":"IF(BO241=0,0,ROUNDUP(BQ104/BO241,0))","v":0},{"$f":"IF(BO241=0,0,ROUNDUP(BR104/BO241,0))","v":0},{"$f":"IF(BO241=0,0,ROUNDUP(BS104/BO241,0))","v":0},{"$f":"IF(BO241=0,0,ROUNDUP(BT104/BO241,0))","v":0},{"$f":"IF(BO241=0,0,ROUNDUP(BU104/BO241,0))","v":0},{"$f":"IF(BO241=0,0,ROUNDUP(BV104/BO241,0))","v":0},{"$f":"IF(BO241=0,0,ROUNDUP(BW104/BO241,0))","v":0},0,null,11,{"$f":"IF(CD241=0,0,ROUNDUP(CA104/CD241,0))","v":0},{"$f":"IF(CD241=0,0,ROUNDUP(CB104/CD241,0))","v":0},{"$f":"IF(CD241=0,0,ROUNDUP(CC104/CD241,0))","v":0},{"$f":"IF(CD241=0,0,ROUNDUP(CD104/CD241,0))","v":0},{"$f":"IF(CD241=0,0,ROUNDUP(CE104/CD241,0))","v":0},{"$f":"IF(CD241=0,0,ROUNDUP(CF104/CD241,0))","v":0},{"$f":"IF(CD241=0,0,ROUNDUP(CG104/CD241,0))","v":0},{"$f":"IF(CD241=0,0,ROUNDUP(CH104/CD241,0))","v":0},{"$f":"IF(CD241=0,0,ROUNDUP(CI104/CD241,0))","v":0},{"$f":"IF(CD241=0,0,ROUNDUP(CJ104/CD241,0))","v":0},{"$f":"IF(CD241=0,0,ROUNDUP(CK104/CD241,0))","v":0},{"$f":"IF(CD241=0,0,ROUNDUP(CL104/CD241,0))","v":0},0]
[12,{"$f":"IF(E241=0,0,ROUNDUP(B105/E241,0))","v":0},{"$f":"IF(E241=0,0,ROUNDUP(C105/E241,0))","v":0},{"$f":"IF(E241=0,0,ROUNDUP(D105/E241,0))","v":0},{"$f":"IF(E241=0,0,ROUNDUP(E105/E241,0))","v":0},{"$f":"IF(E241=0,0,ROUNDUP(F105/E241,0))","v":0},{"$f":"IF(E241=0,0,ROUNDUP(G105/E241,0))","v":0},{"$f":"IF(E241=0,0,ROUNDUP(H105/E241,0))","v":0},{"$f":"IF(E241=0,0,ROUNDUP(I105/E241,0))","v":0},{"$f":"IF(E241=0,0,ROUNDUP(J105/E241,0))","v":0},{"$f":"IF(E241=0,0,ROUNDUP(K105/E241,0))","v":0},{"$f":"IF(E241=0,0,ROUNDUP(L105/E241,0))","v":0},{"$f":"IF(E241=0,0,ROUNDUP(M105/E241,0))","v":0},0,null,12,{"$f":"IF(T241=0,0,ROUNDUP(Q105/T241,0))","v":0},{"$f":"IF(T241=0,0,ROUNDUP(R105/T241,0))","v":0},{"$f":"IF(T241=0,0,ROUNDUP(S105/T241,0))","v":0},{"$f":"IF(T241=0,0,ROUNDUP(T105/T241,0))","v":0},{"$f":"IF(T241=0,0,ROUNDUP(U105/T241,0))","v":0},{"$f":"IF(T241=0,0,ROUNDUP(V105/T241,0))","v":0},{"$f":"IF(T241=0,0,ROUNDUP(W105/T241,0))","v":0},{"$f":"IF(T241=0,0,ROUNDUP(X105/T241,0))","v":0},{"$f":"IF(T241=0,0,ROUNDUP(Y105/T241,0))","v":0},{"$f":"IF(T241=0,0,ROUNDUP(Z105/T241,0))","v":0},{"$f":"IF(T241=0,0,ROUNDUP(AA105/T241,0))","v":0},{"$f":"IF(T241=0,0,ROUNDUP(AB105/T241,0))","v":0},0,null,12,{"$f":"IF(AI241=0,0,ROUNDUP(AF105/AI241,0))","v":0},{"$f":"IF(AI241=0,0,ROUNDUP(AG105/AI241,0))","v":0},{"$f":"IF(AI241=0,0,ROUNDUP(AH105/AI241,0))","v":0},{"$f":"IF(AI241=0,0,ROUNDUP(AI105/AI241,0))","v":0},{"$f":"IF(AI241=0,0,ROUNDUP(AJ105/AI241,0))","v":0},{"$f":"IF(AI241=0,0,ROUNDUP(AK105/AI241,0))","v":0},{"$f":"IF(AI241=0,0,ROUNDUP(AL105/AI241,0))","v":0},{"$f":"IF(AI241=0,0,ROUNDUP(AM105/AI241,0))","v":0},{"$f":"IF(AI241=0,0,ROUNDUP(AN105/AI241,0))","v":0},{"$f":"IF(AI241=0,0,ROUNDUP(AO105/AI241,0))","v":0},{"$f":"IF(AI241=0,0,ROUNDUP(AP105/AI241,0))","v":0},{"$f":"IF(AI241=0,0,ROUNDUP(AQ105/AI241,0))","v":0},0,null,null,null,12,{"$f":"IF(AZ241=0,0,ROUNDUP(AW105/AZ241,0))","v":0},{"$f":"IF(AZ241=0,0,ROUNDUP(AX105/AZ241,0))","v":0},{"$f":"IF(AZ241=0,0,ROUNDUP(AY105/AZ241,0))","v":0},{"$f":"IF(AZ241=0,0,ROUNDUP(AZ105/AZ241,0))","v":0},{"$f":"IF(AZ241=0,0,ROUNDUP(BA105/AZ241,0))","v":0},{"$f":"IF(AZ241=0,0,ROUNDUP(BB105/AZ241,0))","v":0},{"$f":"IF(AZ241=0,0,ROUNDUP(BC105/AZ241,0))","v":0},{"$f":"IF(AZ241=0,0,ROUNDUP(BD105/AZ241,0))","v":0},{"$f":"IF(AZ241=0,0,ROUNDUP(BE105/AZ241,0))","v":0},{"$f":"IF(AZ241=0,0,ROUNDUP(BF105/AZ241,0))","v":0},{"$f":"IF(AZ241=0,0,ROUNDUP(BG105/AZ241,0))","v":0},{"$f":"IF(AZ241=0,0,ROUNDUP(BH105/AZ241,0))","v":0},0,null,12,{"$f":"IF(BO241=0,0,ROUNDUP(BL105/BO241,0))","v":0},{"$f":"IF(BO241=0,0,ROUNDUP(BM105/BO241,0))","v":0},{"$f":"IF(BO241=0,0,ROUNDUP(BN105/BO241,0))","v":0},{"$f":"IF(BO241=0,0,ROUNDUP(BO105/BO241,0))","v":0},{"$f":"IF(BO241=0,0,ROUNDUP(BP105/BO241,0))","v":0},{"$f":"IF(BO241=0,0,ROUNDUP(BQ105/BO241,0))","v":0},{"$f":"IF(BO241=0,0,ROUNDUP(BR105/BO241,0))","v":0},{"$f":"IF(BO241=0,0,ROUNDUP(BS105/BO241,0))","v":0},{"$f":"IF(BO241=0,0,ROUNDUP(BT105/BO241,0))","v":0},{"$f":"IF(BO241=0,0,ROUNDUP(BU105/BO241,0))","v":0},{"$f":"IF(BO241=0,0,ROUNDUP(BV105/BO241,0))","v":0},{"$f":"IF(BO241=0,0,ROUNDUP(BW105/BO241,0))","v":0},0,null,12,{"$f":"IF(CD241=0,0,ROUNDUP(CA105/CD241,0))","v":0},{"$f":"IF(CD241=0,0,ROUNDUP(CB105/CD241,0))","v":0},{"$f":"IF(CD241=0,0,ROUNDUP(CC105/CD241,0))","v":0},{"$f":"IF(CD241=0,0,ROUNDUP(CD105/CD241,0))","v":0},{"$f":"IF(CD241=0,0,ROUNDUP(CE105/CD241,0))","v":0},{"$f":"IF(CD241=0,0,ROUNDUP(CF105/CD241,0))","v":0},{"$f":"IF(CD241=0,0,ROUNDUP(CG105/CD241,0))","v":0},{"$f":"IF(CD241=0,0,ROUNDUP(CH105/CD241,0))","v":0},{"$f":"IF(CD241=0,0,ROUNDUP(CI105/CD241,0))","v":0},{"$f":"IF(CD241=0,0,ROUNDUP(CJ105/CD241,0))","v":0},{"$f":"IF(CD241=0,0,ROUNDUP(CK105/CD241,0))","v":0},{"$f":"IF(CD241=0,0,ROUNDUP(CL105/CD241,0))","v":0},0]
[13,{"$f":"IF(E241=0,0,ROUNDUP(B106/E241,0))","v":0},{"$f":"IF(E241=0,0,ROUNDUP(C106/E241,0))","v":0},{"$f":"IF(E241=0,0,ROUNDUP(D106/E241,0))","v":0},{"$f":"IF(E241=0,0,ROUNDUP(E106/E241,0))","v":0},{"$f":"IF(E241=0,0,ROUNDUP(F106/E241,0))","v":0},{"$f":"IF(E241=0,0,ROUNDUP(G106/E241,0))","v":0},{"$f":"IF(E241=0,0,ROUNDUP(H106/E241,0))","v":0},{"$f":"IF(E241=0,0,ROUNDUP(I106/E241,0))","v":0},{"$f":"IF(E241=0,0,ROUNDUP(J106/E241,0))","v":0},{"$f":"IF(E241=0,0,ROUNDUP(K106/E241,0))","v":0},{"$f":"IF(E241=0,0,ROUNDUP(L106/E241,0))","v":0},{"$f":"IF(E241=0,0,ROUNDUP(M106/E241,0))","v":0},0,null,13,{"$f":"IF(T241=0,0,ROUNDUP(Q106/T241,0))","v":0},{"$f":"IF(T241=0,0,ROUNDUP(R106/T241,0))","v":0},{"$f":"IF(T241=0,0,ROUNDUP(S106/T241,0))","v":0},{"$f":"IF(T241=0,0,ROUNDUP(T106/T241,0))","v":0},{"$f":"IF(T241=0,0,ROUNDUP(U106/T241,0))","v":0},{"$f":"IF(T241=0,0,ROUNDUP(V106/T241,0))","v":0},{"$f":"IF(T241=0,0,ROUNDUP(W106/T241,0))","v":0},{"$f":"IF(T241=0,0,ROUNDUP(X106/T241,0))","v":0},{"$f":"IF(T241=0,0,ROUNDUP(Y106/T241,0))","v":0},{"$f":"IF(T241=0,0,ROUNDUP(Z106/T241,0))","v":0},{"$f":"IF(T241=0,0,ROUNDUP(AA106/T241,0))","v":0},{"$f":"IF(T241=0,0,ROUNDUP(AB106/T241,0))","v":0},0,null,13,{"$f":"IF(AI241=0,0,ROUNDUP(AF106/AI241,0))","v":0},{"$f":"IF(AI241=0,0,ROUNDUP(AG106/AI241,0))","v":0},{"$f":"IF(AI241=0,0,ROUNDUP(AH106/AI241,0))","v":0},{"$f":"IF(AI241=0,0,ROUNDUP(AI106/AI241,0))","v":0},{"$f":"IF(AI241=0,0,ROUNDUP(AJ106/AI241,0))","v":0},{"$f":"IF(AI241=0,0,ROUNDUP(AK106/AI241,0))","v":0},{"$f":"IF(AI241=0,0,ROUNDUP(AL106/AI241,0))","v":0},{"$f":"IF(AI241=0,0,ROUNDUP(AM106/AI241,0))","v":0},{"$f":"IF(AI241=0,0,ROUNDUP(AN106/AI241,0))","v":0},{"$f":"IF(AI241=0,0,ROUNDUP(AO106/AI241,0))","v":0},{"$f":"IF(AI241=0,0,ROUNDUP(AP106/AI241,0))","v":0},{"$f":"IF(AI241=0,0,ROUNDUP(AQ106/AI241,0))","v":0},0,null,null,null,13,{"$f":"IF(AZ241=0,0,ROUNDUP(AW106/AZ241,0))","v":0},{"$f":"IF(AZ241=0,0,ROUNDUP(AX106/AZ241,0))","v":0},{"$f":"IF(AZ241=0,0,ROUNDUP(AY106/AZ241,0))","v":0},{"$f":"IF(AZ241=0,0,ROUNDUP(AZ106/AZ241,0))","v":0},{"$f":"IF(AZ241=0,0,ROUNDUP(BA106/AZ241,0))","v":0},{"$f":"IF(AZ241=0,0,ROUNDUP(BB106/AZ241,0))","v":0},{"$f":"IF(AZ241=0,0,ROUNDUP(BC106/AZ241,0))","v":0},{"$f":"IF(AZ241=0,0,ROUNDUP(BD106/AZ241,0))","v":0},{"$f":"IF(AZ241=0,0,ROUNDUP(BE106/AZ241,0))","v":0},{"$f":"IF(AZ241=0,0,ROUNDUP(BF106/AZ241,0))","v":0},{"$f":"IF(AZ241=0,0,ROUNDUP(BG106/AZ241,0))","v":0},{"$f":"IF(AZ241=0,0,ROUNDUP(BH106/AZ241,0))","v":0},0,null,13,{"$f":"IF(BO241=0,0,ROUNDUP(BL106/BO241,0))","v":0},{"$f":"IF(BO241=0,0,ROUNDUP(BM106/BO241,0))","v":0},{"$f":"IF(BO241=0,0,ROUNDUP(BN106/BO241,0))","v":0},{"$f":"IF(BO241=0,0,ROUNDUP(BO106/BO241,0))","v":0},{"$f":"IF(BO241=0,0,ROUNDUP(BP106/BO241,0))","v":0},{"$f":"IF(BO241=0,0,ROUNDUP(BQ106/BO241,0))","v":0},{"$f":"IF(BO241=0,0,ROUNDUP(BR106/BO241,0))","v":0},{"$f":"IF(BO241=0,0,ROUNDUP(BS106/BO241,0))","v":0},{"$f":"IF(BO241=0,0,ROUNDUP(BT106/BO241,0))","v":0},{"$f":"IF(BO241=0,0,ROUNDUP(BU106/BO241,0))","v":0},{"$f":"IF(BO241=0,0,ROUNDUP(BV106/BO241,0))","v":0},{"$f":"IF(BO241=0,0,ROUNDUP(BW106/BO241,0))","v":0},0,null,13,{"$f":"IF(CD241=0,0,ROUNDUP(CA106/CD241,0))","v":0},{"$f":"IF(CD241=0,0,ROUNDUP(CB106/CD241,0))","v":0},{"$f":"IF(CD241=0,0,ROUNDUP(CC106/CD241,0))","v":0},{"$f":"IF(CD241=0,0,ROUNDUP(CD106/CD241,0))","v":0},{"$f":"IF(CD241=0,0,ROUNDUP(CE106/CD241,0))","v":0},{"$f":"IF(CD241=0,0,ROUNDUP(CF106/CD241,0))","v":0},{"$f":"IF(CD241=0,0,ROUNDUP(CG106/CD241,0))","v":0},{"$f":"IF(CD241=0,0,ROUNDUP(CH106/CD241,0))","v":0},{"$f":"IF(CD241=0,0,ROUNDUP(CI106/CD241,0))","v":0},{"$f":"IF(CD241=0,0,ROUNDUP(CJ106/CD241,0))","v":0},{"$f":"IF(CD241=0,0,ROUNDUP(CK106/CD241,0))","v":0},{"$f":"IF(CD241=0,0,ROUNDUP(CL106/CD241,0))","v":0},0]
[14,{"$f":"IF(E241=0,0,ROUNDUP(B107/E241,0))","v":0},{"$f":"IF(E241=0,0,ROUNDUP(C107/E241,0))","v":0},{"$f":"IF(E241=0,0,ROUNDUP(D107/E241,0))","v":0},{"$f":"IF(E241=0,0,ROUNDUP(E107/E241,0))","v":0},{"$f":"IF(E241=0,0,ROUNDUP(F107/E241,0))","v":0},{"$f":"IF(E241=0,0,ROUNDUP(G107/E241,0))","v":0},{"$f":"IF(E241=0,0,ROUNDUP(H107/E241,0))","v":0},{"$f":"IF(E241=0,0,ROUNDUP(I107/E241,0))","v":0},{"$f":"IF(E241=0,0,ROUNDUP(J107/E241,0))","v":0},{"$f":"IF(E241=0,0,ROUNDUP(K107/E241,0))","v":0},{"$f":"IF(E241=0,0,ROUNDUP(L107/E241,0))","v":0},{"$f":"IF(E241=0,0,ROUNDUP(M107/E241,0))","v":0},0,null,14,{"$f":"IF(T241=0,0,ROUNDUP(Q107/T241,0))","v":0},{"$f":"IF(T241=0,0,ROUNDUP(R107/T241,0))","v":0},{"$f":"IF(T241=0,0,ROUNDUP(S107/T241,0))","v":0},{"$f":"IF(T241=0,0,ROUNDUP(T107/T241,0))","v":0},{"$f":"IF(T241=0,0,ROUNDUP(U107/T241,0))","v":0},{"$f":"IF(T241=0,0,ROUNDUP(V107/T241,0))","v":0},{"$f":"IF(T241=0,0,ROUNDUP(W107/T241,0))","v":0},{"$f":"IF(T241=0,0,ROUNDUP(X107/T241,0))","v":0},{"$f":"IF(T241=0,0,ROUNDUP(Y107/T241,0))","v":0},{"$f":"IF(T241=0,0,ROUNDUP(Z107/T241,0))","v":0},{"$f":"IF(T241=0,0,ROUNDUP(AA107/T241,0))","v":0},{"$f":"IF(T241=0,0,ROUNDUP(AB107/T241,0))","v":0},0,null,14,{"$f":"IF(AI241=0,0,ROUNDUP(AF107/AI241,0))","v":0},{"$f":"IF(AI241=0,0,ROUNDUP(AG107/AI241,0))","v":0},{"$f":"IF(AI241=0,0,ROUNDUP(AH107/AI241,0))","v":0},{"$f":"IF(AI241=0,0,ROUNDUP(AI107/AI241,0))","v":0},{"$f":"IF(AI241=0,0,ROUNDUP(AJ107/AI241,0))","v":0},{"$f":"IF(AI241=0,0,ROUNDUP(AK107/AI241,0))","v":0},{"$f":"IF(AI241=0,0,ROUNDUP(AL107/AI241,0))","v":0},{"$f":"IF(AI241=0,0,ROUNDUP(AM107/AI241,0))","v":0},{"$f":"IF(AI241=0,0,ROUNDUP(AN107/AI241,0))","v":0},{"$f":"IF(AI241=0,0,ROUNDUP(AO107/AI241,0))","v":0},{"$f":"IF(AI241=0,0,ROUNDUP(AP107/AI241,0))","v":0},{"$f":"IF(AI241=0,0,ROUNDUP(AQ107/AI241,0))","v":0},0,null,null,null,14,{"$f":"IF(AZ241=0,0,ROUNDUP(AW107/AZ241,0))","v":0},{"$f":"IF(AZ241=0,0,ROUNDUP(AX107/AZ241,0))","v":0},{"$f":"IF(AZ241=0,0,ROUNDUP(AY107/AZ241,0))","v":0},{"$f":"IF(AZ241=0,0,ROUNDUP(AZ107/AZ241,0))","v":0},{"$f":"IF(AZ241=0,0,ROUNDUP(BA107/AZ241,0))","v":0},{"$f":"IF(AZ241=0,0,ROUNDUP(BB107/AZ241,0))","v":0},{"$f":"IF(AZ241=0,0,ROUNDUP(BC107/AZ241,0))","v":0},{"$f":"IF(AZ241=0,0,ROUNDUP(BD107/AZ241,0))","v":0},{"$f":"IF(AZ241=0,0,ROUNDUP(BE107/AZ241,0))","v":0},{"$f":"IF(AZ241=0,0,ROUNDUP(BF107/AZ241,0))","v":0},{"$f":"IF(AZ241=0,0,ROUNDUP(BG107/AZ241,0))","v":0},{"$f":"IF(AZ241=0,0,ROUNDUP(BH107/AZ241,0))","v":0},0,null,14,{"$f":"IF(BO241=0,0,ROUNDUP(BL107/BO241,0))","v":0},{"$f":"IF(BO241=0,0,ROUNDUP(BM107/BO241,0))","v":0},{"$f":"IF(BO241=0,0,ROUNDUP(BN107/BO241,0))","v":0},{"$f":"IF(BO241=0,0,ROUNDUP(BO107/BO241,0))","v":0},{"$f":"IF(BO241=0,0,ROUNDUP(BP107/BO241,0))","v":0},{"$f":"IF(BO241=0,0,ROUNDUP(BQ107/BO241,0))","v":0},{"$f":"IF(BO241=0,0,ROUNDUP(BR107/BO241,0))","v":0},{"$f":"IF(BO241=0,0,ROUNDUP(BS107/BO241,0))","v":0},{"$f":"IF(BO241=0,0,ROUNDUP(BT107/BO241,0))","v":0},{"$f":"IF(BO241=0,0,ROUNDUP(BU107/BO241,0))","v":0},{"$f":"IF(BO241=0,0,ROUNDUP(BV107/BO241,0))","v":0},{"$f":"IF(BO241=0,0,ROUNDUP(BW107/BO241,0))","v":0},0,null,14,{"$f":"IF(CD241=0,0,ROUNDUP(CA107/CD241,0))","v":0},{"$f":"IF(CD241=0,0,ROUNDUP(CB107/CD241,0))","v":0},{"$f":"IF(CD241=0,0,ROUNDUP(CC107/CD241,0))","v":0},{"$f":"IF(CD241=0,0,ROUNDUP(CD107/CD241,0))","v":0},{"$f":"IF(CD241=0,0,ROUNDUP(CE107/CD241,0))","v":0},{"$f":"IF(CD241=0,0,ROUNDUP(CF107/CD241,0))","v":0},{"$f":"IF(CD241=0,0,ROUNDUP(CG107/CD241,0))","v":0},{"$f":"IF(CD241=0,0,ROUNDUP(CH107/CD241,0))","v":0},{"$f":"IF(CD241=0,0,ROUNDUP(CI107/CD241,0))","v":0},{"$f":"IF(CD241=0,0,ROUNDUP(CJ107/CD241,0))","v":0},{"$f":"IF(CD241=0,0,ROUNDUP(CK107/CD241,0))","v":0},{"$f":"IF(CD241=0,0,ROUNDUP(CL107/CD241,0))","v":0},0]
[15,{"$f":"IF(E241=0,0,ROUNDUP(B108/E241,0))","v":0},{"$f":"IF(E241=0,0,ROUNDUP(C108/E241,0))","v":0},{"$f":"IF(E241=0,0,ROUNDUP(D108/E241,0))","v":0},{"$f":"IF(E241=0,0,ROUNDUP(E108/E241,0))","v":0},{"$f":"IF(E241=0,0,ROUNDUP(F108/E241,0))","v":0},{"$f":"IF(E241=0,0,ROUNDUP(G108/E241,0))","v":0},{"$f":"IF(E241=0,0,ROUNDUP(H108/E241,0))","v":0},{"$f":"IF(E241=0,0,ROUNDUP(I108/E241,0))","v":0},{"$f":"IF(E241=0,0,ROUNDUP(J108/E241,0))","v":0},{"$f":"IF(E241=0,0,ROUNDUP(K108/E241,0))","v":0},{"$f":"IF(E241=0,0,ROUNDUP(L108/E241,0))","v":0},{"$f":"IF(E241=0,0,ROUNDUP(M108/E241,0))","v":0},0,null,15,{"$f":"IF(T241=0,0,ROUNDUP(Q108/T241,0))","v":0},{"$f":"IF(T241=0,0,ROUNDUP(R108/T241,0))","v":0},{"$f":"IF(T241=0,0,ROUNDUP(S108/T241,0))","v":0},{"$f":"IF(T241=0,0,ROUNDUP(T108/T241,0))","v":0},{"$f":"IF(T241=0,0,ROUNDUP(U108/T241,0))","v":0},{"$f":"IF(T241=0,0,ROUNDUP(V108/T241,0))","v":0},{"$f":"IF(T241=0,0,ROUNDUP(W108/T241,0))","v":0},{"$f":"IF(T241=0,0,ROUNDUP(X108/T241,0))","v":0},{"$f":"IF(T241=0,0,ROUNDUP(Y108/T241,0))","v":0},{"$f":"IF(T241=0,0,ROUNDUP(Z108/T241,0))","v":0},{"$f":"IF(T241=0,0,ROUNDUP(AA108/T241,0))","v":0},{"$f":"IF(T241=0,0,ROUNDUP(AB108/T241,0))","v":0},0,null,15,{"$f":"IF(AI241=0,0,ROUNDUP(AF108/AI241,0))","v":0},{"$f":"IF(AI241=0,0,ROUNDUP(AG108/AI241,0))","v":0},{"$f":"IF(AI241=0,0,ROUNDUP(AH108/AI241,0))","v":0},{"$f":"IF(AI241=0,0,ROUNDUP(AI108/AI241,0))","v":0},{"$f":"IF(AI241=0,0,ROUNDUP(AJ108/AI241,0))","v":0},{"$f":"IF(AI241=0,0,ROUNDUP(AK108/AI241,0))","v":0},{"$f":"IF(AI241=0,0,ROUNDUP(AL108/AI241,0))","v":0},{"$f":"IF(AI241=0,0,ROUNDUP(AM108/AI241,0))","v":0},{"$f":"IF(AI241=0,0,ROUNDUP(AN108/AI241,0))","v":0},{"$f":"IF(AI241=0,0,ROUNDUP(AO108/AI241,0))","v":0},{"$f":"IF(AI241=0,0,ROUNDUP(AP108/AI241,0))","v":0},{"$f":"IF(AI241=0,0,ROUNDUP(AQ108/AI241,0))","v":0},0,null,null,null,15,{"$f":"IF(AZ241=0,0,ROUNDUP(AW108/AZ241,0))","v":0},{"$f":"IF(AZ241=0,0,ROUNDUP(AX108/AZ241,0))","v":0},{"$f":"IF(AZ241=0,0,ROUNDUP(AY108/AZ241,0))","v":0},{"$f":"IF(AZ241=0,0,ROUNDUP(AZ108/AZ241,0))","v":0},{"$f":"IF(AZ241=0,0,ROUNDUP(BA108/AZ241,0))","v":0},{"$f":"IF(AZ241=0,0,ROUNDUP(BB108/AZ241,0))","v":0},{"$f":"IF(AZ241=0,0,ROUNDUP(BC108/AZ241,0))","v":0},{"$f":"IF(AZ241=0,0,ROUNDUP(BD108/AZ241,0))","v":0},{"$f":"IF(AZ241=0,0,ROUNDUP(BE108/AZ241,0))","v":0},{"$f":"IF(AZ241=0,0,ROUNDUP(BF108/AZ241,0))","v":0},{"$f":"IF(AZ241=0,0,ROUNDUP(BG108/AZ241,0))","v":0},{"$f":"IF(AZ241=0,0,ROUNDUP(BH108/AZ241,0))","v":0},0,null,15,{"$f":"IF(BO241=0,0,ROUNDUP(BL108/BO241,0))","v":0},{"$f":"IF(BO241=0,0,ROUNDUP(BM108/BO241,0))","v":0},{"$f":"IF(BO241=0,0,ROUNDUP(BN108/BO241,0))","v":0},{"$f":"IF(BO241=0,0,ROUNDUP(BO108/BO241,0))","v":0},{"$f":"IF(BO241=0,0,ROUNDUP(BP108/BO241,0))","v":0},{"$f":"IF(BO241=0,0,ROUNDUP(BQ108/BO241,0))","v":0},{"$f":"IF(BO241=0,0,ROUNDUP(BR108/BO241,0))","v":0},{"$f":"IF(BO241=0,0,ROUNDUP(BS108/BO241,0))","v":0},{"$f":"IF(BO241=0,0,ROUNDUP(BT108/BO241,0))","v":0},{"$f":"IF(BO241=0,0,ROUNDUP(BU108/BO241,0))","v":0},{"$f":"IF(BO241=0,0,ROUNDUP(BV108/BO241,0))","v":0},{"$f":"IF(BO241=0,0,ROUNDUP(BW108/BO241,0))","v":0},0,null,15,{"$f":"IF(CD241=0,0,ROUNDUP(CA108/CD241,0))","v":0},{"$f":"IF(CD241=0,0,ROUNDUP(CB108/CD241,0))","v":0},{"$f":"IF(CD241=0,0,ROUNDUP(CC108/CD241,0))","v":0},{"$f":"IF(CD241=0,0,ROUNDUP(CD108/CD241,0))","v":0},{"$f":"IF(CD241=0,0,ROUNDUP(CE108/CD241,0))","v":0},{"$f":"IF(CD241=0,0,ROUNDUP(CF108/CD241,0))","v":0},{"$f":"IF(CD241=0,0,ROUNDUP(CG108/CD241,0))","v":0},{"$f":"IF(CD241=0,0,ROUNDUP(CH108/CD241,0))","v":0},{"$f":"IF(CD241=0,0,ROUNDUP(CI108/CD241,0))","v":0},{"$f":"IF(CD241=0,0,ROUNDUP(CJ108/CD241,0))","v":0},{"$f":"IF(CD241=0,0,ROUNDUP(CK108/CD241,0))","v":0},{"$f":"IF(CD241=0,0,ROUNDUP(CL108/CD241,0))","v":0},0]
[16,{"$f":"IF(E241=0,0,ROUNDUP(B109/E241,0))","v":0},{"$f":"IF(E241=0,0,ROUNDUP(C109/E241,0))","v":0},{"$f":"IF(E241=0,0,ROUNDUP(D109/E241,0))","v":0},{"$f":"IF(E241=0,0,ROUNDUP(E109/E241,0))","v":0},{"$f":"IF(E241=0,0,ROUNDUP(F109/E241,0))","v":0},{"$f":"IF(E241=0,0,ROUNDUP(G109/E241,0))","v":0},{"$f":"IF(E241=0,0,ROUNDUP(H109/E241,0))","v":0},{"$f":"IF(E241=0,0,ROUNDUP(I109/E241,0))","v":0},{"$f":"IF(E241=0,0,ROUNDUP(J109/E241,0))","v":0},{"$f":"IF(E241=0,0,ROUNDUP(K109/E241,0))","v":0},{"$f":"IF(E241=0,0,ROUNDUP(L109/E241,0))","v":0},{"$f":"IF(E241=0,0,ROUNDUP(M109/E241,0))","v":0},0,null,16,{"$f":"IF(T241=0,0,ROUNDUP(Q109/T241,0))","v":0},{"$f":"IF(T241=0,0,ROUNDUP(R109/T241,0))","v":0},{"$f":"IF(T241=0,0,ROUNDUP(S109/T241,0))","v":0},{"$f":"IF(T241=0,0,ROUNDUP(T109/T241,0))","v":0},{"$f":"IF(T241=0,0,ROUNDUP(U109/T241,0))","v":0},{"$f":"IF(T241=0,0,ROUNDUP(V109/T241,0))","v":0},{"$f":"IF(T241=0,0,ROUNDUP(W109/T241,0))","v":0},{"$f":"IF(T241=0,0,ROUNDUP(X109/T241,0))","v":0},{"$f":"IF(T241=0,0,ROUNDUP(Y109/T241,0))","v":0},{"$f":"IF(T241=0,0,ROUNDUP(Z109/T241,0))","v":0},{"$f":"IF(T241=0,0,ROUNDUP(AA109/T241,0))","v":0},{"$f":"IF(T241=0,0,ROUNDUP(AB109/T241,0))","v":0},0,null,16,{"$f":"IF(AI241=0,0,ROUNDUP(AF109/AI241,0))","v":0},{"$f":"IF(AI241=0,0,ROUNDUP(AG109/AI241,0))","v":0},{"$f":"IF(AI241=0,0,ROUNDUP(AH109/AI241,0))","v":0},{"$f":"IF(AI241=0,0,ROUNDUP(AI109/AI241,0))","v":0},{"$f":"IF(AI241=0,0,ROUNDUP(AJ109/AI241,0))","v":0},{"$f":"IF(AI241=0,0,ROUNDUP(AK109/AI241,0))","v":0},{"$f":"IF(AI241=0,0,ROUNDUP(AL109/AI241,0))","v":0},{"$f":"IF(AI241=0,0,ROUNDUP(AM109/AI241,0))","v":0},{"$f":"IF(AI241=0,0,ROUNDUP(AN109/AI241,0))","v":0},{"$f":"IF(AI241=0,0,ROUNDUP(AO109/AI241,0))","v":0},{"$f":"IF(AI241=0,0,ROUNDUP(AP109/AI241,0))","v":0},{"$f":"IF(AI241=0,0,ROUNDUP(AQ109/AI241,0))","v":0},0,null,null,null,16,{"$f":"IF(AZ241=0,0,ROUNDUP(AW109/AZ241,0))","v":0},{"$f":"IF(AZ241=0,0,ROUNDUP(AX109/AZ241,0))","v":0},{"$f":"IF(AZ241=0,0,ROUNDUP(AY109/AZ241,0))","v":0},{"$f":"IF(AZ241=0,0,ROUNDUP(AZ109/AZ241,0))","v":0},{"$f":"IF(AZ241=0,0,ROUNDUP(BA109/AZ241,0))","v":0},{"$f":"IF(AZ241=0,0,ROUNDUP(BB109/AZ241,0))","v":0},{"$f":"IF(AZ241=0,0,ROUNDUP(BC109/AZ241,0))","v":0},{"$f":"IF(AZ241=0,0,ROUNDUP(BD109/AZ241,0))","v":0},{"$f":"IF(AZ241=0,0,ROUNDUP(BE109/AZ241,0))","v":0},{"$f":"IF(AZ241=0,0,ROUNDUP(BF109/AZ241,0))","v":0},{"$f":"IF(AZ241=0,0,ROUNDUP(BG109/AZ241,0))","v":0},{"$f":"IF(AZ241=0,0,ROUNDUP(BH109/AZ241,0))","v":0},0,null,16,{"$f":"IF(BO241=0,0,ROUNDUP(BL109/BO241,0))","v":0},{"$f":"IF(BO241=0,0,ROUNDUP(BM109/BO241,0))","v":0},{"$f":"IF(BO241=0,0,ROUNDUP(BN109/BO241,0))","v":0},{"$f":"IF(BO241=0,0,ROUNDUP(BO109/BO241,0))","v":0},{"$f":"IF(BO241=0,0,ROUNDUP(BP109/BO241,0))","v":0},{"$f":"IF(BO241=0,0,ROUNDUP(BQ109/BO241,0))","v":0},{"$f":"IF(BO241=0,0,ROUNDUP(BR109/BO241,0))","v":0},{"$f":"IF(BO241=0,0,ROUNDUP(BS109/BO241,0))","v":0},{"$f":"IF(BO241=0,0,ROUNDUP(BT109/BO241,0))","v":0},{"$f":"IF(BO241=0,0,ROUNDUP(BU109/BO241,0))","v":0},{"$f":"IF(BO241=0,0,ROUNDUP(BV109/BO241,0))","v":0},{"$f":"IF(BO241=0,0,ROUNDUP(BW109/BO241,0))","v":0},0,null,16,{"$f":"IF(CD241=0,0,ROUNDUP(CA109/CD241,0))","v":0},{"$f":"IF(CD241=0,0,ROUNDUP(CB109/CD241,0))","v":0},{"$f":"IF(CD241=0,0,ROUNDUP(CC109/CD241,0))","v":0},{"$f":"IF(CD241=0,0,ROUNDUP(CD109/CD241,0))","v":0},{"$f":"IF(CD241=0,0,ROUNDUP(CE109/CD241,0))","v":0},{"$f":"IF(CD241=0,0,ROUNDUP(CF109/CD241,0))","v":0},{"$f":"IF(CD241=0,0,ROUNDUP(CG109/CD241,0))","v":0},{"$f":"IF(CD241=0,0,ROUNDUP(CH109/CD241,0))","v":0},{"$f":"IF(CD241=0,0,ROUNDUP(CI109/CD241,0))","v":0},{"$f":"IF(CD241=0,0,ROUNDUP(CJ109/CD241,0))","v":0},{"$f":"IF(CD241=0,0,ROUNDUP(CK109/CD241,0))","v":0},{"$f":"IF(CD241=0,0,ROUNDUP(CL109/CD241,0))","v":0},0]
[17,{"$f":"IF(E241=0,0,ROUNDUP(B110/E241,0))","v":0},{"$f":"IF(E241=0,0,ROUNDUP(C110/E241,0))","v":0},{"$f":"IF(E241=0,0,ROUNDUP(D110/E241,0))","v":0},{"$f":"IF(E241=0,0,ROUNDUP(E110/E241,0))","v":0},{"$f":"IF(E241=0,0,ROUNDUP(F110/E241,0))","v":0},{"$f":"IF(E241=0,0,ROUNDUP(G110/E241,0))","v":0},{"$f":"IF(E241=0,0,ROUNDUP(H110/E241,0))","v":0},{"$f":"IF(E241=0,0,ROUNDUP(I110/E241,0))","v":0},{"$f":"IF(E241=0,0,ROUNDUP(J110/E241,0))","v":0},{"$f":"IF(E241=0,0,ROUNDUP(K110/E241,0))","v":0},{"$f":"IF(E241=0,0,ROUNDUP(L110/E241,0))","v":0},{"$f":"IF(E241=0,0,ROUNDUP(M110/E241,0))","v":0},0,null,17,{"$f":"IF(T241=0,0,ROUNDUP(Q110/T241,0))","v":0},{"$f":"IF(T241=0,0,ROUNDUP(R110/T241,0))","v":0},{"$f":"IF(T241=0,0,ROUNDUP(S110/T241,0))","v":0},{"$f":"IF(T241=0,0,ROUNDUP(T110/T241,0))","v":0},{"$f":"IF(T241=0,0,ROUNDUP(U110/T241,0))","v":0},{"$f":"IF(T241=0,0,ROUNDUP(V110/T241,0))","v":0},{"$f":"IF(T241=0,0,ROUNDUP(W110/T241,0))","v":0},{"$f":"IF(T241=0,0,ROUNDUP(X110/T241,0))","v":0},{"$f":"IF(T241=0,0,ROUNDUP(Y110/T241,0))","v":0},{"$f":"IF(T241=0,0,ROUNDUP(Z110/T241,0))","v":0},{"$f":"IF(T241=0,0,ROUNDUP(AA110/T241,0))","v":0},{"$f":"IF(T241=0,0,ROUNDUP(AB110/T241,0))","v":0},0,null,17,{"$f":"IF(AI241=0,0,ROUNDUP(AF110/AI241,0))","v":0},{"$f":"IF(AI241=0,0,ROUNDUP(AG110/AI241,0))","v":0},{"$f":"IF(AI241=0,0,ROUNDUP(AH110/AI241,0))","v":0},{"$f":"IF(AI241=0,0,ROUNDUP(AI110/AI241,0))","v":0},{"$f":"IF(AI241=0,0,ROUNDUP(AJ110/AI241,0))","v":0},{"$f":"IF(AI241=0,0,ROUNDUP(AK110/AI241,0))","v":0},{"$f":"IF(AI241=0,0,ROUNDUP(AL110/AI241,0))","v":0},{"$f":"IF(AI241=0,0,ROUNDUP(AM110/AI241,0))","v":0},{"$f":"IF(AI241=0,0,ROUNDUP(AN110/AI241,0))","v":0},{"$f":"IF(AI241=0,0,ROUNDUP(AO110/AI241,0))","v":0},{"$f":"IF(AI241=0,0,ROUNDUP(AP110/AI241,0))","v":0},{"$f":"IF(AI241=0,0,ROUNDUP(AQ110/AI241,0))","v":0},0,null,null,null,17,{"$f":"IF(AZ241=0,0,ROUNDUP(AW110/AZ241,0))","v":0},{"$f":"IF(AZ241=0,0,ROUNDUP(AX110/AZ241,0))","v":0},{"$f":"IF(AZ241=0,0,ROUNDUP(AY110/AZ241,0))","v":0},{"$f":"IF(AZ241=0,0,ROUNDUP(AZ110/AZ241,0))","v":0},{"$f":"IF(AZ241=0,0,ROUNDUP(BA110/AZ241,0))","v":0},{"$f":"IF(AZ241=0,0,ROUNDUP(BB110/AZ241,0))","v":0},{"$f":"IF(AZ241=0,0,ROUNDUP(BC110/AZ241,0))","v":0},{"$f":"IF(AZ241=0,0,ROUNDUP(BD110/AZ241,0))","v":0},{"$f":"IF(AZ241=0,0,ROUNDUP(BE110/AZ241,0))","v":0},{"$f":"IF(AZ241=0,0,ROUNDUP(BF110/AZ241,0))","v":0},{"$f":"IF(AZ241=0,0,ROUNDUP(BG110/AZ241,0))","v":0},{"$f":"IF(AZ241=0,0,ROUNDUP(BH110/AZ241,0))","v":0},0,null,17,{"$f":"IF(BO241=0,0,ROUNDUP(BL110/BO241,0))","v":0},{"$f":"IF(BO241=0,0,ROUNDUP(BM110/BO241,0))","v":0},{"$f":"IF(BO241=0,0,ROUNDUP(BN110/BO241,0))","v":0},{"$f":"IF(BO241=0,0,ROUNDUP(BO110/BO241,0))","v":0},{"$f":"IF(BO241=0,0,ROUNDUP(BP110/BO241,0))","v":0},{"$f":"IF(BO241=0,0,ROUNDUP(BQ110/BO241,0))","v":0},{"$f":"IF(BO241=0,0,ROUNDUP(BR110/BO241,0))","v":0},{"$f":"IF(BO241=0,0,ROUNDUP(BS110/BO241,0))","v":0},{"$f":"IF(BO241=0,0,ROUNDUP(BT110/BO241,0))","v":0},{"$f":"IF(BO241=0,0,ROUNDUP(BU110/BO241,0))","v":0},{"$f":"IF(BO241=0,0,ROUNDUP(BV110/BO241,0))","v":0},{"$f":"IF(BO241=0,0,ROUNDUP(BW110/BO241,0))","v":0},0,null,17,{"$f":"IF(CD241=0,0,ROUNDUP(CA110/CD241,0))","v":0},{"$f":"IF(CD241=0,0,ROUNDUP(CB110/CD241,0))","v":0},{"$f":"IF(CD241=0,0,ROUNDUP(CC110/CD241,0))","v":0},{"$f":"IF(CD241=0,0,ROUNDUP(CD110/CD241,0))","v":0},{"$f":"IF(CD241=0,0,ROUNDUP(CE110/CD241,0))","v":0},{"$f":"IF(CD241=0,0,ROUNDUP(CF110/CD241,0))","v":0},{"$f":"IF(CD241=0,0,ROUNDUP(CG110/CD241,0))","v":0},{"$f":"IF(CD241=0,0,ROUNDUP(CH110/CD241,0))","v":0},{"$f":"IF(CD241=0,0,ROUNDUP(CI110/CD241,0))","v":0},{"$f":"IF(CD241=0,0,ROUNDUP(CJ110/CD241,0))","v":0},{"$f":"IF(CD241=0,0,ROUNDUP(CK110/CD241,0))","v":0},{"$f":"IF(CD241=0,0,ROUNDUP(CL110/CD241,0))","v":0},0]
[18,{"$f":"IF(E241=0,0,ROUNDUP(B111/E241,0))","v":0},{"$f":"IF(E241=0,0,ROUNDUP(C111/E241,0))","v":0},{"$f":"IF(E241=0,0,ROUNDUP(D111/E241,0))","v":0},{"$f":"IF(E241=0,0,ROUNDUP(E111/E241,0))","v":0},{"$f":"IF(E241=0,0,ROUNDUP(F111/E241,0))","v":0},{"$f":"IF(E241=0,0,ROUNDUP(G111/E241,0))","v":0},{"$f":"IF(E241=0,0,ROUNDUP(H111/E241,0))","v":0},{"$f":"IF(E241=0,0,ROUNDUP(I111/E241,0))","v":0},{"$f":"IF(E241=0,0,ROUNDUP(J111/E241,0))","v":0},{"$f":"IF(E241=0,0,ROUNDUP(K111/E241,0))","v":0},{"$f":"IF(E241=0,0,ROUNDUP(L111/E241,0))","v":0},{"$f":"IF(E241=0,0,ROUNDUP(M111/E241,0))","v":0},0,null,18,{"$f":"IF(T241=0,0,ROUNDUP(Q111/T241,0))","v":0},{"$f":"IF(T241=0,0,ROUNDUP(R111/T241,0))","v":0},{"$f":"IF(T241=0,0,ROUNDUP(S111/T241,0))","v":0},{"$f":"IF(T241=0,0,ROUNDUP(T111/T241,0))","v":0},{"$f":"IF(T241=0,0,ROUNDUP(U111/T241,0))","v":0},{"$f":"IF(T241=0,0,ROUNDUP(V111/T241,0))","v":0},{"$f":"IF(T241=0,0,ROUNDUP(W111/T241,0))","v":0},{"$f":"IF(T241=0,0,ROUNDUP(X111/T241,0))","v":0},{"$f":"IF(T241=0,0,ROUNDUP(Y111/T241,0))","v":0},{"$f":"IF(T241=0,0,ROUNDUP(Z111/T241,0))","v":0},{"$f":"IF(T241=0,0,ROUNDUP(AA111/T241,0))","v":0},{"$f":"IF(T241=0,0,ROUNDUP(AB111/T241,0))","v":0},0,null,18,{"$f":"IF(AI241=0,0,ROUNDUP(AF111/AI241,0))","v":0},{"$f":"IF(AI241=0,0,ROUNDUP(AG111/AI241,0))","v":0},{"$f":"IF(AI241=0,0,ROUNDUP(AH111/AI241,0))","v":0},{"$f":"IF(AI241=0,0,ROUNDUP(AI111/AI241,0))","v":0},{"$f":"IF(AI241=0,0,ROUNDUP(AJ111/AI241,0))","v":0},{"$f":"IF(AI241=0,0,ROUNDUP(AK111/AI241,0))","v":0},{"$f":"IF(AI241=0,0,ROUNDUP(AL111/AI241,0))","v":0},{"$f":"IF(AI241=0,0,ROUNDUP(AM111/AI241,0))","v":0},{"$f":"IF(AI241=0,0,ROUNDUP(AN111/AI241,0))","v":0},{"$f":"IF(AI241=0,0,ROUNDUP(AO111/AI241,0))","v":0},{"$f":"IF(AI241=0,0,ROUNDUP(AP111/AI241,0))","v":0},{"$f":"IF(AI241=0,0,ROUNDUP(AQ111/AI241,0))","v":0},0,null,null,null,18,{"$f":"IF(AZ241=0,0,ROUNDUP(AW111/AZ241,0))","v":0},{"$f":"IF(AZ241=0,0,ROUNDUP(AX111/AZ241,0))","v":0},{"$f":"IF(AZ241=0,0,ROUNDUP(AY111/AZ241,0))","v":0},{"$f":"IF(AZ241=0,0,ROUNDUP(AZ111/AZ241,0))","v":0},{"$f":"IF(AZ241=0,0,ROUNDUP(BA111/AZ241,0))","v":0},{"$f":"IF(AZ241=0,0,ROUNDUP(BB111/AZ241,0))","v":0},{"$f":"IF(AZ241=0,0,ROUNDUP(BC111/AZ241,0))","v":0},{"$f":"IF(AZ241=0,0,ROUNDUP(BD111/AZ241,0))","v":0},{"$f":"IF(AZ241=0,0,ROUNDUP(BE111/AZ241,0))","v":0},{"$f":"IF(AZ241=0,0,ROUNDUP(BF111/AZ241,0))","v":0},{"$f":"IF(AZ241=0,0,ROUNDUP(BG111/AZ241,0))","v":0},{"$f":"IF(AZ241=0,0,ROUNDUP(BH111/AZ241,0))","v":0},0,null,18,{"$f":"IF(BO241=0,0,ROUNDUP(BL111/BO241,0))","v":0},{"$f":"IF(BO241=0,0,ROUNDUP(BM111/BO241,0))","v":0},{"$f":"IF(BO241=0,0,ROUNDUP(BN111/BO241,0))","v":0},{"$f":"IF(BO241=0,0,ROUNDUP(BO111/BO241,0))","v":0},{"$f":"IF(BO241=0,0,ROUNDUP(BP111/BO241,0))","v":0},{"$f":"IF(BO241=0,0,ROUNDUP(BQ111/BO241,0))","v":0},{"$f":"IF(BO241=0,0,ROUNDUP(BR111/BO241,0))","v":0},{"$f":"IF(BO241=0,0,ROUNDUP(BS111/BO241,0))","v":0},{"$f":"IF(BO241=0,0,ROUNDUP(BT111/BO241,0))","v":0},{"$f":"IF(BO241=0,0,ROUNDUP(BU111/BO241,0))","v":0},{"$f":"IF(BO241=0,0,ROUNDUP(BV111/BO241,0))","v":0},{"$f":"IF(BO241=0,0,ROUNDUP(BW111/BO241,0))","v":0},0,null,18,{"$f":"IF(CD241=0,0,ROUNDUP(CA111/CD241,0))","v":0},{"$f":"IF(CD241=0,0,ROUNDUP(CB111/CD241,0))","v":0},{"$f":"IF(CD241=0,0,ROUNDUP(CC111/CD241,0))","v":0},{"$f":"IF(CD241=0,0,ROUNDUP(CD111/CD241,0))","v":0},{"$f":"IF(CD241=0,0,ROUNDUP(CE111/CD241,0))","v":0},{"$f":"IF(CD241=0,0,ROUNDUP(CF111/CD241,0))","v":0},{"$f":"IF(CD241=0,0,ROUNDUP(CG111/CD241,0))","v":0},{"$f":"IF(CD241=0,0,ROUNDUP(CH111/CD241,0))","v":0},{"$f":"IF(CD241=0,0,ROUNDUP(CI111/CD241,0))","v":0},{"$f":"IF(CD241=0,0,ROUNDUP(CJ111/CD241,0))","v":0},{"$f":"IF(CD241=0,0,ROUNDUP(CK111/CD241,0))","v":0},{"$f":"IF(CD241=0,0,ROUNDUP(CL111/CD241,0))","v":0},0]
[19,{"$f":"IF(E241=0,0,ROUNDUP(B112/E241,0))","v":0},{"$f":"IF(E241=0,0,ROUNDUP(C112/E241,0))","v":0},{"$f":"IF(E241=0,0,ROUNDUP(D112/E241,0))","v":0},{"$f":"IF(E241=0,0,ROUNDUP(E112/E241,0))","v":0},{"$f":"IF(E241=0,0,ROUNDUP(F112/E241,0))","v":0},{"$f":"IF(E241=0,0,ROUNDUP(G112/E241,0))","v":0},{"$f":"IF(E241=0,0,ROUNDUP(H112/E241,0))","v":0},{"$f":"IF(E241=0,0,ROUNDUP(I112/E241,0))","v":0},{"$f":"IF(E241=0,0,ROUNDUP(J112/E241,0))","v":0},{"$f":"IF(E241=0,0,ROUNDUP(K112/E241,0))","v":0},{"$f":"IF(E241=0,0,ROUNDUP(L112/E241,0))","v":0},{"$f":"IF(E241=0,0,ROUNDUP(M112/E241,0))","v":0},0,null,19,{"$f":"IF(T241=0,0,ROUNDUP(Q112/T241,0))","v":0},{"$f":"IF(T241=0,0,ROUNDUP(R112/T241,0))","v":0},{"$f":"IF(T241=0,0,ROUNDUP(S112/T241,0))","v":0},{"$f":"IF(T241=0,0,ROUNDUP(T112/T241,0))","v":0},{"$f":"IF(T241=0,0,ROUNDUP(U112/T241,0))","v":0},{"$f":"IF(T241=0,0,ROUNDUP(V112/T241,0))","v":0},{"$f":"IF(T241=0,0,ROUNDUP(W112/T241,0))","v":0},{"$f":"IF(T241=0,0,ROUNDUP(X112/T241,0))","v":0},{"$f":"IF(T241=0,0,ROUNDUP(Y112/T241,0))","v":0},{"$f":"IF(T241=0,0,ROUNDUP(Z112/T241,0))","v":0},{"$f":"IF(T241=0,0,ROUNDUP(AA112/T241,0))","v":0},{"$f":"IF(T241=0,0,ROUNDUP(AB112/T241,0))","v":0},0,null,19,{"$f":"IF(AI241=0,0,ROUNDUP(AF112/AI241,0))","v":0},{"$f":"IF(AI241=0,0,ROUNDUP(AG112/AI241,0))","v":0},{"$f":"IF(AI241=0,0,ROUNDUP(AH112/AI241,0))","v":0},{"$f":"IF(AI241=0,0,ROUNDUP(AI112/AI241,0))","v":0},{"$f":"IF(AI241=0,0,ROUNDUP(AJ112/AI241,0))","v":0},{"$f":"IF(AI241=0,0,ROUNDUP(AK112/AI241,0))","v":0},{"$f":"IF(AI241=0,0,ROUNDUP(AL112/AI241,0))","v":0},{"$f":"IF(AI241=0,0,ROUNDUP(AM112/AI241,0))","v":0},{"$f":"IF(AI241=0,0,ROUNDUP(AN112/AI241,0))","v":0},{"$f":"IF(AI241=0,0,ROUNDUP(AO112/AI241,0))","v":0},{"$f":"IF(AI241=0,0,ROUNDUP(AP112/AI241,0))","v":0},{"$f":"IF(AI241=0,0,ROUNDUP(AQ112/AI241,0))","v":0},0,null,null,null,19,{"$f":"IF(AZ241=0,0,ROUNDUP(AW112/AZ241,0))","v":0},{"$f":"IF(AZ241=0,0,ROUNDUP(AX112/AZ241,0))","v":0},{"$f":"IF(AZ241=0,0,ROUNDUP(AY112/AZ241,0))","v":0},{"$f":"IF(AZ241=0,0,ROUNDUP(AZ112/AZ241,0))","v":0},{"$f":"IF(AZ241=0,0,ROUNDUP(BA112/AZ241,0))","v":0},{"$f":"IF(AZ241=0,0,ROUNDUP(BB112/AZ241,0))","v":0},{"$f":"IF(AZ241=0,0,ROUNDUP(BC112/AZ241,0))","v":0},{"$f":"IF(AZ241=0,0,ROUNDUP(BD112/AZ241,0))","v":0},{"$f":"IF(AZ241=0,0,ROUNDUP(BE112/AZ241,0))","v":0},{"$f":"IF(AZ241=0,0,ROUNDUP(BF112/AZ241,0))","v":0},{"$f":"IF(AZ241=0,0,ROUNDUP(BG112/AZ241,0))","v":0},{"$f":"IF(AZ241=0,0,ROUNDUP(BH112/AZ241,0))","v":0},0,null,19,{"$f":"IF(BO241=0,0,ROUNDUP(BL112/BO241,0))","v":0},{"$f":"IF(BO241=0,0,ROUNDUP(BM112/BO241,0))","v":0},{"$f":"IF(BO241=0,0,ROUNDUP(BN112/BO241,0))","v":0},{"$f":"IF(BO241=0,0,ROUNDUP(BO112/BO241,0))","v":0},{"$f":"IF(BO241=0,0,ROUNDUP(BP112/BO241,0))","v":0},{"$f":"IF(BO241=0,0,ROUNDUP(BQ112/BO241,0))","v":0},{"$f":"IF(BO241=0,0,ROUNDUP(BR112/BO241,0))","v":0},{"$f":"IF(BO241=0,0,ROUNDUP(BS112/BO241,0))","v":0},{"$f":"IF(BO241=0,0,ROUNDUP(BT112/BO241,0))","v":0},{"$f":"IF(BO241=0,0,ROUNDUP(BU112/BO241,0))","v":0},{"$f":"IF(BO241=0,0,ROUNDUP(BV112/BO241,0))","v":0},{"$f":"IF(BO241=0,0,ROUNDUP(BW112/BO241,0))","v":0},0,null,19,{"$f":"IF(CD241=0,0,ROUNDUP(CA112/CD241,0))","v":0},{"$f":"IF(CD241=0,0,ROUNDUP(CB112/CD241,0))","v":0},{"$f":"IF(CD241=0,0,ROUNDUP(CC112/CD241,0))","v":0},{"$f":"IF(CD241=0,0,ROUNDUP(CD112/CD241,0))","v":0},{"$f":"IF(CD241=0,0,ROUNDUP(CE112/CD241,0))","v":0},{"$f":"IF(CD241=0,0,ROUNDUP(CF112/CD241,0))","v":0},{"$f":"IF(CD241=0,0,ROUNDUP(CG112/CD241,0))","v":0},{"$f":"IF(CD241=0,0,ROUNDUP(CH112/CD241,0))","v":0},{"$f":"IF(CD241=0,0,ROUNDUP(CI112/CD241,0))","v":0},{"$f":"IF(CD241=0,0,ROUNDUP(CJ112/CD241,0))","v":0},{"$f":"IF(CD241=0,0,ROUNDUP(CK112/CD241,0))","v":0},{"$f":"IF(CD241=0,0,ROUNDUP(CL112/CD241,0))","v":0},0]
[20,{"$f":"IF(E241=0,0,ROUNDUP(B113/E241,0))","v":0},{"$f":"IF(E241=0,0,ROUNDUP(C113/E241,0))","v":0},{"$f":"IF(E241=0,0,ROUNDUP(D113/E241,0))","v":0},{"$f":"IF(E241=0,0,ROUNDUP(E113/E241,0))","v":0},{"$f":"IF(E241=0,0,ROUNDUP(F113/E241,0))","v":0},{"$f":"IF(E241=0,0,ROUNDUP(G113/E241,0))","v":0},{"$f":"IF(E241=0,0,ROUNDUP(H113/E241,0))","v":0},{"$f":"IF(E241=0,0,ROUNDUP(I113/E241,0))","v":0},{"$f":"IF(E241=0,0,ROUNDUP(J113/E241,0))","v":0},{"$f":"IF(E241=0,0,ROUNDUP(K113/E241,0))","v":0},{"$f":"IF(E241=0,0,ROUNDUP(L113/E241,0))","v":0},{"$f":"IF(E241=0,0,ROUNDUP(M113/E241,0))","v":0},0,null,20,{"$f":"IF(T241=0,0,ROUNDUP(Q113/T241,0))","v":0},{"$f":"IF(T241=0,0,ROUNDUP(R113/T241,0))","v":0},{"$f":"IF(T241=0,0,ROUNDUP(S113/T241,0))","v":0},{"$f":"IF(T241=0,0,ROUNDUP(T113/T241,0))","v":0},{"$f":"IF(T241=0,0,ROUNDUP(U113/T241,0))","v":0},{"$f":"IF(T241=0,0,ROUNDUP(V113/T241,0))","v":0},{"$f":"IF(T241=0,0,ROUNDUP(W113/T241,0))","v":0},{"$f":"IF(T241=0,0,ROUNDUP(X113/T241,0))","v":0},{"$f":"IF(T241=0,0,ROUNDUP(Y113/T241,0))","v":0},{"$f":"IF(T241=0,0,ROUNDUP(Z113/T241,0))","v":0},{"$f":"IF(T241=0,0,ROUNDUP(AA113/T241,0))","v":0},{"$f":"IF(T241=0,0,ROUNDUP(AB113/T241,0))","v":0},0,null,20,{"$f":"IF(AI241=0,0,ROUNDUP(AF113/AI241,0))","v":0},{"$f":"IF(AI241=0,0,ROUNDUP(AG113/AI241,0))","v":0},{"$f":"IF(AI241=0,0,ROUNDUP(AH113/AI241,0))","v":0},{"$f":"IF(AI241=0,0,ROUNDUP(AI113/AI241,0))","v":0},{"$f":"IF(AI241=0,0,ROUNDUP(AJ113/AI241,0))","v":0},{"$f":"IF(AI241=0,0,ROUNDUP(AK113/AI241,0))","v":0},{"$f":"IF(AI241=0,0,ROUNDUP(AL113/AI241,0))","v":0},{"$f":"IF(AI241=0,0,ROUNDUP(AM113/AI241,0))","v":0},{"$f":"IF(AI241=0,0,ROUNDUP(AN113/AI241,0))","v":0},{"$f":"IF(AI241=0,0,ROUNDUP(AO113/AI241,0))","v":0},{"$f":"IF(AI241=0,0,ROUNDUP(AP113/AI241,0))","v":0},{"$f":"IF(AI241=0,0,ROUNDUP(AQ113/AI241,0))","v":0},0,null,null,null,20,{"$f":"IF(AZ241=0,0,ROUNDUP(AW113/AZ241,0))","v":0},{"$f":"IF(AZ241=0,0,ROUNDUP(AX113/AZ241,0))","v":0},{"$f":"IF(AZ241=0,0,ROUNDUP(AY113/AZ241,0))","v":0},{"$f":"IF(AZ241=0,0,ROUNDUP(AZ113/AZ241,0))","v":0},{"$f":"IF(AZ241=0,0,ROUNDUP(BA113/AZ241,0))","v":0},{"$f":"IF(AZ241=0,0,ROUNDUP(BB113/AZ241,0))","v":0},{"$f":"IF(AZ241=0,0,ROUNDUP(BC113/AZ241,0))","v":0},{"$f":"IF(AZ241=0,0,ROUNDUP(BD113/AZ241,0))","v":0},{"$f":"IF(AZ241=0,0,ROUNDUP(BE113/AZ241,0))","v":0},{"$f":"IF(AZ241=0,0,ROUNDUP(BF113/AZ241,0))","v":0},{"$f":"IF(AZ241=0,0,ROUNDUP(BG113/AZ241,0))","v":0},{"$f":"IF(AZ241=0,0,ROUNDUP(BH113/AZ241,0))","v":0},0,null,20,{"$f":"IF(BO241=0,0,ROUNDUP(BL113/BO241,0))","v":0},{"$f":"IF(BO241=0,0,ROUNDUP(BM113/BO241,0))","v":0},{"$f":"IF(BO241=0,0,ROUNDUP(BN113/BO241,0))","v":0},{"$f":"IF(BO241=0,0,ROUNDUP(BO113/BO241,0))","v":0},{"$f":"IF(BO241=0,0,ROUNDUP(BP113/BO241,0))","v":0},{"$f":"IF(BO241=0,0,ROUNDUP(BQ113/BO241,0))","v":0},{"$f":"IF(BO241=0,0,ROUNDUP(BR113/BO241,0))","v":0},{"$f":"IF(BO241=0,0,ROUNDUP(BS113/BO241,0))","v":0},{"$f":"IF(BO241=0,0,ROUNDUP(BT113/BO241,0))","v":0},{"$f":"IF(BO241=0,0,ROUNDUP(BU113/BO241,0))","v":0},{"$f":"IF(BO241=0,0,ROUNDUP(BV113/BO241,0))","v":0},{"$f":"IF(BO241=0,0,ROUNDUP(BW113/BO241,0))","v":0},0,null,20,{"$f":"IF(CD241=0,0,ROUNDUP(CA113/CD241,0))","v":0},{"$f":"IF(CD241=0,0,ROUNDUP(CB113/CD241,0))","v":0},{"$f":"IF(CD241=0,0,ROUNDUP(CC113/CD241,0))","v":0},{"$f":"IF(CD241=0,0,ROUNDUP(CD113/CD241,0))","v":0},{"$f":"IF(CD241=0,0,ROUNDUP(CE113/CD241,0))","v":0},{"$f":"IF(CD241=0,0,ROUNDUP(CF113/CD241,0))","v":0},{"$f":"IF(CD241=0,0,ROUNDUP(CG113/CD241,0))","v":0},{"$f":"IF(CD241=0,0,ROUNDUP(CH113/CD241,0))","v":0},{"$f":"IF(CD241=0,0,ROUNDUP(CI113/CD241,0))","v":0},{"$f":"IF(CD241=0,0,ROUNDUP(CJ113/CD241,0))","v":0},{"$f":"IF(CD241=0,0,ROUNDUP(CK113/CD241,0))","v":0},{"$f":"IF(CD241=0,0,ROUNDUP(CL113/CD241,0))","v":0},0]
[21,{"$f":"IF(E241=0,0,ROUNDUP(B114/E241,0))","v":0},{"$f":"IF(E241=0,0,ROUNDUP(C114/E241,0))","v":0},{"$f":"IF(E241=0,0,ROUNDUP(D114/E241,0))","v":0},{"$f":"IF(E241=0,0,ROUNDUP(E114/E241,0))","v":0},{"$f":"IF(E241=0,0,ROUNDUP(F114/E241,0))","v":0},{"$f":"IF(E241=0,0,ROUNDUP(G114/E241,0))","v":0},{"$f":"IF(E241=0,0,ROUNDUP(H114/E241,0))","v":0},{"$f":"IF(E241=0,0,ROUNDUP(I114/E241,0))","v":0},{"$f":"IF(E241=0,0,ROUNDUP(J114/E241,0))","v":0},{"$f":"IF(E241=0,0,ROUNDUP(K114/E241,0))","v":0},{"$f":"IF(E241=0,0,ROUNDUP(L114/E241,0))","v":0},{"$f":"IF(E241=0,0,ROUNDUP(M114/E241,0))","v":0},0,null,21,{"$f":"IF(T241=0,0,ROUNDUP(Q114/T241,0))","v":0},{"$f":"IF(T241=0,0,ROUNDUP(R114/T241,0))","v":0},{"$f":"IF(T241=0,0,ROUNDUP(S114/T241,0))","v":0},{"$f":"IF(T241=0,0,ROUNDUP(T114/T241,0))","v":0},{"$f":"IF(T241=0,0,ROUNDUP(U114/T241,0))","v":0},{"$f":"IF(T241=0,0,ROUNDUP(V114/T241,0))","v":0},{"$f":"IF(T241=0,0,ROUNDUP(W114/T241,0))","v":0},{"$f":"IF(T241=0,0,ROUNDUP(X114/T241,0))","v":0},{"$f":"IF(T241=0,0,ROUNDUP(Y114/T241,0))","v":0},{"$f":"IF(T241=0,0,ROUNDUP(Z114/T241,0))","v":0},{"$f":"IF(T241=0,0,ROUNDUP(AA114/T241,0))","v":0},{"$f":"IF(T241=0,0,ROUNDUP(AB114/T241,0))","v":0},0,null,21,{"$f":"IF(AI241=0,0,ROUNDUP(AF114/AI241,0))","v":0},{"$f":"IF(AI241=0,0,ROUNDUP(AG114/AI241,0))","v":0},{"$f":"IF(AI241=0,0,ROUNDUP(AH114/AI241,0))","v":0},{"$f":"IF(AI241=0,0,ROUNDUP(AI114/AI241,0))","v":0},{"$f":"IF(AI241=0,0,ROUNDUP(AJ114/AI241,0))","v":0},{"$f":"IF(AI241=0,0,ROUNDUP(AK114/AI241,0))","v":0},{"$f":"IF(AI241=0,0,ROUNDUP(AL114/AI241,0))","v":0},{"$f":"IF(AI241=0,0,ROUNDUP(AM114/AI241,0))","v":0},{"$f":"IF(AI241=0,0,ROUNDUP(AN114/AI241,0))","v":0},{"$f":"IF(AI241=0,0,ROUNDUP(AO114/AI241,0))","v":0},{"$f":"IF(AI241=0,0,ROUNDUP(AP114/AI241,0))","v":0},{"$f":"IF(AI241=0,0,ROUNDUP(AQ114/AI241,0))","v":0},0,null,null,null,21,{"$f":"IF(AZ241=0,0,ROUNDUP(AW114/AZ241,0))","v":0},{"$f":"IF(AZ241=0,0,ROUNDUP(AX114/AZ241,0))","v":0},{"$f":"IF(AZ241=0,0,ROUNDUP(AY114/AZ241,0))","v":0},{"$f":"IF(AZ241=0,0,ROUNDUP(AZ114/AZ241,0))","v":0},{"$f":"IF(AZ241=0,0,ROUNDUP(BA114/AZ241,0))","v":0},{"$f":"IF(AZ241=0,0,ROUNDUP(BB114/AZ241,0))","v":0},{"$f":"IF(AZ241=0,0,ROUNDUP(BC114/AZ241,0))","v":0},{"$f":"IF(AZ241=0,0,ROUNDUP(BD114/AZ241,0))","v":0},{"$f":"IF(AZ241=0,0,ROUNDUP(BE114/AZ241,0))","v":0},{"$f":"IF(AZ241=0,0,ROUNDUP(BF114/AZ241,0))","v":0},{"$f":"IF(AZ241=0,0,ROUNDUP(BG114/AZ241,0))","v":0},{"$f":"IF(AZ241=0,0,ROUNDUP(BH114/AZ241,0))","v":0},0,null,21,{"$f":"IF(BO241=0,0,ROUNDUP(BL114/BO241,0))","v":0},{"$f":"IF(BO241=0,0,ROUNDUP(BM114/BO241,0))","v":0},{"$f":"IF(BO241=0,0,ROUNDUP(BN114/BO241,0))","v":0},{"$f":"IF(BO241=0,0,ROUNDUP(BO114/BO241,0))","v":0},{"$f":"IF(BO241=0,0,ROUNDUP(BP114/BO241,0))","v":0},{"$f":"IF(BO241=0,0,ROUNDUP(BQ114/BO241,0))","v":0},{"$f":"IF(BO241=0,0,ROUNDUP(BR114/BO241,0))","v":0},{"$f":"IF(BO241=0,0,ROUNDUP(BS114/BO241,0))","v":0},{"$f":"IF(BO241=0,0,ROUNDUP(BT114/BO241,0))","v":0},{"$f":"IF(BO241=0,0,ROUNDUP(BU114/BO241,0))","v":0},{"$f":"IF(BO241=0,0,ROUNDUP(BV114/BO241,0))","v":0},{"$f":"IF(BO241=0,0,ROUNDUP(BW114/BO241,0))","v":0},0,null,21,{"$f":"IF(CD241=0,0,ROUNDUP(CA114/CD241,0))","v":0},{"$f":"IF(CD241=0,0,ROUNDUP(CB114/CD241,0))","v":0},{"$f":"IF(CD241=0,0,ROUNDUP(CC114/CD241,0))","v":0},{"$f":"IF(CD241=0,0,ROUNDUP(CD114/CD241,0))","v":0},{"$f":"IF(CD241=0,0,ROUNDUP(CE114/CD241,0))","v":0},{"$f":"IF(CD241=0,0,ROUNDUP(CF114/CD241,0))","v":0},{"$f":"IF(CD241=0,0,ROUNDUP(CG114/CD241,0))","v":0},{"$f":"IF(CD241=0,0,ROUNDUP(CH114/CD241,0))","v":0},{"$f":"IF(CD241=0,0,ROUNDUP(CI114/CD241,0))","v":0},{"$f":"IF(CD241=0,0,ROUNDUP(CJ114/CD241,0))","v":0},{"$f":"IF(CD241=0,0,ROUNDUP(CK114/CD241,0))","v":0},{"$f":"IF(CD241=0,0,ROUNDUP(CL114/CD241,0))","v":0},0]
[22,{"$f":"IF(E241=0,0,ROUNDUP(B115/E241,0))","v":0},{"$f":"IF(E241=0,0,ROUNDUP(C115/E241,0))","v":0},{"$f":"IF(E241=0,0,ROUNDUP(D115/E241,0))","v":0},{"$f":"IF(E241=0,0,ROUNDUP(E115/E241,0))","v":0},{"$f":"IF(E241=0,0,ROUNDUP(F115/E241,0))","v":0},{"$f":"IF(E241=0,0,ROUNDUP(G115/E241,0))","v":0},{"$f":"IF(E241=0,0,ROUNDUP(H115/E241,0))","v":0},{"$f":"IF(E241=0,0,ROUNDUP(I115/E241,0))","v":0},{"$f":"IF(E241=0,0,ROUNDUP(J115/E241,0))","v":0},{"$f":"IF(E241=0,0,ROUNDUP(K115/E241,0))","v":0},{"$f":"IF(E241=0,0,ROUNDUP(L115/E241,0))","v":0},{"$f":"IF(E241=0,0,ROUNDUP(M115/E241,0))","v":0},0,null,22,{"$f":"IF(T241=0,0,ROUNDUP(Q115/T241,0))","v":0},{"$f":"IF(T241=0,0,ROUNDUP(R115/T241,0))","v":0},{"$f":"IF(T241=0,0,ROUNDUP(S115/T241,0))","v":0},{"$f":"IF(T241=0,0,ROUNDUP(T115/T241,0))","v":0},{"$f":"IF(T241=0,0,ROUNDUP(U115/T241,0))","v":0},{"$f":"IF(T241=0,0,ROUNDUP(V115/T241,0))","v":0},{"$f":"IF(T241=0,0,ROUNDUP(W115/T241,0))","v":0},{"$f":"IF(T241=0,0,ROUNDUP(X115/T241,0))","v":0},{"$f":"IF(T241=0,0,ROUNDUP(Y115/T241,0))","v":0},{"$f":"IF(T241=0,0,ROUNDUP(Z115/T241,0))","v":0},{"$f":"IF(T241=0,0,ROUNDUP(AA115/T241,0))","v":0},{"$f":"IF(T241=0,0,ROUNDUP(AB115/T241,0))","v":0},0,null,22,{"$f":"IF(AI241=0,0,ROUNDUP(AF115/AI241,0))","v":0},{"$f":"IF(AI241=0,0,ROUNDUP(AG115/AI241,0))","v":0},{"$f":"IF(AI241=0,0,ROUNDUP(AH115/AI241,0))","v":0},{"$f":"IF(AI241=0,0,ROUNDUP(AI115/AI241,0))","v":0},{"$f":"IF(AI241=0,0,ROUNDUP(AJ115/AI241,0))","v":0},{"$f":"IF(AI241=0,0,ROUNDUP(AK115/AI241,0))","v":0},{"$f":"IF(AI241=0,0,ROUNDUP(AL115/AI241,0))","v":0},{"$f":"IF(AI241=0,0,ROUNDUP(AM115/AI241,0))","v":0},{"$f":"IF(AI241=0,0,ROUNDUP(AN115/AI241,0))","v":0},{"$f":"IF(AI241=0,0,ROUNDUP(AO115/AI241,0))","v":0},{"$f":"IF(AI241=0,0,ROUNDUP(AP115/AI241,0))","v":0},{"$f":"IF(AI241=0,0,ROUNDUP(AQ115/AI241,0))","v":0},0,null,null,null,22,{"$f":"IF(AZ241=0,0,ROUNDUP(AW115/AZ241,0))","v":0},{"$f":"IF(AZ241=0,0,ROUNDUP(AX115/AZ241,0))","v":0},{"$f":"IF(AZ241=0,0,ROUNDUP(AY115/AZ241,0))","v":0},{"$f":"IF(AZ241=0,0,ROUNDUP(AZ115/AZ241,0))","v":0},{"$f":"IF(AZ241=0,0,ROUNDUP(BA115/AZ241,0))","v":0},{"$f":"IF(AZ241=0,0,ROUNDUP(BB115/AZ241,0))","v":0},{"$f":"IF(AZ241=0,0,ROUNDUP(BC115/AZ241,0))","v":0},{"$f":"IF(AZ241=0,0,ROUNDUP(BD115/AZ241,0))","v":0},{"$f":"IF(AZ241=0,0,ROUNDUP(BE115/AZ241,0))","v":0},{"$f":"IF(AZ241=0,0,ROUNDUP(BF115/AZ241,0))","v":0},{"$f":"IF(AZ241=0,0,ROUNDUP(BG115/AZ241,0))","v":0},{"$f":"IF(AZ241=0,0,ROUNDUP(BH115/AZ241,0))","v":0},0,null,22,{"$f":"IF(BO241=0,0,ROUNDUP(BL115/BO241,0))","v":0},{"$f":"IF(BO241=0,0,ROUNDUP(BM115/BO241,0))","v":0},{"$f":"IF(BO241=0,0,ROUNDUP(BN115/BO241,0))","v":0},{"$f":"IF(BO241=0,0,ROUNDUP(BO115/BO241,0))","v":0},{"$f":"IF(BO241=0,0,ROUNDUP(BP115/BO241,0))","v":0},{"$f":"IF(BO241=0,0,ROUNDUP(BQ115/BO241,0))","v":0},{"$f":"IF(BO241=0,0,ROUNDUP(BR115/BO241,0))","v":0},{"$f":"IF(BO241=0,0,ROUNDUP(BS115/BO241,0))","v":0},{"$f":"IF(BO241=0,0,ROUNDUP(BT115/BO241,0))","v":0},{"$f":"IF(BO241=0,0,ROUNDUP(BU115/BO241,0))","v":0},{"$f":"IF(BO241=0,0,ROUNDUP(BV115/BO241,0))","v":0},{"$f":"IF(BO241=0,0,ROUNDUP(BW115/BO241,0))","v":0},0,null,22,{"$f":"IF(CD241=0,0,ROUNDUP(CA115/CD241,0))","v":0},{"$f":"IF(CD241=0,0,ROUNDUP(CB115/CD241,0))","v":0},{"$f":"IF(CD241=0,0,ROUNDUP(CC115/CD241,0))","v":0},{"$f":"IF(CD241=0,0,ROUNDUP(CD115/CD241,0))","v":0},{"$f":"IF(CD241=0,0,ROUNDUP(CE115/CD241,0))","v":0},{"$f":"IF(CD241=0,0,ROUNDUP(CF115/CD241,0))","v":0},{"$f":"IF(CD241=0,0,ROUNDUP(CG115/CD241,0))","v":0},{"$f":"IF(CD241=0,0,ROUNDUP(CH115/CD241,0))","v":0},{"$f":"IF(CD241=0,0,ROUNDUP(CI115/CD241,0))","v":0},{"$f":"IF(CD241=0,0,ROUNDUP(CJ115/CD241,0))","v":0},{"$f":"IF(CD241=0,0,ROUNDUP(CK115/CD241,0))","v":0},{"$f":"IF(CD241=0,0,ROUNDUP(CL115/CD241,0))","v":0},0]
[23,{"$f":"IF(E241=0,0,ROUNDUP(B116/E241,0))","v":0},{"$f":"IF(E241=0,0,ROUNDUP(C116/E241,0))","v":0},{"$f":"IF(E241=0,0,ROUNDUP(D116/E241,0))","v":0},{"$f":"IF(E241=0,0,ROUNDUP(E116/E241,0))","v":0},{"$f":"IF(E241=0,0,ROUNDUP(F116/E241,0))","v":0},{"$f":"IF(E241=0,0,ROUNDUP(G116/E241,0))","v":0},{"$f":"IF(E241=0,0,ROUNDUP(H116/E241,0))","v":0},{"$f":"IF(E241=0,0,ROUNDUP(I116/E241,0))","v":0},{"$f":"IF(E241=0,0,ROUNDUP(J116/E241,0))","v":0},{"$f":"IF(E241=0,0,ROUNDUP(K116/E241,0))","v":0},{"$f":"IF(E241=0,0,ROUNDUP(L116/E241,0))","v":0},{"$f":"IF(E241=0,0,ROUNDUP(M116/E241,0))","v":0},0,null,23,{"$f":"IF(T241=0,0,ROUNDUP(Q116/T241,0))","v":0},{"$f":"IF(T241=0,0,ROUNDUP(R116/T241,0))","v":0},{"$f":"IF(T241=0,0,ROUNDUP(S116/T241,0))","v":0},{"$f":"IF(T241=0,0,ROUNDUP(T116/T241,0))","v":0},{"$f":"IF(T241=0,0,ROUNDUP(U116/T241,0))","v":0},{"$f":"IF(T241=0,0,ROUNDUP(V116/T241,0))","v":0},{"$f":"IF(T241=0,0,ROUNDUP(W116/T241,0))","v":0},{"$f":"IF(T241=0,0,ROUNDUP(X116/T241,0))","v":0},{"$f":"IF(T241=0,0,ROUNDUP(Y116/T241,0))","v":0},{"$f":"IF(T241=0,0,ROUNDUP(Z116/T241,0))","v":0},{"$f":"IF(T241=0,0,ROUNDUP(AA116/T241,0))","v":0},{"$f":"IF(T241=0,0,ROUNDUP(AB116/T241,0))","v":0},0,null,23,{"$f":"IF(AI241=0,0,ROUNDUP(AF116/AI241,0))","v":0},{"$f":"IF(AI241=0,0,ROUNDUP(AG116/AI241,0))","v":0},{"$f":"IF(AI241=0,0,ROUNDUP(AH116/AI241,0))","v":0},{"$f":"IF(AI241=0,0,ROUNDUP(AI116/AI241,0))","v":0},{"$f":"IF(AI241=0,0,ROUNDUP(AJ116/AI241,0))","v":0},{"$f":"IF(AI241=0,0,ROUNDUP(AK116/AI241,0))","v":0},{"$f":"IF(AI241=0,0,ROUNDUP(AL116/AI241,0))","v":0},{"$f":"IF(AI241=0,0,ROUNDUP(AM116/AI241,0))","v":0},{"$f":"IF(AI241=0,0,ROUNDUP(AN116/AI241,0))","v":0},{"$f":"IF(AI241=0,0,ROUNDUP(AO116/AI241,0))","v":0},{"$f":"IF(AI241=0,0,ROUNDUP(AP116/AI241,0))","v":0},{"$f":"IF(AI241=0,0,ROUNDUP(AQ116/AI241,0))","v":0},0,null,null,null,23,{"$f":"IF(AZ241=0,0,ROUNDUP(AW116/AZ241,0))","v":0},{"$f":"IF(AZ241=0,0,ROUNDUP(AX116/AZ241,0))","v":0},{"$f":"IF(AZ241=0,0,ROUNDUP(AY116/AZ241,0))","v":0},{"$f":"IF(AZ241=0,0,ROUNDUP(AZ116/AZ241,0))","v":0},{"$f":"IF(AZ241=0,0,ROUNDUP(BA116/AZ241,0))","v":0},{"$f":"IF(AZ241=0,0,ROUNDUP(BB116/AZ241,0))","v":0},{"$f":"IF(AZ241=0,0,ROUNDUP(BC116/AZ241,0))","v":0},{"$f":"IF(AZ241=0,0,ROUNDUP(BD116/AZ241,0))","v":0},{"$f":"IF(AZ241=0,0,ROUNDUP(BE116/AZ241,0))","v":0},{"$f":"IF(AZ241=0,0,ROUNDUP(BF116/AZ241,0))","v":0},{"$f":"IF(AZ241=0,0,ROUNDUP(BG116/AZ241,0))","v":0},{"$f":"IF(AZ241=0,0,ROUNDUP(BH116/AZ241,0))","v":0},0,null,23,{"$f":"IF(BO241=0,0,ROUNDUP(BL116/BO241,0))","v":0},{"$f":"IF(BO241=0,0,ROUNDUP(BM116/BO241,0))","v":0},{"$f":"IF(BO241=0,0,ROUNDUP(BN116/BO241,0))","v":0},{"$f":"IF(BO241=0,0,ROUNDUP(BO116/BO241,0))","v":0},{"$f":"IF(BO241=0,0,ROUNDUP(BP116/BO241,0))","v":0},{"$f":"IF(BO241=0,0,ROUNDUP(BQ116/BO241,0))","v":0},{"$f":"IF(BO241=0,0,ROUNDUP(BR116/BO241,0))","v":0},{"$f":"IF(BO241=0,0,ROUNDUP(BS116/BO241,0))","v":0},{"$f":"IF(BO241=0,0,ROUNDUP(BT116/BO241,0))","v":0},{"$f":"IF(BO241=0,0,ROUNDUP(BU116/BO241,0))","v":0},{"$f":"IF(BO241=0,0,ROUNDUP(BV116/BO241,0))","v":0},{"$f":"IF(BO241=0,0,ROUNDUP(BW116/BO241,0))","v":0},0,null,23,{"$f":"IF(CD241=0,0,ROUNDUP(CA116/CD241,0))","v":0},{"$f":"IF(CD241=0,0,ROUNDUP(CB116/CD241,0))","v":0},{"$f":"IF(CD241=0,0,ROUNDUP(CC116/CD241,0))","v":0},{"$f":"IF(CD241=0,0,ROUNDUP(CD116/CD241,0))","v":0},{"$f":"IF(CD241=0,0,ROUNDUP(CE116/CD241,0))","v":0},{"$f":"IF(CD241=0,0,ROUNDUP(CF116/CD241,0))","v":0},{"$f":"IF(CD241=0,0,ROUNDUP(CG116/CD241,0))","v":0},{"$f":"IF(CD241=0,0,ROUNDUP(CH116/CD241,0))","v":0},{"$f":"IF(CD241=0,0,ROUNDUP(CI116/CD241,0))","v":0},{"$f":"IF(CD241=0,0,ROUNDUP(CJ116/CD241,0))","v":0},{"$f":"IF(CD241=0,0,ROUNDUP(CK116/CD241,0))","v":0},{"$f":"IF(CD241=0,0,ROUNDUP(CL116/CD241,0))","v":0},0]
["kWh/日",{"$f":"SUM(B243:B266)","v":0},{"$f":"SUM(C243:C266)","v":0},0,0,0,0,0,0,0,0,0,0,{"$f":"SUM(B267:M267)","v":0},null,"kWh/日",{"$f":"SUM(Q243:Q266)","v":0},{"$f":"SUM(R243:R266)","v":0},0,0,0,0,0,0,0,0,0,0,{"$f":"SUM(Q267:AB267)","v":0},null,"kWh/日",{"$f":"SUM(AF243:AF266)","v":0},{"$f":"SUM(AG243:AG266)","v":0},0,0,0,0,0,0,0,0,0,0,{"$f":"SUM(AF267:AQ267)","v":0},null,null,null,"kWh/日",{"$f":"SUM(AW243:AW266)","v":0},{"$f":"SUM(AX243:AX266)","v":0},0,0,0,0,0,0,0,0,0,0,{"$f":"SUM(AW267:BH267)","v":0},null,"kWh/日",{"$f":"SUM(BL243:BL266)","v":0},{"$f":"SUM(BM243:BM266)","v":0},0,0,0,0,0,0,0,0,0,0,{"$f":"SUM(BL267:BW267)","v":0},null,"kWh/日",{"$f":"SUM(CA243:CA266)","v":0},{"$f":"SUM(CB243:CB266)","v":0},0,0,0,0,0,0,0,0,0,0,{"$f":"SUM(CA267:CL267)","v":0}]
["日",{"$f":"B$28","v":20},{"$f":"C$28","v":20},22,20,20,22,20,23,20,21,20,21,{"$f":"SUM(B268:M268)","v":249},null,"日",{"$f":"Q$28","v":4},{"$f":"R$28","v":3},4,4,4,4,5,4,4,4,4,4,{"$f":"SUM(Q268:AB268)","v":48},null,"日",{"$f":"AF$28","v":7},{"$f":"AG$28","v":5},5,6,7,4,6,4,6,6,6,6,{"$f":"SUM(AF268:AQ268)","v":68},null,null,null,"日",{"$f":"AW$28","v":20},{"$f":"AX$28","v":20},22,20,20,22,20,23,20,21,20,21,{"$f":"SUM(AW268:BH268)","v":249},null,"日",{"$f":"BL$28","v":4},{"$f":"BM$28","v":3},4,4,4,4,5,4,4,4,4,4,{"$f":"SUM(BL268:BW268)","v":48},null,"日",{"$f":"CA$28","v":7},{"$f":"CB$28","v":5},5,6,7,4,6,4,6,6,6,6,{"$f":"SUM(CA268:CL268)","v":68}]
["MWh/月",{"$f":"B267*B268/1000","v":0},{"$f":"C267*C268/1000","v":0},0,0,0,0,0,0,0,0,0,0,{"$f":"SUM(B269:M269)","v":0},null,"MWh/月",{"$f":"Q267*Q268/1000","v":0},{"$f":"R267*R268/1000","v":0},0,0,0,0,0,0,0,0,0,0,{"$f":"SUM(Q269:AB269)","v":0},null,"MWh/月",{"$f":"AF267*AF268/1000","v":0},{"$f":"AG267*AG268/1000","v":0},0,0,0,0,0,0,0,0,0,0,{"$f":"SUM(AF269:AQ269)","v":0},null,null,null,"MWh/月",{"$f":"AW267*AW268/1000","v":0},{"$f":"AX267*AX268/1000","v":0},0,0,0,0,0,0,0,0,0,0,{"$f":"SUM(AW269:BH269)","v":0},null,"MWh/月",{"$f":"BL267*BL268/1000","v":0},{"$f":"BM267*BM268/1000","v":0},0,0,0,0,0,0,0,0,0,0,{"$f":"SUM(BL269:BW269)","v":0},null,"MWh/月",{"$f":"CA267*CA268/1000","v":0},{"$f":"CB267*CB268/1000","v":0},0,0,0,0,0,0,0,0,0,0,{"$f":"SUM(CA269:CL269)","v":0}]
[]
["給湯用ガス消費量",null,null,"機器容量",{"$f":"詳細版!AC7","v":0},"kW",null,"給湯効率",{"$f":"詳細版!AG7*100","v":93},"%",null,null,"新設建物（電力・熱融通エリア）","（平日）",null,"給湯用ガス消費量",null,null,"機器容量",{"$f":"E271","v":0},"kW",null,"給湯効率",{"$f":"I271","v":93},"%",null,null,"新設建物（電力・熱融通エリア）","（土曜）",null,"給湯用ガス消費量",null,null,"機器容量",{"$f":"T271","v":0},"kW",null,"給湯効率",{"$f":"X271","v":93},"%",null,null,"新設建物（電力・熱融通エリア）","（休日）",null,null,null,"給湯用ガス消費量",null,null,"機器容量",{"$f":"詳細版!AC11","v":0},"kW",null,"給湯効率",{"$f":"詳細版!AG11*100","v":90},"%",null,null,"既設建物（熱融通エリア）","（平日）",null,"給湯用ガス消費量",null,null,"機器容量",{"$f":"AZ271","v":0},"kW",null,"給湯効率",{"$f":"BD271","v":90},"%",null,null,"既設建物（熱融通エリア）","（土曜）",null,"給湯用ガス消費量",null,null,"機器容量",{"$f":"BO271","v":0},"kW",null,"給湯効率",{"$f":"BS271","v":90},"%",null,null,"既設建物（熱融通エリア）","（休日）"]
["kWh","1月","2月","3月","4月","5月","6月","7月","8月","9月","10月","11月","12月","計",null,"kWh","1月","2月","3月","4月","5月","6月","7月","8月","9月","10月","11月","12月","計",null,"kWh","1月","2月","3月","4月","5月","6月","7月","8月","9月","10月","11月","12月","計",null,null,null,"kWh","1月","2月","3月","4月","5月","6月","7月","8月","9月","10月","11月","12月","計",null,"kWh","1月","2月","3月","4月","5月","6月","7月","8月","9月","10月","11月","12月","計",null,"kWh","1月","2月","3月","4月","5月","6月","7月","8月","9月","10月","11月","12月","計"]
[0,{"$f":"MIN(E$271,B93)/(I$271/100)","v":0},{"$f":"MIN(E$271,C93)/(I$271/100)","v":0},{"$f":"MIN(E$271,D93)/(I$271/100)","v":0},{"$f":"MIN(E$271,E93)/(I$271/100)","v":0},{"$f":"MIN(E$271,F93)/(I$271/100)","v":0},{"$f":"MIN(E$271,G93)/(I$271/100)","v":0},{"$f":"MIN(E$271,H93)/(I$271/100)","v":0},{"$f":"MIN(E$271,I93)/(I$271/100)","v":0},{"$f":"MIN(E$271,J93)/(I$271/100)","v":0},{"$f":"MIN(E$271,K93)/(I$271/100)","v":0},{"$f":"MIN(E$271,L93)/(I$271/100)","v":0},{"$f":"MIN(E$271,M93)/(I$271/100)","v":0},{"$f":"SUM(B273:M273)","v":0},null,0,{"$f":"MIN(T$271,Q93)/(X$271/100)","v":0},{"$f":"MIN(T$271,R93)/(X$271/100)","v":0},{"$f":"MIN(T$271,S93)/(X$271/100)","v":0},{"$f":"MIN(T$271,T93)/(X$271/100)","v":0},{"$f":"MIN(T$271,U93)/(X$271/100)","v":0},{"$f":"MIN(T$271,V93)/(X$271/100)","v":0},{"$f":"MIN(T$271,W93)/(X$271/100)","v":0},{"$f":"MIN(T$271,X93)/(X$271/100)","v":0},{"$f":"MIN(T$271,Y93)/(X$271/100)","v":0},{"$f":"MIN(T$271,Z93)/(X$271/100)","v":0},{"$f":"MIN(T$271,AA93)/(X$271/100)","v":0},{"$f":"MIN(T$271,AB93)/(X$271/100)","v":0},{"$f":"SUM(Q273:AB273)","v":0},null,0,{"$f":"MIN(AI$271,AF93)/(AM$271/100)","v":0},{"$f":"MIN(AI$271,AG93)/(AM$271/100)","v":0},{"$f":"MIN(AI$271,AH93)/(AM$271/100)","v":0},{"$f":"MIN(AI$271,AI93)/(AM$271/100)","v":0},{"$f":"MIN(AI$271,AJ93)/(AM$271/100)","v":0},{"$f":"MIN(AI$271,AK93)/(AM$271/100)","v":0},{"$f":"MIN(AI$271,AL93)/(AM$271/100)","v":0},{"$f":"MIN(AI$271,AM93)/(AM$271/100)","v":0},{"$f":"MIN(AI$271,AN93)/(AM$271/100)","v":0},{"$f":"MIN(AI$271,AO93)/(AM$271/100)","v":0},{"$f":"MIN(AI$271,AP93)/(AM$271/100)","v":0},{"$f":"MIN(AI$271,AQ93)/(AM$271/100)","v":0},{"$f":"SUM(AF273:AQ273)","v":0},null,null,null,0,{"$f":"MIN(AZ$271,AW93)/(BD$271/100)","v":0},{"$f":"MIN(AZ$271,AX93)/(BD$271/100)","v":0},{"$f":"MIN(AZ$271,AY93)/(BD$271/100)","v":0},{"$f":"MIN(AZ$271,AZ93)/(BD$271/100)","v":0},{"$f":"MIN(AZ$271,BA93)/(BD$271/100)","v":0},{"$f":"MIN(AZ$271,BB93)/(BD$271/100)","v":0},{"$f":"MIN(AZ$271,BC93)/(BD$271/100)","v":0},{"$f":"MIN(AZ$271,BD93)/(BD$271/100)","v":0},{"$f":"MIN(AZ$271,BE93)/(BD$271/100)","v":0},{"$f":"MIN(AZ$271,BF93)/(BD$271/100)","v":0},{"$f":"MIN(AZ$271,BG93)/(BD$271/100)","v":0},{"$f":"MIN(AZ$271,BH93)/(BD$271/100)","v":0},{"$f":"SUM(AW273:BH273)","v":0},null,0,{"$f":"MIN(BO$271,BL93)/(BS$271/100)","v":0},{"$f":"MIN(BO$271,BM93)/(BS$271/100)","v":0},{"$f":"MIN(BO$271,BN93)/(BS$271/100)","v":0},{"$f":"MIN(BO$271,BO93)/(BS$271/100)","v":0},{"$f":"MIN(BO$271,BP93)/(BS$271/100)","v":0},{"$f":"MIN(BO$271,BQ93)/(BS$271/100)","v":0},{"$f":"MIN(BO$271,BR93)/(BS$271/100)","v":0},{"$f":"MIN(BO$271,BS93)/(BS$271/100)","v":0},{"$f":"MIN(BO$271,BT93)/(BS$271/100)","v":0},{"$f":"MIN(BO$271,BU93)/(BS$271/100)","v":0},{"$f":"MIN(BO$271,BV93)/(BS$271/100)","v":0},{"$f":"MIN(BO$271,BW93)/(BS$271/100)","v":0},{"$f":"SUM(BL273:BW273)","v":0},null,0,{"$f":"MIN(CD$271,CA93)/(CH$271/100)","v":0},{"$f":"MIN(CD$271,CB93)/(CH$271/100)","v":0},{"$f":"MIN(CD$271,CC93)/(CH$271/100)","v":0},{"$f":"MIN(CD$271,CD93)/(CH$271/100)","v":0},{"$f":"MIN(CD$271,CE93)/(CH$271/100)","v":0},{"$f":"MIN(CD$271,CF93)/(CH$271/100)","v":0},{"$f":"MIN(CD$271,CG93)/(CH$271/100)","v":0},{"$f":"MIN(CD$271,CH93)/(CH$271/100)","v":0},{"$f":"MIN(CD$271,CI93)/(CH$271/100)","v":0},{"$f":"MIN(CD$271,CJ93)/(CH$271/100)","v":0},{"$f":"MIN(CD$271,CK93)/(CH$271/100)","v":0},{"$f":"MIN(CD$271,CL93)/(CH$271/100)","v":0},{"$f":"SUM(CA273:CL273)","v":0}]
[1,0,0,0,0,0,0,0,0,0,0,0,0,{"$f":"SUM(B274:M274)","v":0},null,1,0,0,0,0,0,0,0,0,0,0,0,0,{"$f":"SUM(Q274:AB274)","v":0},null,1,0,0,0,0,0,0,0,0,0,0,0,0,{"$f":"SUM(AF274:AQ274)","v":0},null,null,null,1,0,0,0,0,0,0,0,0,0,0,0,0,{"$f":"SUM(AW274:BH274)","v":0},null,1,0,0,0,0,0,0,0,0,0,0,0,0,{"$f":"SUM(BL274:BW274)","v":0},null,1,0,0,0,0,0,0,0,0,0,0,0,0,{"$f":"SUM(CA274:CL274)","v":0}]
[2,0,0,0,0,0,0,0,0,0,0,0,0,0,null,2,0,0,0,0,0,0,0,0,0,0,0,0,0,null,2,0,0,0,0,0,0,0,0,0,0,0,0,0,null,null,null,2,0,0,0,0,0,0,0,0,0,0,0,0,0,null,2,0,0,0,0,0,0,0,0,0,0,0,0,0,null,2,0,0,0,0,0,0,0,0,0,0,0,0,0]
[3,0,0,0,0,0,0,0,0,0,0,0,0,0,null,3,0,0,0,0,0,0,0,0,0,0,0,0,0,null,3,0,0,0,0,0,0,0,0,0,0,0,0,0,null,null,null,3,0,0,0,0,0,0,0,0,0,0,0,0,0,null,3,0,0,0,0,0,0,0,0,0,0,0,0,0,null,3,0,0,0,0,0,0,0,0,0,0,0,0,0]
[4,0,0,0,0,0,0,0,0,0,0,0,0,0,null,4,0,0,0,0,0,0,0,0,0,0,0,0,0,null,4,0,0,0,0,0,0,0,0,0,0,0,0,0,null,null,null,4,0,0,0,0,0,0,0,0,0,0,0,0,0,null,4,0,0,0,0,0,0,0,0,0,0,0,0,0,null,4,0,0,0,0,0,0,0,0,0,0,0,0,0]
[5,0,0,0,0,0,0,0,0,0,0,0,0,0,null,5,0,0,0,0,0,0,0,0,0,0,0,0,0,null,5,0,0,0,0,0,0,0,0,0,0,0,0,0,null,null,null,5,0,0,0,0,0,0,0,0,0,0,0,0,0,null,5,0,0,0,0,0,0,0,0,0,0,0,0,0,null,5,0,0,0,0,0,0,0,0,0,0,0,0,0]
[6,0,0,0,0,0,0,0,0,0,0,0,0,0,null,6,0,0,0,0,0,0,0,0,0,0,0,0,0,null,6,0,0,0,0,0,0,0,0,0,0,0,0,0,null,null,null,6,0,0,0,0,0,0,0,0,0,0,0,0,0,null,6,0,0,0,0,0,0,0,0,0,0,0,0,0,null,6,0,0,0,0,0,0,0,0,0,0,0,0,0]
[7,0,0,0,0,0,0,0,0,0,0,0,0,0,null,7,0,0,0,0,0,0,0,0,0,0,0,0,0,null,7,0,0,0,0,0,0,0,0,0,0,0,0,0,null,null,null,7,0,0,0,0,0,0,0,0,0,0,0,0,0,null,7,0,0,0,0,0,0,0,0,0,0,0,0,0,null,7,0,0,0,0,0,0,0,0,0,0,0,0,0]
[8,0,0,0,0,0,0,0,0,0,0,0,0,0,null,8,0,0,0,0,0,0,0,0,0,0,0,0,0,null,8,0,0,0,0,0,0,0,0,0,0,0,0,0,null,null,null,8,0,0,0,0,0,0,0,0,0,0,0,0,0,null,8,0,0,0,0,0,0,0,0,0,0,0,0,0,null,8,0,0,0,0,0,0,0,0,0,0,0,0,0]
[9,0,0,0,0,0,0,0,0,0,0,0,0,0,null,9,0,0,0,0,0,0,0,0,0,0,0,0,0,null,9,0,0,0,0,0,0,0,0,0,0,0,0,0,null,null,null,9,0,0,0,0,0,0,0,0,0,0,0,0,0,null,9,0,0,0,0,0,0,0,0,0,0,0,0,0,null,9,0,0,0,0,0,0,0,0,0,0,0,0,0]
[10,0,0,0,0,0,0,0,0,0,0,0,0,0,null,10,0,0,0,0,0,0,0,0,0,0,0,0,0,null,10,0,0,0,0,0,0,0,0,0,0,0,0,0,null,null,null,10,0,0,0,0,0,0,0,0,0,0,0,0,0,null,10,0,0,0,0,0,0,0,0,0,0,0,0,0,null,10,0,0,0,0,0,0,0,0,0,0,0,0,0]
[11,0,0,0,0,0,0,0,0,0,0,0,0,0,null,11,0,0,0,0,0,0,0,0,0,0,0,0,0,null,11,0,0,0,0,0,0,0,0,0,0,0,0,0,null,null,null,11,0,0,0,0,0,0,0,0,0,0,0,0,0,null,11,0,0,0,0,0,0,0,0,0,0,0,0,0,null,11,0,0,0,0,0,0,0,0,0,0,0,0,0]
[12,0,0,0,0,0,0,0,0,0,0,0,0,0,null,12,0,0,0,0,0,0,0,0,0,0,0,0,0,null,12,0,0,0,0,0,0,0,0,0,0,0,0,0,null,null,null,12,0,0,0,0,0,0,0,0,0,0,0,0,0,null,12,0,0,0,0,0,0,0,0,0,0,0,0,0,null,12,0,0,0,0,0,0,0,0,0,0,0,0,0]
[13,0,0,0,0,0,0,0,0,0,0,0,0,0,null,13,0,0,0,0,0,0,0,0,0,0,0,0,0,null,13,0,0,0,0,0,0,0,0,0,0,0,0,0,null,null,null,13,0,0,0,0,0,0,0,0,0,0,0,0,0,null,13,0,0,0,0,0,0,0,0,0,0,0,0,0,null,13,0,0,0,0,0,0,0,0,0,0,0,0,0]
[14,0,0,0,0,0,0,0,0,0,0,0,0,0,null,14,0,0,0,0,0,0,0,0,0,0,0,0,0,null,14,0,0,0,0,0,0,0,0,0,0,0,0,0,null,null,null,14,0,0,0,0,0,0,0,0,0,0,0,0,0,null,14,0,0,0,0,0,0,0,0,0,0,0,0,0,null,14,0,0,0,0,0,0,0,0,0,0,0,0,0]
[15,0,0,0,0,0,0,0,0,0,0,0,0,0,null,15,0,0,0,0,0,0,0,0,0,0,0,0,0,null,15,0,0,0,0,0,0,0,0,0,0,0,0,0,null,null,null,15,0,0,0,0,0,0,0,0,0,0,0,0,0,null,15,0,0,0,0,0,0,0,0,0,0,0,0,0,null,15,0,0,0,0,0,0,0,0,0,0,0,0,0]
[16,0,0,0,0,0,0,0,0,0,0,0,0,0,null,16,0,0,0,0,0,0,0,0,0,0,0,0,0,null,16,0,0,0,0,0,0,0,0,0,0,0,0,0,null,null,null,16,0,0,0,0,0,0,0,0,0,0,0,0,0,null,16,0,0,0,0,0,0,0,0,0,0,0,0,0,null,16,0,0,0,0,0,0,0,0,0,0,0,0,0]
[17,0,0,0,0,0,0,0,0,0,0,0,0,0,null,17,0,0,0,0,0,0,0,0,0,0,0,0,0,null,17,0,0,0,0,0,0,0,0,0,0,0,0,0,null,null,null,17,0,0,0,0,0,0,0,0,0,0,0,0,0,null,17,0,0,0,0,0,0,0,0,0,0,0,0,0,null,17,0,0,0,0,0,0,0,0,0,0,0,0,0]
[18,0,0,0,0,0,0,0,0,0,0,0,0,0,null,18,0,0,0,0,0,0,0,0,0,0,0,0,0,null,18,0,0,0,0,0,0,0,0,0,0,0,0,0,null,null,null,18,0,0,0,0,0,0,0,0,0,0,0,0,0,null,18,0,0,0,0,0,0,0,0,0,0,0,0,0,null,18,0,0,0,0,0,0,0,0,0,0,0,0,0]
[19,0,0,0,0,0,0,0,0,0,0,0,0,0,null,19,0,0,0,0,0,0,0,0,0,0,0,0,0,null,19,0,0,0,0,0,0,0,0,0,0,0,0,0,null,null,null,19,0,0,0,0,0,0,0,0,0,0,0,0,0,null,19,0,0,0,0,0,0,0,0,0,0,0,0,0,null,19,0,0,0,0,0,0,0,0,0,0,0,0,0]
[20,0,0,0,0,0,0,0,0,0,0,0,0,0,null,20,0,0,0,0,0,0,0,0,0,0,0,0,0,null,20,0,0,0,0,0,0,0,0,0,0,0,0,0,null,null,null,20,0,0,0,0,0,0,0,0,0,0,0,0,0,null,20,0,0,0,0,0,0,0,0,0,0,0,0,0,null,20,0,0,0,0,0,0,0,0,0,0,0,0,0]
[21,0,0,0,0,0,0,0,0,0,0,0,0,0,null,21,0,0,0,0,0,0,0,0,0,0,0,0,0,null,21,0,0,0,0,0,0,0,0,0,0,0,0,0,null,null,null,21,0,0,0,0,0,0,0,0,0,0,0,0,0,null,21,0,0,0,0,0,0,0,0,0,0,0,0,0,null,21,0,0,0,0,0,0,0,0,0,0,0,0,0]
[22,0,0,0,0,0,0,0,0,0,0,0,0,0,null,22,0,0,0,0,0,0,0,0,0,0,0,0,0,null,22,0,0,0,0,0,0,0,0,0,0,0,0,0,null,null,null,22,0,0,0,0,0,0,0,0,0,0,0,0,0,null,22,0,0,0,0,0,0,0,0,0,0,0,0,0,null,22,0,0,0,0,0,0,0,0,0,0,0,0,0]
[23,0,0,0,0,0,0,0,0,0,0,0,0,0,null,23,0,0,0,0,0,0,0,0,0,0,0,0,0,null,23,0,0,0,0,0,0,0,0,0,0,0,0,0,null,null,null,23,0,0,0,0,0,0,0,0,0,0,0,0,0,null,23,0,0,0,0,0,0,0,0,0,0,0,0,0,null,23,0,0,0,0,0,0,0,0,0,0,0,0,0]
["kWh/日",{"$f":"SUM(B273:B296)","v":0},{"$f":"SUM(C273:C296)","v":0},0,0,0,0,0,0,0,0,0,0,{"$f":"SUM(B297:M297)","v":0},null,"kWh/日",{"$f":"SUM(Q273:Q296)","v":0},{"$f":"SUM(R273:R296)","v":0},0,0,0,0,0,0,0,0,0,0,{"$f":"SUM(Q297:AB297)","v":0},null,"kWh/日",{"$f":"SUM(AF273:AF296)","v":0},{"$f":"SUM(AG273:AG296)","v":0},0,0,0,0,0,0,0,0,0,0,{"$f":"SUM(AF297:AQ297)","v":0},null,null,null,"kWh/日",{"$f":"SUM(AW273:AW296)","v":0},{"$f":"SUM(AX273:AX296)","v":0},0,0,0,0,0,0,0,0,0,0,{"$f":"SUM(AW297:BH297)","v":0},null,"kWh/日",{"$f":"SUM(BL273:BL296)","v":0},{"$f":"SUM(BM273:BM296)","v":0},0,0,0,0,0,0,0,0,0,0,{"$f":"SUM(BL297:BW297)","v":0},null,"kWh/日",{"$f":"SUM(CA273:CA296)","v":0},{"$f":"SUM(CB273:CB296)","v":0},0,0,0,0,0,0,0,0,0,0,{"$f":"SUM(CA297:CL297)","v":0}]
["日",{"$f":"B$28","v":20},{"$f":"C$28","v":20},22,20,20,22,20,23,20,21,20,21,{"$f":"SUM(B298:M298)","v":249},null,"日",{"$f":"Q$28","v":4},{"$f":"R$28","v":3},4,4,4,4,5,4,4,4,4,4,{"$f":"SUM(Q298:AB298)","v":48},null,"日",{"$f":"AF$28","v":7},{"$f":"AG$28","v":5},5,6,7,4,6,4,6,6,6,6,{"$f":"SUM(AF298:AQ298)","v":68},null,null,null,"日",{"$f":"AW$28","v":20},{"$f":"AX$28","v":20},22,20,20,22,20,23,20,21,20,21,{"$f":"SUM(AW298:BH298)","v":249},null,"日",{"$f":"BL$28","v":4},{"$f":"BM$28","v":3},4,4,4,4,5,4,4,4,4,4,{"$f":"SUM(BL298:BW298)","v":48},null,"日",{"$f":"CA$28","v":7},{"$f":"CB$28","v":5},5,6,7,4,6,4,6,6,6,6,{"$f":"SUM(CA298:CL298)","v":68}]
["MWh/月",{"$f":"B297*B298/1000","v":0},{"$f":"C297*C298/1000","v":0},0,0,0,0,0,0,0,0,0,0,{"$f":"SUM(B299:M299)","v":0},null,"MWh/月",{"$f":"Q297*Q298/1000","v":0},{"$f":"R297*R298/1000","v":0},0,0,0,0,0,0,0,0,0,0,{"$f":"SUM(Q299:AB299)","v":0},null,"MWh/月",{"$f":"AF297*AF298/1000","v":0},{"$f":"AG297*AG298/1000","v":0},0,0,0,0,0,0,0,0,0,0,{"$f":"SUM(AF299:AQ299)","v":0},null,null,null,"MWh/月",{"$f":"AW297*AW298/1000","v":0},{"$f":"AX297*AX298/1000","v":0},0,0,0,0,0,0,0,0,0,0,{"$f":"SUM(AW299:BH299)","v":0},null,"MWh/月",{"$f":"BL297*BL298/1000","v":0},{"$f":"BM297*BM298/1000","v":0},0,0,0,0,0,0,0,0,0,0,{"$f":"SUM(BL299:BW299)","v":0},null,"MWh/月",{"$f":"CA297*CA298/1000","v":0},{"$f":"CB297*CB298/1000","v":0},0,0,0,0,0,0,0,0,0,0,{"$f":"SUM(CA299:CL299)","v":0}]
[]
["冷房機器補機電力量",null,null,"補機",{"$f":"詳細版!AE6","v":0},"kW/台",null,null,null,null,null,null,"新設建物（電力・熱融通エリア）","（平日）",null,"冷房機器補機電力量",null,null,"補機",{"$f":"E301","v":0},"kW/台",null,null,null,null,null,null,"新設建物（電力・熱融通エリア）","（土曜）",null,"冷房機器補機電力量",null,null,"補機",{"$f":"T301","v":0},"kW/台",null,null,null,null,null,null,"新設建物（電力・熱融通エリア）","（休日）",null,null,null,"冷房機器補機電力量",null,null,"補機",{"$f":"詳細版!AE10","v":0},"kW/台",null,null,null,null,null,null,"既設建物（熱融通エリア）","（平日）",null,"冷房機器補機電力量",null,null,"補機",{"$f":"AZ301","v":0},"kW/台",null,null,null,null,null,null,"既設建物（熱融通エリア）","（土曜）",null,"冷房機器補機電力量",null,null,"補機",{"$f":"BO301","v":0},"kW/台",null,null,null,null,null,null,"既設建物（熱融通エリア）","（休日）"]
["kWh","1月","2月","3月","4月","5月","6月","7月","8月","9月","10月","11月","12月","計",null,"kWh","1月","2月","3月","4月","5月","6月","7月","8月","9月","10月","11月","12月","計",null,"kWh","1月","2月","3月","4月","5月","6月","7月","8月","9月","10月","11月","12月","計",null,null,null,"kWh","1月","2月","3月","4月","5月","6月","7月","8月","9月","10月","11月","12月","計",null,"kWh","1月","2月","3月","4月","5月","6月","7月","8月","9月","10月","11月","12月","計",null,"kWh","1月","2月","3月","4月","5月","6月","7月","8月","9月","10月","11月","12月","計"]
[0,{"$f":"E301*B123","v":0},{"$f":"E301*C123","v":0},{"$f":"E301*D123","v":0},{"$f":"E301*E123","v":0},{"$f":"E301*F123","v":0},{"$f":"E301*G123","v":0},{"$f":"E301*H123","v":0},{"$f":"E301*I123","v":0},{"$f":"E301*J123","v":0},{"$f":"E301*K123","v":0},{"$f":"E301*L123","v":0},{"$f":"E301*M123","v":0},{"$f":"SUM(B303:M303)","v":0},null,0,{"$f":"T301*Q123","v":0},{"$f":"T301*R123","v":0},{"$f":"T301*S123","v":0},{"$f":"T301*T123","v":0},{"$f":"T301*U123","v":0},{"$f":"T301*V123","v":0},{"$f":"T301*W123","v":0},{"$f":"T301*X123","v":0},{"$f":"T301*Y123","v":0},{"$f":"T301*Z123","v":0},{"$f":"T301*AA123","v":0},{"$f":"T301*AB123","v":0},{"$f":"SUM(Q303:AB303)","v":0},null,0,{"$f":"AI301*AF123","v":0},{"$f":"AI301*AG123","v":0},{"$f":"AI301*AH123","v":0},{"$f":"AI301*AI123","v":0},{"$f":"AI301*AJ123","v":0},{"$f":"AI301*AK123","v":0},{"$f":"AI301*AL123","v":0},{"$f":"AI301*AM123","v":0},{"$f":"AI301*AN123","v":0},{"$f":"AI301*AO123","v":0},{"$f":"AI301*AP123","v":0},{"$f":"AI301*AQ123","v":0},{"$f":"SUM(AF303:AQ303)","v":0},null,null,null,0,{"$f":"AZ301*AW123","v":0},{"$f":"AZ301*AX123","v":0},{"$f":"AZ301*AY123","v":0},{"$f":"AZ301*AZ123","v":0},{"$f":"AZ301*BA123","v":0},{"$f":"AZ301*BB123","v":0},{"$f":"AZ301*BC123","v":0},{"$f":"AZ301*BD123","v":0},{"$f":"AZ301*BE123","v":0},{"$f":"AZ301*BF123","v":0},{"$f":"AZ301*BG123","v":0},{"$f":"AZ301*BH123","v":0},{"$f":"SUM(AW303:BH303)","v":0},null,0,{"$f":"BO301*BL123","v":0},{"$f":"BO301*BM123","v":0},{"$f":"BO301*BN123","v":0},{"$f":"BO301*BO123","v":0},{"$f":"BO301*BP123","v":0},{"$f":"BO301*BQ123","v":0},{"$f":"BO301*BR123","v":0},{"$f":"BO301*BS123","v":0},{"$f":"BO301*BT123","v":0},{"$f":"BO301*BU123","v":0},{"$f":"BO301*BV123","v":0},{"$f":"BO301*BW123","v":0},{"$f":"SUM(BL303:BW303)","v":0},null,0,{"$f":"CD301*CA123","v":0},{"$f":"CD301*CB123","v":0},{"$f":"CD301*CC123","v":0},{"$f":"CD301*CD123","v":0},{"$f":"CD301*CE123","v":0},{"$f":"CD301*CF123","v":0},{"$f":"CD301*CG123","v":0},{"$f":"CD301*CH123","v":0},{"$f":"CD301*CI123","v":0},{"$f":"CD301*CJ123","v":0},{"$f":"CD301*CK123","v":0},{"$f":"CD301*CL123","v":0},{"$f":"SUM(CA303:CL303)","v":0}]
[1,{"$f":"E301*B124","v":0},{"$f":"E301*C124","v":0},{"$f":"E301*D124","v":0},{"$f":"E301*E124","v":0},{"$f":"E301*F124","v":0},{"$f":"E301*G124","v":0},{"$f":"E301*H124","v":0},{"$f":"E301*I124","v":0},{"$f":"E301*J124","v":0},{"$f":"E301*K124","v":0},{"$f":"E301*L124","v":0},{"$f":"E301*M124","v":0},{"$f":"SUM(B304:M304)","v":0},null,1,{"$f":"T301*Q124","v":0},{"$f":"T301*R124","v":0},{"$f":"T301*S124","v":0},{"$f":"T301*T124","v":0},{"$f":"T301*U124","v":0},{"$f":"T301*V124","v":0},{"$f":"T301*W124","v":0},{"$f":"T301*X124","v":0},{"$f":"T301*Y124","v":0},{"$f":"T301*Z124","v":0},{"$f":"T301*AA124","v":0},{"$f":"T301*AB124","v":0},{"$f":"SUM(Q304:AB304)","v":0},null,1,{"$f":"AI301*AF124","v":0},{"$f":"AI301*AG124","v":0},{"$f":"AI301*AH124","v":0},{"$f":"AI301*AI124","v":0},{"$f":"AI301*AJ124","v":0},{"$f":"AI301*AK124","v":0},{"$f":"AI301*AL124","v":0},{"$f":"AI301*AM124","v":0},{"$f":"AI301*AN124","v":0},{"$f":"AI301*AO124","v":0},{"$f":"AI301*AP124","v":0},{"$f":"AI301*AQ124","v":0},{"$f":"SUM(AF304:AQ304)","v":0},null,null,null,1,{"$f":"AZ301*AW124","v":0},{"$f":"AZ301*AX124","v":0},{"$f":"AZ301*AY124","v":0},{"$f":"AZ301*AZ124","v":0},{"$f":"AZ301*BA124","v":0},{"$f":"AZ301*BB124","v":0},{"$f":"AZ301*BC124","v":0},{"$f":"AZ301*BD124","v":0},{"$f":"AZ301*BE124","v":0},{"$f":"AZ301*BF124","v":0},{"$f":"AZ301*BG124","v":0},{"$f":"AZ301*BH124","v":0},{"$f":"SUM(AW304:BH304)","v":0},null,1,{"$f":"BO301*BL124","v":0},{"$f":"BO301*BM124","v":0},{"$f":"BO301*BN124","v":0},{"$f":"BO301*BO124","v":0},{"$f":"BO301*BP124","v":0},{"$f":"BO301*BQ124","v":0},{"$f":"BO301*BR124","v":0},{"$f":"BO301*BS124","v":0},{"$f":"BO301*BT124","v":0},{"$f":"BO301*BU124","v":0},{"$f":"BO301*BV124","v":0},{"$f":"BO301*BW124","v":0},{"$f":"SUM(BL304:BW304)","v":0},null,1,{"$f":"CD301*CA124","v":0},{"$f":"CD301*CB124","v":0},{"$f":"CD301*CC124","v":0},{"$f":"CD301*CD124","v":0},{"$f":"CD301*CE124","v":0},{"$f":"CD301*CF124","v":0},{"$f":"CD301*CG124","v":0},{"$f":"CD301*CH124","v":0},{"$f":"CD301*CI124","v":0},{"$f":"CD301*CJ124","v":0},{"$f":"CD301*CK124","v":0},{"$f":"CD301*CL124","v":0},{"$f":"SUM(CA304:CL304)","v":0}]
[2,{"$f":"E301*B125","v":0},{"$f":"E301*C125","v":0},{"$f":"E301*D125","v":0},{"$f":"E301*E125","v":0},{"$f":"E301*F125","v":0},{"$f":"E301*G125","v":0},{"$f":"E301*H125","v":0},{"$f":"E301*I125","v":0},{"$f":"E301*J125","v":0},{"$f":"E301*K125","v":0},{"$f":"E301*L125","v":0},{"$f":"E301*M125","v":0},0,null,2,{"$f":"T301*Q125","v":0},{"$f":"T301*R125","v":0},{"$f":"T301*S125","v":0},{"$f":"T301*T125","v":0},{"$f":"T301*U125","v":0},{"$f":"T301*V125","v":0},{"$f":"T301*W125","v":0},{"$f":"T301*X125","v":0},{"$f":"T301*Y125","v":0},{"$f":"T301*Z125","v":0},{"$f":"T301*AA125","v":0},{"$f":"T301*AB125","v":0},0,null,2,{"$f":"AI301*AF125","v":0},{"$f":"AI301*AG125","v":0},{"$f":"AI301*AH125","v":0},{"$f":"AI301*AI125","v":0},{"$f":"AI301*AJ125","v":0},{"$f":"AI301*AK125","v":0},{"$f":"AI301*AL125","v":0},{"$f":"AI301*AM125","v":0},{"$f":"AI301*AN125","v":0},{"$f":"AI301*AO125","v":0},{"$f":"AI301*AP125","v":0},{"$f":"AI301*AQ125","v":0},0,null,null,null,2,{"$f":"AZ301*AW125","v":0},{"$f":"AZ301*AX125","v":0},{"$f":"AZ301*AY125","v":0},{"$f":"AZ301*AZ125","v":0},{"$f":"AZ301*BA125","v":0},{"$f":"AZ301*BB125","v":0},{"$f":"AZ301*BC125","v":0},{"$f":"AZ301*BD125","v":0},{"$f":"AZ301*BE125","v":0},{"$f":"AZ301*BF125","v":0},{"$f":"AZ301*BG125","v":0},{"$f":"AZ301*BH125","v":0},0,null,2,{"$f":"BO301*BL125","v":0},{"$f":"BO301*BM125","v":0},{"$f":"BO301*BN125","v":0},{"$f":"BO301*BO125","v":0},{"$f":"BO301*BP125","v":0},{"$f":"BO301*BQ125","v":0},{"$f":"BO301*BR125","v":0},{"$f":"BO301*BS125","v":0},{"$f":"BO301*BT125","v":0},{"$f":"BO301*BU125","v":0},{"$f":"BO301*BV125","v":0},{"$f":"BO301*BW125","v":0},0,null,2,{"$f":"CD301*CA125","v":0},{"$f":"CD301*CB125","v":0},{"$f":"CD301*CC125","v":0},{"$f":"CD301*CD125","v":0},{"$f":"CD301*CE125","v":0},{"$f":"CD301*CF125","v":0},{"$f":"CD301*CG125","v":0},{"$f":"CD301*CH125","v":0},{"$f":"CD301*CI125","v":0},{"$f":"CD301*CJ125","v":0},{"$f":"CD301*CK125","v":0},{"$f":"CD301*CL125","v":0},0]
[3,{"$f":"E301*B126","v":0},{"$f":"E301*C126","v":0},{"$f":"E301*D126","v":0},{"$f":"E301*E126","v":0},{"$f":"E301*F126","v":0},{"$f":"E301*G126","v":0},{"$f":"E301*H126","v":0},{"$f":"E301*I126","v":0},{"$f":"E301*J126","v":0},{"$f":"E301*K126","v":0},{"$f":"E301*L126","v":0},{"$f":"E301*M126","v":0},0,null,3,{"$f":"T301*Q126","v":0},{"$f":"T301*R126","v":0},{"$f":"T301*S126","v":0},{"$f":"T301*T126","v":0},{"$f":"T301*U126","v":0},{"$f":"T301*V126","v":0},{"$f":"T301*W126","v":0},{"$f":"T301*X126","v":0},{"$f":"T301*Y126","v":0},{"$f":"T301*Z126","v":0},{"$f":"T301*AA126","v":0},{"$f":"T301*AB126","v":0},0,null,3,{"$f":"AI301*AF126","v":0},{"$f":"AI301*AG126","v":0},{"$f":"AI301*AH126","v":0},{"$f":"AI301*AI126","v":0},{"$f":"AI301*AJ126","v":0},{"$f":"AI301*AK126","v":0},{"$f":"AI301*AL126","v":0},{"$f":"AI301*AM126","v":0},{"$f":"AI301*AN126","v":0},{"$f":"AI301*AO126","v":0},{"$f":"AI301*AP126","v":0},{"$f":"AI301*AQ126","v":0},0,null,null,null,3,{"$f":"AZ301*AW126","v":0},{"$f":"AZ301*AX126","v":0},{"$f":"AZ301*AY126","v":0},{"$f":"AZ301*AZ126","v":0},{"$f":"AZ301*BA126","v":0},{"$f":"AZ301*BB126","v":0},{"$f":"AZ301*BC126","v":0},{"$f":"AZ301*BD126","v":0},{"$f":"AZ301*BE126","v":0},{"$f":"AZ301*BF126","v":0},{"$f":"AZ301*BG126","v":0},{"$f":"AZ301*BH126","v":0},0,null,3,{"$f":"BO301*BL126","v":0},{"$f":"BO301*BM126","v":0},{"$f":"BO301*BN126","v":0},{"$f":"BO301*BO126","v":0},{"$f":"BO301*BP126","v":0},{"$f":"BO301*BQ126","v":0},{"$f":"BO301*BR126","v":0},{"$f":"BO301*BS126","v":0},{"$f":"BO301*BT126","v":0},{"$f":"BO301*BU126","v":0},{"$f":"BO301*BV126","v":0},{"$f":"BO301*BW126","v":0},0,null,3,{"$f":"CD301*CA126","v":0},{"$f":"CD301*CB126","v":0},{"$f":"CD301*CC126","v":0},{"$f":"CD301*CD126","v":0},{"$f":"CD301*CE126","v":0},{"$f":"CD301*CF126","v":0},{"$f":"CD301*CG126","v":0},{"$f":"CD301*CH126","v":0},{"$f":"CD301*CI126","v":0},{"$f":"CD301*CJ126","v":0},{"$f":"CD301*CK126","v":0},{"$f":"CD301*CL126","v":0},0]
[4,{"$f":"E301*B127","v":0},{"$f":"E301*C127","v":0},{"$f":"E301*D127","v":0},{"$f":"E301*E127","v":0},{"$f":"E301*F127","v":0},{"$f":"E301*G127","v":0},{"$f":"E301*H127","v":0},{"$f":"E301*I127","v":0},{"$f":"E301*J127","v":0},{"$f":"E301*K127","v":0},{"$f":"E301*L127","v":0},{"$f":"E301*M127","v":0},0,null,4,{"$f":"T301*Q127","v":0},{"$f":"T301*R127","v":0},{"$f":"T301*S127","v":0},{"$f":"T301*T127","v":0},{"$f":"T301*U127","v":0},{"$f":"T301*V127","v":0},{"$f":"T301*W127","v":0},{"$f":"T301*X127","v":0},{"$f":"T301*Y127","v":0},{"$f":"T301*Z127","v":0},{"$f":"T301*AA127","v":0},{"$f":"T301*AB127","v":0},0,null,4,{"$f":"AI301*AF127","v":0},{"$f":"AI301*AG127","v":0},{"$f":"AI301*AH127","v":0},{"$f":"AI301*AI127","v":0},{"$f":"AI301*AJ127","v":0},{"$f":"AI301*AK127","v":0},{"$f":"AI301*AL127","v":0},{"$f":"AI301*AM127","v":0},{"$f":"AI301*AN127","v":0},{"$f":"AI301*AO127","v":0},{"$f":"AI301*AP127","v":0},{"$f":"AI301*AQ127","v":0},0,null,null,null,4,{"$f":"AZ301*AW127","v":0},{"$f":"AZ301*AX127","v":0},{"$f":"AZ301*AY127","v":0},{"$f":"AZ301*AZ127","v":0},{"$f":"AZ301*BA127","v":0},{"$f":"AZ301*BB127","v":0},{"$f":"AZ301*BC127","v":0},{"$f":"AZ301*BD127","v":0},{"$f":"AZ301*BE127","v":0},{"$f":"AZ301*BF127","v":0},{"$f":"AZ301*BG127","v":0},{"$f":"AZ301*BH127","v":0},0,null,4,{"$f":"BO301*BL127","v":0},{"$f":"BO301*BM127","v":0},{"$f":"BO301*BN127","v":0},{"$f":"BO301*BO127","v":0},{"$f":"BO301*BP127","v":0},{"$f":"BO301*BQ127","v":0},{"$f":"BO301*BR127","v":0},{"$f":"BO301*BS127","v":0},{"$f":"BO301*BT127","v":0},{"$f":"BO301*BU127","v":0},{"$f":"BO301*BV127","v":0},{"$f":"BO301*BW127","v":0},0,null,4,{"$f":"CD301*CA127","v":0},{"$f":"CD301*CB127","v":0},{"$f":"CD301*CC127","v":0},{"$f":"CD301*CD127","v":0},{"$f":"CD301*CE127","v":0},{"$f":"CD301*CF127","v":0},{"$f":"CD301*CG127","v":0},{"$f":"CD301*CH127","v":0},{"$f":"CD301*CI127","v":0},{"$f":"CD301*CJ127","v":0},{"$f":"CD301*CK127","v":0},{"$f":"CD301*CL127","v":0},0]
[5,{"$f":"E301*B128","v":0},{"$f":"E301*C128","v":0},{"$f":"E301*D128","v":0},{"$f":"E301*E128","v":0},{"$f":"E301*F128","v":0},{"$f":"E301*G128","v":0},{"$f":"E301*H128","v":0},{"$f":"E301*I128","v":0},{"$f":"E301*J128","v":0},{"$f":"E301*K128","v":0},{"$f":"E301*L128","v":0},{"$f":"E301*M128","v":0},0,null,5,{"$f":"T301*Q128","v":0},{"$f":"T301*R128","v":0},{"$f":"T301*S128","v":0},{"$f":"T301*T128","v":0},{"$f":"T301*U128","v":0},{"$f":"T301*V128","v":0},{"$f":"T301*W128","v":0},{"$f":"T301*X128","v":0},{"$f":"T301*Y128","v":0},{"$f":"T301*Z128","v":0},{"$f":"T301*AA128","v":0},{"$f":"T301*AB128","v":0},0,null,5,{"$f":"AI301*AF128","v":0},{"$f":"AI301*AG128","v":0},{"$f":"AI301*AH128","v":0},{"$f":"AI301*AI128","v":0},{"$f":"AI301*AJ128","v":0},{"$f":"AI301*AK128","v":0},{"$f":"AI301*AL128","v":0},{"$f":"AI301*AM128","v":0},{"$f":"AI301*AN128","v":0},{"$f":"AI301*AO128","v":0},{"$f":"AI301*AP128","v":0},{"$f":"AI301*AQ128","v":0},0,null,null,null,5,{"$f":"AZ301*AW128","v":0},{"$f":"AZ301*AX128","v":0},{"$f":"AZ301*AY128","v":0},{"$f":"AZ301*AZ128","v":0},{"$f":"AZ301*BA128","v":0},{"$f":"AZ301*BB128","v":0},{"$f":"AZ301*BC128","v":0},{"$f":"AZ301*BD128","v":0},{"$f":"AZ301*BE128","v":0},{"$f":"AZ301*BF128","v":0},{"$f":"AZ301*BG128","v":0},{"$f":"AZ301*BH128","v":0},0,null,5,{"$f":"BO301*BL128","v":0},{"$f":"BO301*BM128","v":0},{"$f":"BO301*BN128","v":0},{"$f":"BO301*BO128","v":0},{"$f":"BO301*BP128","v":0},{"$f":"BO301*BQ128","v":0},{"$f":"BO301*BR128","v":0},{"$f":"BO301*BS128","v":0},{"$f":"BO301*BT128","v":0},{"$f":"BO301*BU128","v":0},{"$f":"BO301*BV128","v":0},{"$f":"BO301*BW128","v":0},0,null,5,{"$f":"CD301*CA128","v":0},{"$f":"CD301*CB128","v":0},{"$f":"CD301*CC128","v":0},{"$f":"CD301*CD128","v":0},{"$f":"CD301*CE128","v":0},{"$f":"CD301*CF128","v":0},{"$f":"CD301*CG128","v":0},{"$f":"CD301*CH128","v":0},{"$f":"CD301*CI128","v":0},{"$f":"CD301*CJ128","v":0},{"$f":"CD301*CK128","v":0},{"$f":"CD301*CL128","v":0},0]
[6,{"$f":"E301*B129","v":0},{"$f":"E301*C129","v":0},{"$f":"E301*D129","v":0},{"$f":"E301*E129","v":0},{"$f":"E301*F129","v":0},{"$f":"E301*G129","v":0},{"$f":"E301*H129","v":0},{"$f":"E301*I129","v":0},{"$f":"E301*J129","v":0},{"$f":"E301*K129","v":0},{"$f":"E301*L129","v":0},{"$f":"E301*M129","v":0},0,null,6,{"$f":"T301*Q129","v":0},{"$f":"T301*R129","v":0},{"$f":"T301*S129","v":0},{"$f":"T301*T129","v":0},{"$f":"T301*U129","v":0},{"$f":"T301*V129","v":0},{"$f":"T301*W129","v":0},{"$f":"T301*X129","v":0},{"$f":"T301*Y129","v":0},{"$f":"T301*Z129","v":0},{"$f":"T301*AA129","v":0},{"$f":"T301*AB129","v":0},0,null,6,{"$f":"AI301*AF129","v":0},{"$f":"AI301*AG129","v":0},{"$f":"AI301*AH129","v":0},{"$f":"AI301*AI129","v":0},{"$f":"AI301*AJ129","v":0},{"$f":"AI301*AK129","v":0},{"$f":"AI301*AL129","v":0},{"$f":"AI301*AM129","v":0},{"$f":"AI301*AN129","v":0},{"$f":"AI301*AO129","v":0},{"$f":"AI301*AP129","v":0},{"$f":"AI301*AQ129","v":0},0,null,null,null,6,{"$f":"AZ301*AW129","v":0},{"$f":"AZ301*AX129","v":0},{"$f":"AZ301*AY129","v":0},{"$f":"AZ301*AZ129","v":0},{"$f":"AZ301*BA129","v":0},{"$f":"AZ301*BB129","v":0},{"$f":"AZ301*BC129","v":0},{"$f":"AZ301*BD129","v":0},{"$f":"AZ301*BE129","v":0},{"$f":"AZ301*BF129","v":0},{"$f":"AZ301*BG129","v":0},{"$f":"AZ301*BH129","v":0},0,null,6,{"$f":"BO301*BL129","v":0},{"$f":"BO301*BM129","v":0},{"$f":"BO301*BN129","v":0},{"$f":"BO301*BO129","v":0},{"$f":"BO301*BP129","v":0},{"$f":"BO301*BQ129","v":0},{"$f":"BO301*BR129","v":0},{"$f":"BO301*BS129","v":0},{"$f":"BO301*BT129","v":0},{"$f":"BO301*BU129","v":0},{"$f":"BO301*BV129","v":0},{"$f":"BO301*BW129","v":0},0,null,6,{"$f":"CD301*CA129","v":0},{"$f":"CD301*CB129","v":0},{"$f":"CD301*CC129","v":0},{"$f":"CD301*CD129","v":0},{"$f":"CD301*CE129","v":0},{"$f":"CD301*CF129","v":0},{"$f":"CD301*CG129","v":0},{"$f":"CD301*CH129","v":0},{"$f":"CD301*CI129","v":0},{"$f":"CD301*CJ129","v":0},{"$f":"CD301*CK129","v":0},{"$f":"CD301*CL129","v":0},0]
[7,{"$f":"E301*B130","v":0},{"$f":"E301*C130","v":0},{"$f":"E301*D130","v":0},{"$f":"E301*E130","v":0},{"$f":"E301*F130","v":0},{"$f":"E301*G130","v":0},{"$f":"E301*H130","v":0},{"$f":"E301*I130","v":0},{"$f":"E301*J130","v":0},{"$f":"E301*K130","v":0},{"$f":"E301*L130","v":0},{"$f":"E301*M130","v":0},0,null,7,{"$f":"T301*Q130","v":0},{"$f":"T301*R130","v":0},{"$f":"T301*S130","v":0},{"$f":"T301*T130","v":0},{"$f":"T301*U130","v":0},{"$f":"T301*V130","v":0},{"$f":"T301*W130","v":0},{"$f":"T301*X130","v":0},{"$f":"T301*Y130","v":0},{"$f":"T301*Z130","v":0},{"$f":"T301*AA130","v":0},{"$f":"T301*AB130","v":0},0,null,7,{"$f":"AI301*AF130","v":0},{"$f":"AI301*AG130","v":0},{"$f":"AI301*AH130","v":0},{"$f":"AI301*AI130","v":0},{"$f":"AI301*AJ130","v":0},{"$f":"AI301*AK130","v":0},{"$f":"AI301*AL130","v":0},{"$f":"AI301*AM130","v":0},{"$f":"AI301*AN130","v":0},{"$f":"AI301*AO130","v":0},{"$f":"AI301*AP130","v":0},{"$f":"AI301*AQ130","v":0},0,null,null,null,7,{"$f":"AZ301*AW130","v":0},{"$f":"AZ301*AX130","v":0},{"$f":"AZ301*AY130","v":0},{"$f":"AZ301*AZ130","v":0},{"$f":"AZ301*BA130","v":0},{"$f":"AZ301*BB130","v":0},{"$f":"AZ301*BC130","v":0},{"$f":"AZ301*BD130","v":0},{"$f":"AZ301*BE130","v":0},{"$f":"AZ301*BF130","v":0},{"$f":"AZ301*BG130","v":0},{"$f":"AZ301*BH130","v":0},0,null,7,{"$f":"BO301*BL130","v":0},{"$f":"BO301*BM130","v":0},{"$f":"BO301*BN130","v":0},{"$f":"BO301*BO130","v":0},{"$f":"BO301*BP130","v":0},{"$f":"BO301*BQ130","v":0},{"$f":"BO301*BR130","v":0},{"$f":"BO301*BS130","v":0},{"$f":"BO301*BT130","v":0},{"$f":"BO301*BU130","v":0},{"$f":"BO301*BV130","v":0},{"$f":"BO301*BW130","v":0},0,null,7,{"$f":"CD301*CA130","v":0},{"$f":"CD301*CB130","v":0},{"$f":"CD301*CC130","v":0},{"$f":"CD301*CD130","v":0},{"$f":"CD301*CE130","v":0},{"$f":"CD301*CF130","v":0},{"$f":"CD301*CG130","v":0},{"$f":"CD301*CH130","v":0},{"$f":"CD301*CI130","v":0},{"$f":"CD301*CJ130","v":0},{"$f":"CD301*CK130","v":0},{"$f":"CD301*CL130","v":0},0]
[8,{"$f":"E301*B131","v":0},{"$f":"E301*C131","v":0},{"$f":"E301*D131","v":0},{"$f":"E301*E131","v":0},{"$f":"E301*F131","v":0},{"$f":"E301*G131","v":0},{"$f":"E301*H131","v":0},{"$f":"E301*I131","v":0},{"$f":"E301*J131","v":0},{"$f":"E301*K131","v":0},{"$f":"E301*L131","v":0},{"$f":"E301*M131","v":0},0,null,8,{"$f":"T301*Q131","v":0},{"$f":"T301*R131","v":0},{"$f":"T301*S131","v":0},{"$f":"T301*T131","v":0},{"$f":"T301*U131","v":0},{"$f":"T301*V131","v":0},{"$f":"T301*W131","v":0},{"$f":"T301*X131","v":0},{"$f":"T301*Y131","v":0},{"$f":"T301*Z131","v":0},{"$f":"T301*AA131","v":0},{"$f":"T301*AB131","v":0},0,null,8,{"$f":"AI301*AF131","v":0},{"$f":"AI301*AG131","v":0},{"$f":"AI301*AH131","v":0},{"$f":"AI301*AI131","v":0},{"$f":"AI301*AJ131","v":0},{"$f":"AI301*AK131","v":0},{"$f":"AI301*AL131","v":0},{"$f":"AI301*AM131","v":0},{"$f":"AI301*AN131","v":0},{"$f":"AI301*AO131","v":0},{"$f":"AI301*AP131","v":0},{"$f":"AI301*AQ131","v":0},0,null,null,null,8,{"$f":"AZ301*AW131","v":0},{"$f":"AZ301*AX131","v":0},{"$f":"AZ301*AY131","v":0},{"$f":"AZ301*AZ131","v":0},{"$f":"AZ301*BA131","v":0},{"$f":"AZ301*BB131","v":0},{"$f":"AZ301*BC131","v":0},{"$f":"AZ301*BD131","v":0},{"$f":"AZ301*BE131","v":0},{"$f":"AZ301*BF131","v":0},{"$f":"AZ301*BG131","v":0},{"$f":"AZ301*BH131","v":0},0,null,8,{"$f":"BO301*BL131","v":0},{"$f":"BO301*BM131","v":0},{"$f":"BO301*BN131","v":0},{"$f":"BO301*BO131","v":0},{"$f":"BO301*BP131","v":0},{"$f":"BO301*BQ131","v":0},{"$f":"BO301*BR131","v":0},{"$f":"BO301*BS131","v":0},{"$f":"BO301*BT131","v":0},{"$f":"BO301*BU131","v":0},{"$f":"BO301*BV131","v":0},{"$f":"BO301*BW131","v":0},0,null,8,{"$f":"CD301*CA131","v":0},{"$f":"CD301*CB131","v":0},{"$f":"CD301*CC131","v":0},{"$f":"CD301*CD131","v":0},{"$f":"CD301*CE131","v":0},{"$f":"CD301*CF131","v":0},{"$f":"CD301*CG131","v":0},{"$f":"CD301*CH131","v":0},{"$f":"CD301*CI131","v":0},{"$f":"CD301*CJ131","v":0},{"$f":"CD301*CK131","v":0},{"$f":"CD301*CL131","v":0},0]
[9,{"$f":"E301*B132","v":0},{"$f":"E301*C132","v":0},{"$f":"E301*D132","v":0},{"$f":"E301*E132","v":0},{"$f":"E301*F132","v":0},{"$f":"E301*G132","v":0},{"$f":"E301*H132","v":0},{"$f":"E301*I132","v":0},{"$f":"E301*J132","v":0},{"$f":"E301*K132","v":0},{"$f":"E301*L132","v":0},{"$f":"E301*M132","v":0},0,null,9,{"$f":"T301*Q132","v":0},{"$f":"T301*R132","v":0},{"$f":"T301*S132","v":0},{"$f":"T301*T132","v":0},{"$f":"T301*U132","v":0},{"$f":"T301*V132","v":0},{"$f":"T301*W132","v":0},{"$f":"T301*X132","v":0},{"$f":"T301*Y132","v":0},{"$f":"T301*Z132","v":0},{"$f":"T301*AA132","v":0},{"$f":"T301*AB132","v":0},0,null,9,{"$f":"AI301*AF132","v":0},{"$f":"AI301*AG132","v":0},{"$f":"AI301*AH132","v":0},{"$f":"AI301*AI132","v":0},{"$f":"AI301*AJ132","v":0},{"$f":"AI301*AK132","v":0},{"$f":"AI301*AL132","v":0},{"$f":"AI301*AM132","v":0},{"$f":"AI301*AN132","v":0},{"$f":"AI301*AO132","v":0},{"$f":"AI301*AP132","v":0},{"$f":"AI301*AQ132","v":0},0,null,null,null,9,{"$f":"AZ301*AW132","v":0},{"$f":"AZ301*AX132","v":0},{"$f":"AZ301*AY132","v":0},{"$f":"AZ301*AZ132","v":0},{"$f":"AZ301*BA132","v":0},{"$f":"AZ301*BB132","v":0},{"$f":"AZ301*BC132","v":0},{"$f":"AZ301*BD132","v":0},{"$f":"AZ301*BE132","v":0},{"$f":"AZ301*BF132","v":0},{"$f":"AZ301*BG132","v":0},{"$f":"AZ301*BH132","v":0},0,null,9,{"$f":"BO301*BL132","v":0},{"$f":"BO301*BM132","v":0},{"$f":"BO301*BN132","v":0},{"$f":"BO301*BO132","v":0},{"$f":"BO301*BP132","v":0},{"$f":"BO301*BQ132","v":0},{"$f":"BO301*BR132","v":0},{"$f":"BO301*BS132","v":0},{"$f":"BO301*BT132","v":0},{"$f":"BO301*BU132","v":0},{"$f":"BO301*BV132","v":0},{"$f":"BO301*BW132","v":0},0,null,9,{"$f":"CD301*CA132","v":0},{"$f":"CD301*CB132","v":0},{"$f":"CD301*CC132","v":0},{"$f":"CD301*CD132","v":0},{"$f":"CD301*CE132","v":0},{"$f":"CD301*CF132","v":0},{"$f":"CD301*CG132","v":0},{"$f":"CD301*CH132","v":0},{"$f":"CD301*CI132","v":0},{"$f":"CD301*CJ132","v":0},{"$f":"CD301*CK132","v":0},{"$f":"CD301*CL132","v":0},0]
[10,{"$f":"E301*B133","v":0},{"$f":"E301*C133","v":0},{"$f":"E301*D133","v":0},{"$f":"E301*E133","v":0},{"$f":"E301*F133","v":0},{"$f":"E301*G133","v":0},{"$f":"E301*H133","v":0},{"$f":"E301*I133","v":0},{"$f":"E301*J133","v":0},{"$f":"E301*K133","v":0},{"$f":"E301*L133","v":0},{"$f":"E301*M133","v":0},0,null,10,{"$f":"T301*Q133","v":0},{"$f":"T301*R133","v":0},{"$f":"T301*S133","v":0},{"$f":"T301*T133","v":0},{"$f":"T301*U133","v":0},{"$f":"T301*V133","v":0},{"$f":"T301*W133","v":0},{"$f":"T301*X133","v":0},{"$f":"T301*Y133","v":0},{"$f":"T301*Z133","v":0},{"$f":"T301*AA133","v":0},{"$f":"T301*AB133","v":0},0,null,10,{"$f":"AI301*AF133","v":0},{"$f":"AI301*AG133","v":0},{"$f":"AI301*AH133","v":0},{"$f":"AI301*AI133","v":0},{"$f":"AI301*AJ133","v":0},{"$f":"AI301*AK133","v":0},{"$f":"AI301*AL133","v":0},{"$f":"AI301*AM133","v":0},{"$f":"AI301*AN133","v":0},{"$f":"AI301*AO133","v":0},{"$f":"AI301*AP133","v":0},{"$f":"AI301*AQ133","v":0},0,null,null,null,10,{"$f":"AZ301*AW133","v":0},{"$f":"AZ301*AX133","v":0},{"$f":"AZ301*AY133","v":0},{"$f":"AZ301*AZ133","v":0},{"$f":"AZ301*BA133","v":0},{"$f":"AZ301*BB133","v":0},{"$f":"AZ301*BC133","v":0},{"$f":"AZ301*BD133","v":0},{"$f":"AZ301*BE133","v":0},{"$f":"AZ301*BF133","v":0},{"$f":"AZ301*BG133","v":0},{"$f":"AZ301*BH133","v":0},0,null,10,{"$f":"BO301*BL133","v":0},{"$f":"BO301*BM133","v":0},{"$f":"BO301*BN133","v":0},{"$f":"BO301*BO133","v":0},{"$f":"BO301*BP133","v":0},{"$f":"BO301*BQ133","v":0},{"$f":"BO301*BR133","v":0},{"$f":"BO301*BS133","v":0},{"$f":"BO301*BT133","v":0},{"$f":"BO301*BU133","v":0},{"$f":"BO301*BV133","v":0},{"$f":"BO301*BW133","v":0},0,null,10,{"$f":"CD301*CA133","v":0},{"$f":"CD301*CB133","v":0},{"$f":"CD301*CC133","v":0},{"$f":"CD301*CD133","v":0},{"$f":"CD301*CE133","v":0},{"$f":"CD301*CF133","v":0},{"$f":"CD301*CG133","v":0},{"$f":"CD301*CH133","v":0},{"$f":"CD301*CI133","v":0},{"$f":"CD301*CJ133","v":0},{"$f":"CD301*CK133","v":0},{"$f":"CD301*CL133","v":0},0]
[11,{"$f":"E301*B134","v":0},{"$f":"E301*C134","v":0},{"$f":"E301*D134","v":0},{"$f":"E301*E134","v":0},{"$f":"E301*F134","v":0},{"$f":"E301*G134","v":0},{"$f":"E301*H134","v":0},{"$f":"E301*I134","v":0},{"$f":"E301*J134","v":0},{"$f":"E301*K134","v":0},{"$f":"E301*L134","v":0},{"$f":"E301*M134","v":0},0,null,11,{"$f":"T301*Q134","v":0},{"$f":"T301*R134","v":0},{"$f":"T301*S134","v":0},{"$f":"T301*T134","v":0},{"$f":"T301*U134","v":0},{"$f":"T301*V134","v":0},{"$f":"T301*W134","v":0},{"$f":"T301*X134","v":0},{"$f":"T301*Y134","v":0},{"$f":"T301*Z134","v":0},{"$f":"T301*AA134","v":0},{"$f":"T301*AB134","v":0},0,null,11,{"$f":"AI301*AF134","v":0},{"$f":"AI301*AG134","v":0},{"$f":"AI301*AH134","v":0},{"$f":"AI301*AI134","v":0},{"$f":"AI301*AJ134","v":0},{"$f":"AI301*AK134","v":0},{"$f":"AI301*AL134","v":0},{"$f":"AI301*AM134","v":0},{"$f":"AI301*AN134","v":0},{"$f":"AI301*AO134","v":0},{"$f":"AI301*AP134","v":0},{"$f":"AI301*AQ134","v":0},0,null,null,null,11,{"$f":"AZ301*AW134","v":0},{"$f":"AZ301*AX134","v":0},{"$f":"AZ301*AY134","v":0},{"$f":"AZ301*AZ134","v":0},{"$f":"AZ301*BA134","v":0},{"$f":"AZ301*BB134","v":0},{"$f":"AZ301*BC134","v":0},{"$f":"AZ301*BD134","v":0},{"$f":"AZ301*BE134","v":0},{"$f":"AZ301*BF134","v":0},{"$f":"AZ301*BG134","v":0},{"$f":"AZ301*BH134","v":0},0,null,11,{"$f":"BO301*BL134","v":0},{"$f":"BO301*BM134","v":0},{"$f":"BO301*BN134","v":0},{"$f":"BO301*BO134","v":0},{"$f":"BO301*BP134","v":0},{"$f":"BO301*BQ134","v":0},{"$f":"BO301*BR134","v":0},{"$f":"BO301*BS134","v":0},{"$f":"BO301*BT134","v":0},{"$f":"BO301*BU134","v":0},{"$f":"BO301*BV134","v":0},{"$f":"BO301*BW134","v":0},0,null,11,{"$f":"CD301*CA134","v":0},{"$f":"CD301*CB134","v":0},{"$f":"CD301*CC134","v":0},{"$f":"CD301*CD134","v":0},{"$f":"CD301*CE134","v":0},{"$f":"CD301*CF134","v":0},{"$f":"CD301*CG134","v":0},{"$f":"CD301*CH134","v":0},{"$f":"CD301*CI134","v":0},{"$f":"CD301*CJ134","v":0},{"$f":"CD301*CK134","v":0},{"$f":"CD301*CL134","v":0},0]
[12,{"$f":"E301*B135","v":0},{"$f":"E301*C135","v":0},{"$f":"E301*D135","v":0},{"$f":"E301*E135","v":0},{"$f":"E301*F135","v":0},{"$f":"E301*G135","v":0},{"$f":"E301*H135","v":0},{"$f":"E301*I135","v":0},{"$f":"E301*J135","v":0},{"$f":"E301*K135","v":0},{"$f":"E301*L135","v":0},{"$f":"E301*M135","v":0},0,null,12,{"$f":"T301*Q135","v":0},{"$f":"T301*R135","v":0},{"$f":"T301*S135","v":0},{"$f":"T301*T135","v":0},{"$f":"T301*U135","v":0},{"$f":"T301*V135","v":0},{"$f":"T301*W135","v":0},{"$f":"T301*X135","v":0},{"$f":"T301*Y135","v":0},{"$f":"T301*Z135","v":0},{"$f":"T301*AA135","v":0},{"$f":"T301*AB135","v":0},0,null,12,{"$f":"AI301*AF135","v":0},{"$f":"AI301*AG135","v":0},{"$f":"AI301*AH135","v":0},{"$f":"AI301*AI135","v":0},{"$f":"AI301*AJ135","v":0},{"$f":"AI301*AK135","v":0},{"$f":"AI301*AL135","v":0},{"$f":"AI301*AM135","v":0},{"$f":"AI301*AN135","v":0},{"$f":"AI301*AO135","v":0},{"$f":"AI301*AP135","v":0},{"$f":"AI301*AQ135","v":0},0,null,null,null,12,{"$f":"AZ301*AW135","v":0},{"$f":"AZ301*AX135","v":0},{"$f":"AZ301*AY135","v":0},{"$f":"AZ301*AZ135","v":0},{"$f":"AZ301*BA135","v":0},{"$f":"AZ301*BB135","v":0},{"$f":"AZ301*BC135","v":0},{"$f":"AZ301*BD135","v":0},{"$f":"AZ301*BE135","v":0},{"$f":"AZ301*BF135","v":0},{"$f":"AZ301*BG135","v":0},{"$f":"AZ301*BH135","v":0},0,null,12,{"$f":"BO301*BL135","v":0},{"$f":"BO301*BM135","v":0},{"$f":"BO301*BN135","v":0},{"$f":"BO301*BO135","v":0},{"$f":"BO301*BP135","v":0},{"$f":"BO301*BQ135","v":0},{"$f":"BO301*BR135","v":0},{"$f":"BO301*BS135","v":0},{"$f":"BO301*BT135","v":0},{"$f":"BO301*BU135","v":0},{"$f":"BO301*BV135","v":0},{"$f":"BO301*BW135","v":0},0,null,12,{"$f":"CD301*CA135","v":0},{"$f":"CD301*CB135","v":0},{"$f":"CD301*CC135","v":0},{"$f":"CD301*CD135","v":0},{"$f":"CD301*CE135","v":0},{"$f":"CD301*CF135","v":0},{"$f":"CD301*CG135","v":0},{"$f":"CD301*CH135","v":0},{"$f":"CD301*CI135","v":0},{"$f":"CD301*CJ135","v":0},{"$f":"CD301*CK135","v":0},{"$f":"CD301*CL135","v":0},0]
[13,{"$f":"E301*B136","v":0},{"$f":"E301*C136","v":0},{"$f":"E301*D136","v":0},{"$f":"E301*E136","v":0},{"$f":"E301*F136","v":0},{"$f":"E301*G136","v":0},{"$f":"E301*H136","v":0},{"$f":"E301*I136","v":0},{"$f":"E301*J136","v":0},{"$f":"E301*K136","v":0},{"$f":"E301*L136","v":0},{"$f":"E301*M136","v":0},0,null,13,{"$f":"T301*Q136","v":0},{"$f":"T301*R136","v":0},{"$f":"T301*S136","v":0},{"$f":"T301*T136","v":0},{"$f":"T301*U136","v":0},{"$f":"T301*V136","v":0},{"$f":"T301*W136","v":0},{"$f":"T301*X136","v":0},{"$f":"T301*Y136","v":0},{"$f":"T301*Z136","v":0},{"$f":"T301*AA136","v":0},{"$f":"T301*AB136","v":0},0,null,13,{"$f":"AI301*AF136","v":0},{"$f":"AI301*AG136","v":0},{"$f":"AI301*AH136","v":0},{"$f":"AI301*AI136","v":0},{"$f":"AI301*AJ136","v":0},{"$f":"AI301*AK136","v":0},{"$f":"AI301*AL136","v":0},{"$f":"AI301*AM136","v":0},{"$f":"AI301*AN136","v":0},{"$f":"AI301*AO136","v":0},{"$f":"AI301*AP136","v":0},{"$f":"AI301*AQ136","v":0},0,null,null,null,13,{"$f":"AZ301*AW136","v":0},{"$f":"AZ301*AX136","v":0},{"$f":"AZ301*AY136","v":0},{"$f":"AZ301*AZ136","v":0},{"$f":"AZ301*BA136","v":0},{"$f":"AZ301*BB136","v":0},{"$f":"AZ301*BC136","v":0},{"$f":"AZ301*BD136","v":0},{"$f":"AZ301*BE136","v":0},{"$f":"AZ301*BF136","v":0},{"$f":"AZ301*BG136","v":0},{"$f":"AZ301*BH136","v":0},0,null,13,{"$f":"BO301*BL136","v":0},{"$f":"BO301*BM136","v":0},{"$f":"BO301*BN136","v":0},{"$f":"BO301*BO136","v":0},{"$f":"BO301*BP136","v":0},{"$f":"BO301*BQ136","v":0},{"$f":"BO301*BR136","v":0},{"$f":"BO301*BS136","v":0},{"$f":"BO301*BT136","v":0},{"$f":"BO301*BU136","v":0},{"$f":"BO301*BV136","v":0},{"$f":"BO301*BW136","v":0},0,null,13,{"$f":"CD301*CA136","v":0},{"$f":"CD301*CB136","v":0},{"$f":"CD301*CC136","v":0},{"$f":"CD301*CD136","v":0},{"$f":"CD301*CE136","v":0},{"$f":"CD301*CF136","v":0},{"$f":"CD301*CG136","v":0},{"$f":"CD301*CH136","v":0},{"$f":"CD301*CI136","v":0},{"$f":"CD301*CJ136","v":0},{"$f":"CD301*CK136","v":0},{"$f":"CD301*CL136","v":0},0]
[14,{"$f":"E301*B137","v":0},{"$f":"E301*C137","v":0},{"$f":"E301*D137","v":0},{"$f":"E301*E137","v":0},{"$f":"E301*F137","v":0},{"$f":"E301*G137","v":0},{"$f":"E301*H137","v":0},{"$f":"E301*I137","v":0},{"$f":"E301*J137","v":0},{"$f":"E301*K137","v":0},{"$f":"E301*L137","v":0},{"$f":"E301*M137","v":0},0,null,14,{"$f":"T301*Q137","v":0},{"$f":"T301*R137","v":0},{"$f":"T301*S137","v":0},{"$f":"T301*T137","v":0},{"$f":"T301*U137","v":0},{"$f":"T301*V137","v":0},{"$f":"T301*W137","v":0},{"$f":"T301*X137","v":0},{"$f":"T301*Y137","v":0},{"$f":"T301*Z137","v":0},{"$f":"T301*AA137","v":0},{"$f":"T301*AB137","v":0},0,null,14,{"$f":"AI301*AF137","v":0},{"$f":"AI301*AG137","v":0},{"$f":"AI301*AH137","v":0},{"$f":"AI301*AI137","v":0},{"$f":"AI301*AJ137","v":0},{"$f":"AI301*AK137","v":0},{"$f":"AI301*AL137","v":0},{"$f":"AI301*AM137","v":0},{"$f":"AI301*AN137","v":0},{"$f":"AI301*AO137","v":0},{"$f":"AI301*AP137","v":0},{"$f":"AI301*AQ137","v":0},0,null,null,null,14,{"$f":"AZ301*AW137","v":0},{"$f":"AZ301*AX137","v":0},{"$f":"AZ301*AY137","v":0},{"$f":"AZ301*AZ137","v":0},{"$f":"AZ301*BA137","v":0},{"$f":"AZ301*BB137","v":0},{"$f":"AZ301*BC137","v":0},{"$f":"AZ301*BD137","v":0},{"$f":"AZ301*BE137","v":0},{"$f":"AZ301*BF137","v":0},{"$f":"AZ301*BG137","v":0},{"$f":"AZ301*BH137","v":0},0,null,14,{"$f":"BO301*BL137","v":0},{"$f":"BO301*BM137","v":0},{"$f":"BO301*BN137","v":0},{"$f":"BO301*BO137","v":0},{"$f":"BO301*BP137","v":0},{"$f":"BO301*BQ137","v":0},{"$f":"BO301*BR137","v":0},{"$f":"BO301*BS137","v":0},{"$f":"BO301*BT137","v":0},{"$f":"BO301*BU137","v":0},{"$f":"BO301*BV137","v":0},{"$f":"BO301*BW137","v":0},0,null,14,{"$f":"CD301*CA137","v":0},{"$f":"CD301*CB137","v":0},{"$f":"CD301*CC137","v":0},{"$f":"CD301*CD137","v":0},{"$f":"CD301*CE137","v":0},{"$f":"CD301*CF137","v":0},{"$f":"CD301*CG137","v":0},{"$f":"CD301*CH137","v":0},{"$f":"CD301*CI137","v":0},{"$f":"CD301*CJ137","v":0},{"$f":"CD301*CK137","v":0},{"$f":"CD301*CL137","v":0},0]
[15,{"$f":"E301*B138","v":0},{"$f":"E301*C138","v":0},{"$f":"E301*D138","v":0},{"$f":"E301*E138","v":0},{"$f":"E301*F138","v":0},{"$f":"E301*G138","v":0},{"$f":"E301*H138","v":0},{"$f":"E301*I138","v":0},{"$f":"E301*J138","v":0},{"$f":"E301*K138","v":0},{"$f":"E301*L138","v":0},{"$f":"E301*M138","v":0},0,null,15,{"$f":"T301*Q138","v":0},{"$f":"T301*R138","v":0},{"$f":"T301*S138","v":0},{"$f":"T301*T138","v":0},{"$f":"T301*U138","v":0},{"$f":"T301*V138","v":0},{"$f":"T301*W138","v":0},{"$f":"T301*X138","v":0},{"$f":"T301*Y138","v":0},{"$f":"T301*Z138","v":0},{"$f":"T301*AA138","v":0},{"$f":"T301*AB138","v":0},0,null,15,{"$f":"AI301*AF138","v":0},{"$f":"AI301*AG138","v":0},{"$f":"AI301*AH138","v":0},{"$f":"AI301*AI138","v":0},{"$f":"AI301*AJ138","v":0},{"$f":"AI301*AK138","v":0},{"$f":"AI301*AL138","v":0},{"$f":"AI301*AM138","v":0},{"$f":"AI301*AN138","v":0},{"$f":"AI301*AO138","v":0},{"$f":"AI301*AP138","v":0},{"$f":"AI301*AQ138","v":0},0,null,null,null,15,{"$f":"AZ301*AW138","v":0},{"$f":"AZ301*AX138","v":0},{"$f":"AZ301*AY138","v":0},{"$f":"AZ301*AZ138","v":0},{"$f":"AZ301*BA138","v":0},{"$f":"AZ301*BB138","v":0},{"$f":"AZ301*BC138","v":0},{"$f":"AZ301*BD138","v":0},{"$f":"AZ301*BE138","v":0},{"$f":"AZ301*BF138","v":0},{"$f":"AZ301*BG138","v":0},{"$f":"AZ301*BH138","v":0},0,null,15,{"$f":"BO301*BL138","v":0},{"$f":"BO301*BM138","v":0},{"$f":"BO301*BN138","v":0},{"$f":"BO301*BO138","v":0},{"$f":"BO301*BP138","v":0},{"$f":"BO301*BQ138","v":0},{"$f":"BO301*BR138","v":0},{"$f":"BO301*BS138","v":0},{"$f":"BO301*BT138","v":0},{"$f":"BO301*BU138","v":0},{"$f":"BO301*BV138","v":0},{"$f":"BO301*BW138","v":0},0,null,15,{"$f":"CD301*CA138","v":0},{"$f":"CD301*CB138","v":0},{"$f":"CD301*CC138","v":0},{"$f":"CD301*CD138","v":0},{"$f":"CD301*CE138","v":0},{"$f":"CD301*CF138","v":0},{"$f":"CD301*CG138","v":0},{"$f":"CD301*CH138","v":0},{"$f":"CD301*CI138","v":0},{"$f":"CD301*CJ138","v":0},{"$f":"CD301*CK138","v":0},{"$f":"CD301*CL138","v":0},0]
[16,{"$f":"E301*B139","v":0},{"$f":"E301*C139","v":0},{"$f":"E301*D139","v":0},{"$f":"E301*E139","v":0},{"$f":"E301*F139","v":0},{"$f":"E301*G139","v":0},{"$f":"E301*H139","v":0},{"$f":"E301*I139","v":0},{"$f":"E301*J139","v":0},{"$f":"E301*K139","v":0},{"$f":"E301*L139","v":0},{"$f":"E301*M139","v":0},0,null,16,{"$f":"T301*Q139","v":0},{"$f":"T301*R139","v":0},{"$f":"T301*S139","v":0},{"$f":"T301*T139","v":0},{"$f":"T301*U139","v":0},{"$f":"T301*V139","v":0},{"$f":"T301*W139","v":0},{"$f":"T301*X139","v":0},{"$f":"T301*Y139","v":0},{"$f":"T301*Z139","v":0},{"$f":"T301*AA139","v":0},{"$f":"T301*AB139","v":0},0,null,16,{"$f":"AI301*AF139","v":0},{"$f":"AI301*AG139","v":0},{"$f":"AI301*AH139","v":0},{"$f":"AI301*AI139","v":0},{"$f":"AI301*AJ139","v":0},{"$f":"AI301*AK139","v":0},{"$f":"AI301*AL139","v":0},{"$f":"AI301*AM139","v":0},{"$f":"AI301*AN139","v":0},{"$f":"AI301*AO139","v":0},{"$f":"AI301*AP139","v":0},{"$f":"AI301*AQ139","v":0},0,null,null,null,16,{"$f":"AZ301*AW139","v":0},{"$f":"AZ301*AX139","v":0},{"$f":"AZ301*AY139","v":0},{"$f":"AZ301*AZ139","v":0},{"$f":"AZ301*BA139","v":0},{"$f":"AZ301*BB139","v":0},{"$f":"AZ301*BC139","v":0},{"$f":"AZ301*BD139","v":0},{"$f":"AZ301*BE139","v":0},{"$f":"AZ301*BF139","v":0},{"$f":"AZ301*BG139","v":0},{"$f":"AZ301*BH139","v":0},0,null,16,{"$f":"BO301*BL139","v":0},{"$f":"BO301*BM139","v":0},{"$f":"BO301*BN139","v":0},{"$f":"BO301*BO139","v":0},{"$f":"BO301*BP139","v":0},{"$f":"BO301*BQ139","v":0},{"$f":"BO301*BR139","v":0},{"$f":"BO301*BS139","v":0},{"$f":"BO301*BT139","v":0},{"$f":"BO301*BU139","v":0},{"$f":"BO301*BV139","v":0},{"$f":"BO301*BW139","v":0},0,null,16,{"$f":"CD301*CA139","v":0},{"$f":"CD301*CB139","v":0},{"$f":"CD301*CC139","v":0},{"$f":"CD301*CD139","v":0},{"$f":"CD301*CE139","v":0},{"$f":"CD301*CF139","v":0},{"$f":"CD301*CG139","v":0},{"$f":"CD301*CH139","v":0},{"$f":"CD301*CI139","v":0},{"$f":"CD301*CJ139","v":0},{"$f":"CD301*CK139","v":0},{"$f":"CD301*CL139","v":0},0]
[17,{"$f":"E301*B140","v":0},{"$f":"E301*C140","v":0},{"$f":"E301*D140","v":0},{"$f":"E301*E140","v":0},{"$f":"E301*F140","v":0},{"$f":"E301*G140","v":0},{"$f":"E301*H140","v":0},{"$f":"E301*I140","v":0},{"$f":"E301*J140","v":0},{"$f":"E301*K140","v":0},{"$f":"E301*L140","v":0},{"$f":"E301*M140","v":0},0,null,17,{"$f":"T301*Q140","v":0},{"$f":"T301*R140","v":0},{"$f":"T301*S140","v":0},{"$f":"T301*T140","v":0},{"$f":"T301*U140","v":0},{"$f":"T301*V140","v":0},{"$f":"T301*W140","v":0},{"$f":"T301*X140","v":0},{"$f":"T301*Y140","v":0},{"$f":"T301*Z140","v":0},{"$f":"T301*AA140","v":0},{"$f":"T301*AB140","v":0},0,null,17,{"$f":"AI301*AF140","v":0},{"$f":"AI301*AG140","v":0},{"$f":"AI301*AH140","v":0},{"$f":"AI301*AI140","v":0},{"$f":"AI301*AJ140","v":0},{"$f":"AI301*AK140","v":0},{"$f":"AI301*AL140","v":0},{"$f":"AI301*AM140","v":0},{"$f":"AI301*AN140","v":0},{"$f":"AI301*AO140","v":0},{"$f":"AI301*AP140","v":0},{"$f":"AI301*AQ140","v":0},0,null,null,null,17,{"$f":"AZ301*AW140","v":0},{"$f":"AZ301*AX140","v":0},{"$f":"AZ301*AY140","v":0},{"$f":"AZ301*AZ140","v":0},{"$f":"AZ301*BA140","v":0},{"$f":"AZ301*BB140","v":0},{"$f":"AZ301*BC140","v":0},{"$f":"AZ301*BD140","v":0},{"$f":"AZ301*BE140","v":0},{"$f":"AZ301*BF140","v":0},{"$f":"AZ301*BG140","v":0},{"$f":"AZ301*BH140","v":0},0,null,17,{"$f":"BO301*BL140","v":0},{"$f":"BO301*BM140","v":0},{"$f":"BO301*BN140","v":0},{"$f":"BO301*BO140","v":0},{"$f":"BO301*BP140","v":0},{"$f":"BO301*BQ140","v":0},{"$f":"BO301*BR140","v":0},{"$f":"BO301*BS140","v":0},{"$f":"BO301*BT140","v":0},{"$f":"BO301*BU140","v":0},{"$f":"BO301*BV140","v":0},{"$f":"BO301*BW140","v":0},0,null,17,{"$f":"CD301*CA140","v":0},{"$f":"CD301*CB140","v":0},{"$f":"CD301*CC140","v":0},{"$f":"CD301*CD140","v":0},{"$f":"CD301*CE140","v":0},{"$f":"CD301*CF140","v":0},{"$f":"CD301*CG140","v":0},{"$f":"CD301*CH140","v":0},{"$f":"CD301*CI140","v":0},{"$f":"CD301*CJ140","v":0},{"$f":"CD301*CK140","v":0},{"$f":"CD301*CL140","v":0},0]
[18,{"$f":"E301*B141","v":0},{"$f":"E301*C141","v":0},{"$f":"E301*D141","v":0},{"$f":"E301*E141","v":0},{"$f":"E301*F141","v":0},{"$f":"E301*G141","v":0},{"$f":"E301*H141","v":0},{"$f":"E301*I141","v":0},{"$f":"E301*J141","v":0},{"$f":"E301*K141","v":0},{"$f":"E301*L141","v":0},{"$f":"E301*M141","v":0},0,null,18,{"$f":"T301*Q141","v":0},{"$f":"T301*R141","v":0},{"$f":"T301*S141","v":0},{"$f":"T301*T141","v":0},{"$f":"T301*U141","v":0},{"$f":"T301*V141","v":0},{"$f":"T301*W141","v":0},{"$f":"T301*X141","v":0},{"$f":"T301*Y141","v":0},{"$f":"T301*Z141","v":0},{"$f":"T301*AA141","v":0},{"$f":"T301*AB141","v":0},0,null,18,{"$f":"AI301*AF141","v":0},{"$f":"AI301*AG141","v":0},{"$f":"AI301*AH141","v":0},{"$f":"AI301*AI141","v":0},{"$f":"AI301*AJ141","v":0},{"$f":"AI301*AK141","v":0},{"$f":"AI301*AL141","v":0},{"$f":"AI301*AM141","v":0},{"$f":"AI301*AN141","v":0},{"$f":"AI301*AO141","v":0},{"$f":"AI301*AP141","v":0},{"$f":"AI301*AQ141","v":0},0,null,null,null,18,{"$f":"AZ301*AW141","v":0},{"$f":"AZ301*AX141","v":0},{"$f":"AZ301*AY141","v":0},{"$f":"AZ301*AZ141","v":0},{"$f":"AZ301*BA141","v":0},{"$f":"AZ301*BB141","v":0},{"$f":"AZ301*BC141","v":0},{"$f":"AZ301*BD141","v":0},{"$f":"AZ301*BE141","v":0},{"$f":"AZ301*BF141","v":0},{"$f":"AZ301*BG141","v":0},{"$f":"AZ301*BH141","v":0},0,null,18,{"$f":"BO301*BL141","v":0},{"$f":"BO301*BM141","v":0},{"$f":"BO301*BN141","v":0},{"$f":"BO301*BO141","v":0},{"$f":"BO301*BP141","v":0},{"$f":"BO301*BQ141","v":0},{"$f":"BO301*BR141","v":0},{"$f":"BO301*BS141","v":0},{"$f":"BO301*BT141","v":0},{"$f":"BO301*BU141","v":0},{"$f":"BO301*BV141","v":0},{"$f":"BO301*BW141","v":0},0,null,18,{"$f":"CD301*CA141","v":0},{"$f":"CD301*CB141","v":0},{"$f":"CD301*CC141","v":0},{"$f":"CD301*CD141","v":0},{"$f":"CD301*CE141","v":0},{"$f":"CD301*CF141","v":0},{"$f":"CD301*CG141","v":0},{"$f":"CD301*CH141","v":0},{"$f":"CD301*CI141","v":0},{"$f":"CD301*CJ141","v":0},{"$f":"CD301*CK141","v":0},{"$f":"CD301*CL141","v":0},0]
[19,{"$f":"E301*B142","v":0},{"$f":"E301*C142","v":0},{"$f":"E301*D142","v":0},{"$f":"E301*E142","v":0},{"$f":"E301*F142","v":0},{"$f":"E301*G142","v":0},{"$f":"E301*H142","v":0},{"$f":"E301*I142","v":0},{"$f":"E301*J142","v":0},{"$f":"E301*K142","v":0},{"$f":"E301*L142","v":0},{"$f":"E301*M142","v":0},0,null,19,{"$f":"T301*Q142","v":0},{"$f":"T301*R142","v":0},{"$f":"T301*S142","v":0},{"$f":"T301*T142","v":0},{"$f":"T301*U142","v":0},{"$f":"T301*V142","v":0},{"$f":"T301*W142","v":0},{"$f":"T301*X142","v":0},{"$f":"T301*Y142","v":0},{"$f":"T301*Z142","v":0},{"$f":"T301*AA142","v":0},{"$f":"T301*AB142","v":0},0,null,19,{"$f":"AI301*AF142","v":0},{"$f":"AI301*AG142","v":0},{"$f":"AI301*AH142","v":0},{"$f":"AI301*AI142","v":0},{"$f":"AI301*AJ142","v":0},{"$f":"AI301*AK142","v":0},{"$f":"AI301*AL142","v":0},{"$f":"AI301*AM142","v":0},{"$f":"AI301*AN142","v":0},{"$f":"AI301*AO142","v":0},{"$f":"AI301*AP142","v":0},{"$f":"AI301*AQ142","v":0},0,null,null,null,19,{"$f":"AZ301*AW142","v":0},{"$f":"AZ301*AX142","v":0},{"$f":"AZ301*AY142","v":0},{"$f":"AZ301*AZ142","v":0},{"$f":"AZ301*BA142","v":0},{"$f":"AZ301*BB142","v":0},{"$f":"AZ301*BC142","v":0},{"$f":"AZ301*BD142","v":0},{"$f":"AZ301*BE142","v":0},{"$f":"AZ301*BF142","v":0},{"$f":"AZ301*BG142","v":0},{"$f":"AZ301*BH142","v":0},0,null,19,{"$f":"BO301*BL142","v":0},{"$f":"BO301*BM142","v":0},{"$f":"BO301*BN142","v":0},{"$f":"BO301*BO142","v":0},{"$f":"BO301*BP142","v":0},{"$f":"BO301*BQ142","v":0},{"$f":"BO301*BR142","v":0},{"$f":"BO301*BS142","v":0},{"$f":"BO301*BT142","v":0},{"$f":"BO301*BU142","v":0},{"$f":"BO301*BV142","v":0},{"$f":"BO301*BW142","v":0},0,null,19,{"$f":"CD301*CA142","v":0},{"$f":"CD301*CB142","v":0},{"$f":"CD301*CC142","v":0},{"$f":"CD301*CD142","v":0},{"$f":"CD301*CE142","v":0},{"$f":"CD301*CF142","v":0},{"$f":"CD301*CG142","v":0},{"$f":"CD301*CH142","v":0},{"$f":"CD301*CI142","v":0},{"$f":"CD301*CJ142","v":0},{"$f":"CD301*CK142","v":0},{"$f":"CD301*CL142","v":0},0]
[20,{"$f":"E301*B143","v":0},{"$f":"E301*C143","v":0},{"$f":"E301*D143","v":0},{"$f":"E301*E143","v":0},{"$f":"E301*F143","v":0},{"$f":"E301*G143","v":0},{"$f":"E301*H143","v":0},{"$f":"E301*I143","v":0},{"$f":"E301*J143","v":0},{"$f":"E301*K143","v":0},{"$f":"E301*L143","v":0},{"$f":"E301*M143","v":0},0,null,20,{"$f":"T301*Q143","v":0},{"$f":"T301*R143","v":0},{"$f":"T301*S143","v":0},{"$f":"T301*T143","v":0},{"$f":"T301*U143","v":0},{"$f":"T301*V143","v":0},{"$f":"T301*W143","v":0},{"$f":"T301*X143","v":0},{"$f":"T301*Y143","v":0},{"$f":"T301*Z143","v":0},{"$f":"T301*AA143","v":0},{"$f":"T301*AB143","v":0},0,null,20,{"$f":"AI301*AF143","v":0},{"$f":"AI301*AG143","v":0},{"$f":"AI301*AH143","v":0},{"$f":"AI301*AI143","v":0},{"$f":"AI301*AJ143","v":0},{"$f":"AI301*AK143","v":0},{"$f":"AI301*AL143","v":0},{"$f":"AI301*AM143","v":0},{"$f":"AI301*AN143","v":0},{"$f":"AI301*AO143","v":0},{"$f":"AI301*AP143","v":0},{"$f":"AI301*AQ143","v":0},0,null,null,null,20,{"$f":"AZ301*AW143","v":0},{"$f":"AZ301*AX143","v":0},{"$f":"AZ301*AY143","v":0},{"$f":"AZ301*AZ143","v":0},{"$f":"AZ301*BA143","v":0},{"$f":"AZ301*BB143","v":0},{"$f":"AZ301*BC143","v":0},{"$f":"AZ301*BD143","v":0},{"$f":"AZ301*BE143","v":0},{"$f":"AZ301*BF143","v":0},{"$f":"AZ301*BG143","v":0},{"$f":"AZ301*BH143","v":0},0,null,20,{"$f":"BO301*BL143","v":0},{"$f":"BO301*BM143","v":0},{"$f":"BO301*BN143","v":0},{"$f":"BO301*BO143","v":0},{"$f":"BO301*BP143","v":0},{"$f":"BO301*BQ143","v":0},{"$f":"BO301*BR143","v":0},{"$f":"BO301*BS143","v":0},{"$f":"BO301*BT143","v":0},{"$f":"BO301*BU143","v":0},{"$f":"BO301*BV143","v":0},{"$f":"BO301*BW143","v":0},0,null,20,{"$f":"CD301*CA143","v":0},{"$f":"CD301*CB143","v":0},{"$f":"CD301*CC143","v":0},{"$f":"CD301*CD143","v":0},{"$f":"CD301*CE143","v":0},{"$f":"CD301*CF143","v":0},{"$f":"CD301*CG143","v":0},{"$f":"CD301*CH143","v":0},{"$f":"CD301*CI143","v":0},{"$f":"CD301*CJ143","v":0},{"$f":"CD301*CK143","v":0},{"$f":"CD301*CL143","v":0},0]
[21,{"$f":"E301*B144","v":0},{"$f":"E301*C144","v":0},{"$f":"E301*D144","v":0},{"$f":"E301*E144","v":0},{"$f":"E301*F144","v":0},{"$f":"E301*G144","v":0},{"$f":"E301*H144","v":0},{"$f":"E301*I144","v":0},{"$f":"E301*J144","v":0},{"$f":"E301*K144","v":0},{"$f":"E301*L144","v":0},{"$f":"E301*M144","v":0},0,null,21,{"$f":"T301*Q144","v":0},{"$f":"T301*R144","v":0},{"$f":"T301*S144","v":0},{"$f":"T301*T144","v":0},{"$f":"T301*U144","v":0},{"$f":"T301*V144","v":0},{"$f":"T301*W144","v":0},{"$f":"T301*X144","v":0},{"$f":"T301*Y144","v":0},{"$f":"T301*Z144","v":0},{"$f":"T301*AA144","v":0},{"$f":"T301*AB144","v":0},0,null,21,{"$f":"AI301*AF144","v":0},{"$f":"AI301*AG144","v":0},{"$f":"AI301*AH144","v":0},{"$f":"AI301*AI144","v":0},{"$f":"AI301*AJ144","v":0},{"$f":"AI301*AK144","v":0},{"$f":"AI301*AL144","v":0},{"$f":"AI301*AM144","v":0},{"$f":"AI301*AN144","v":0},{"$f":"AI301*AO144","v":0},{"$f":"AI301*AP144","v":0},{"$f":"AI301*AQ144","v":0},0,null,null,null,21,{"$f":"AZ301*AW144","v":0},{"$f":"AZ301*AX144","v":0},{"$f":"AZ301*AY144","v":0},{"$f":"AZ301*AZ144","v":0},{"$f":"AZ301*BA144","v":0},{"$f":"AZ301*BB144","v":0},{"$f":"AZ301*BC144","v":0},{"$f":"AZ301*BD144","v":0},{"$f":"AZ301*BE144","v":0},{"$f":"AZ301*BF144","v":0},{"$f":"AZ301*BG144","v":0},{"$f":"AZ301*BH144","v":0},0,null,21,{"$f":"BO301*BL144","v":0},{"$f":"BO301*BM144","v":0},{"$f":"BO301*BN144","v":0},{"$f":"BO301*BO144","v":0},{"$f":"BO301*BP144","v":0},{"$f":"BO301*BQ144","v":0},{"$f":"BO301*BR144","v":0},{"$f":"BO301*BS144","v":0},{"$f":"BO301*BT144","v":0},{"$f":"BO301*BU144","v":0},{"$f":"BO301*BV144","v":0},{"$f":"BO301*BW144","v":0},0,null,21,{"$f":"CD301*CA144","v":0},{"$f":"CD301*CB144","v":0},{"$f":"CD301*CC144","v":0},{"$f":"CD301*CD144","v":0},{"$f":"CD301*CE144","v":0},{"$f":"CD301*CF144","v":0},{"$f":"CD301*CG144","v":0},{"$f":"CD301*CH144","v":0},{"$f":"CD301*CI144","v":0},{"$f":"CD301*CJ144","v":0},{"$f":"CD301*CK144","v":0},{"$f":"CD301*CL144","v":0},0]
[22,{"$f":"E301*B145","v":0},{"$f":"E301*C145","v":0},{"$f":"E301*D145","v":0},{"$f":"E301*E145","v":0},{"$f":"E301*F145","v":0},{"$f":"E301*G145","v":0},{"$f":"E301*H145","v":0},{"$f":"E301*I145","v":0},{"$f":"E301*J145","v":0},{"$f":"E301*K145","v":0},{"$f":"E301*L145","v":0},{"$f":"E301*M145","v":0},0,null,22,{"$f":"T301*Q145","v":0},{"$f":"T301*R145","v":0},{"$f":"T301*S145","v":0},{"$f":"T301*T145","v":0},{"$f":"T301*U145","v":0},{"$f":"T301*V145","v":0},{"$f":"T301*W145","v":0},{"$f":"T301*X145","v":0},{"$f":"T301*Y145","v":0},{"$f":"T301*Z145","v":0},{"$f":"T301*AA145","v":0},{"$f":"T301*AB145","v":0},0,null,22,{"$f":"AI301*AF145","v":0},{"$f":"AI301*AG145","v":0},{"$f":"AI301*AH145","v":0},{"$f":"AI301*AI145","v":0},{"$f":"AI301*AJ145","v":0},{"$f":"AI301*AK145","v":0},{"$f":"AI301*AL145","v":0},{"$f":"AI301*AM145","v":0},{"$f":"AI301*AN145","v":0},{"$f":"AI301*AO145","v":0},{"$f":"AI301*AP145","v":0},{"$f":"AI301*AQ145","v":0},0,null,null,null,22,{"$f":"AZ301*AW145","v":0},{"$f":"AZ301*AX145","v":0},{"$f":"AZ301*AY145","v":0},{"$f":"AZ301*AZ145","v":0},{"$f":"AZ301*BA145","v":0},{"$f":"AZ301*BB145","v":0},{"$f":"AZ301*BC145","v":0},{"$f":"AZ301*BD145","v":0},{"$f":"AZ301*BE145","v":0},{"$f":"AZ301*BF145","v":0},{"$f":"AZ301*BG145","v":0},{"$f":"AZ301*BH145","v":0},0,null,22,{"$f":"BO301*BL145","v":0},{"$f":"BO301*BM145","v":0},{"$f":"BO301*BN145","v":0},{"$f":"BO301*BO145","v":0},{"$f":"BO301*BP145","v":0},{"$f":"BO301*BQ145","v":0},{"$f":"BO301*BR145","v":0},{"$f":"BO301*BS145","v":0},{"$f":"BO301*BT145","v":0},{"$f":"BO301*BU145","v":0},{"$f":"BO301*BV145","v":0},{"$f":"BO301*BW145","v":0},0,null,22,{"$f":"CD301*CA145","v":0},{"$f":"CD301*CB145","v":0},{"$f":"CD301*CC145","v":0},{"$f":"CD301*CD145","v":0},{"$f":"CD301*CE145","v":0},{"$f":"CD301*CF145","v":0},{"$f":"CD301*CG145","v":0},{"$f":"CD301*CH145","v":0},{"$f":"CD301*CI145","v":0},{"$f":"CD301*CJ145","v":0},{"$f":"CD301*CK145","v":0},{"$f":"CD301*CL145","v":0},0]
[23,{"$f":"E301*B146","v":0},{"$f":"E301*C146","v":0},{"$f":"E301*D146","v":0},{"$f":"E301*E146","v":0},{"$f":"E301*F146","v":0},{"$f":"E301*G146","v":0},{"$f":"E301*H146","v":0},{"$f":"E301*I146","v":0},{"$f":"E301*J146","v":0},{"$f":"E301*K146","v":0},{"$f":"E301*L146","v":0},{"$f":"E301*M146","v":0},0,null,23,{"$f":"T301*Q146","v":0},{"$f":"T301*R146","v":0},{"$f":"T301*S146","v":0},{"$f":"T301*T146","v":0},{"$f":"T301*U146","v":0},{"$f":"T301*V146","v":0},{"$f":"T301*W146","v":0},{"$f":"T301*X146","v":0},{"$f":"T301*Y146","v":0},{"$f":"T301*Z146","v":0},{"$f":"T301*AA146","v":0},{"$f":"T301*AB146","v":0},0,null,23,{"$f":"AI301*AF146","v":0},{"$f":"AI301*AG146","v":0},{"$f":"AI301*AH146","v":0},{"$f":"AI301*AI146","v":0},{"$f":"AI301*AJ146","v":0},{"$f":"AI301*AK146","v":0},{"$f":"AI301*AL146","v":0},{"$f":"AI301*AM146","v":0},{"$f":"AI301*AN146","v":0},{"$f":"AI301*AO146","v":0},{"$f":"AI301*AP146","v":0},{"$f":"AI301*AQ146","v":0},0,null,null,null,23,{"$f":"AZ301*AW146","v":0},{"$f":"AZ301*AX146","v":0},{"$f":"AZ301*AY146","v":0},{"$f":"AZ301*AZ146","v":0},{"$f":"AZ301*BA146","v":0},{"$f":"AZ301*BB146","v":0},{"$f":"AZ301*BC146","v":0},{"$f":"AZ301*BD146","v":0},{"$f":"AZ301*BE146","v":0},{"$f":"AZ301*BF146","v":0},{"$f":"AZ301*BG146","v":0},{"$f":"AZ301*BH146","v":0},0,null,23,{"$f":"BO301*BL146","v":0},{"$f":"BO301*BM146","v":0},{"$f":"BO301*BN146","v":0},{"$f":"BO301*BO146","v":0},{"$f":"BO301*BP146","v":0},{"$f":"BO301*BQ146","v":0},{"$f":"BO301*BR146","v":0},{"$f":"BO301*BS146","v":0},{"$f":"BO301*BT146","v":0},{"$f":"BO301*BU146","v":0},{"$f":"BO301*BV146","v":0},{"$f":"BO301*BW146","v":0},0,null,23,{"$f":"CD301*CA146","v":0},{"$f":"CD301*CB146","v":0},{"$f":"CD301*CC146","v":0},{"$f":"CD301*CD146","v":0},{"$f":"CD301*CE146","v":0},{"$f":"CD301*CF146","v":0},{"$f":"CD301*CG146","v":0},{"$f":"CD301*CH146","v":0},{"$f":"CD301*CI146","v":0},{"$f":"CD301*CJ146","v":0},{"$f":"CD301*CK146","v":0},{"$f":"CD301*CL146","v":0},0]
["kWh/日",{"$f":"SUM(B303:B326)","v":0},{"$f":"SUM(C303:C326)","v":0},0,0,0,0,0,0,0,0,0,0,{"$f":"SUM(B327:M327)","v":0},null,"kWh/日",{"$f":"SUM(Q303:Q326)","v":0},{"$f":"SUM(R303:R326)","v":0},0,0,0,0,0,0,0,0,0,0,{"$f":"SUM(Q327:AB327)","v":0},null,"kWh/日",{"$f":"SUM(AF303:AF326)","v":0},{"$f":"SUM(AG303:AG326)","v":0},0,0,0,0,0,0,0,0,0,0,{"$f":"SUM(AF327:AQ327)","v":0},null,null,null,"kWh/日",{"$f":"SUM(AW303:AW326)","v":0},{"$f":"SUM(AX303:AX326)","v":0},0,0,0,0,0,0,0,0,0,0,{"$f":"SUM(AW327:BH327)","v":0},null,"kWh/日",{"$f":"SUM(BL303:BL326)","v":0},{"$f":"SUM(BM303:BM326)","v":0},0,0,0,0,0,0,0,0,0,0,{"$f":"SUM(BL327:BW327)","v":0},null,"kWh/日",{"$f":"SUM(CA303:CA326)","v":0},{"$f":"SUM(CB303:CB326)","v":0},0,0,0,0,0,0,0,0,0,0,{"$f":"SUM(CA327:CL327)","v":0}]
["日",{"$f":"B$28","v":20},{"$f":"C$28","v":20},22,20,20,22,20,23,20,21,20,21,{"$f":"SUM(B328:M328)","v":249},null,"日",{"$f":"Q$28","v":4},{"$f":"R$28","v":3},4,4,4,4,5,4,4,4,4,4,{"$f":"SUM(Q328:AB328)","v":48},null,"日",{"$f":"AF$28","v":7},{"$f":"AG$28","v":5},5,6,7,4,6,4,6,6,6,6,{"$f":"SUM(AF328:AQ328)","v":68},null,null,null,"日",{"$f":"AW$28","v":20},{"$f":"AX$28","v":20},22,20,20,22,20,23,20,21,20,21,{"$f":"SUM(AW328:BH328)","v":249},null,"日",{"$f":"BL$28","v":4},{"$f":"BM$28","v":3},4,4,4,4,5,4,4,4,4,4,{"$f":"SUM(BL328:BW328)","v":48},null,"日",{"$f":"CA$28","v":7},{"$f":"CB$28","v":5},5,6,7,4,6,4,6,6,6,6,{"$f":"SUM(CA328:CL328)","v":68}]
["MWh/月",{"$f":"B327*B328/1000","v":0},{"$f":"C327*C328/1000","v":0},0,0,0,0,0,0,0,0,0,0,{"$f":"SUM(B329:M329)","v":0},null,"MWh/月",{"$f":"Q327*Q328/1000","v":0},{"$f":"R327*R328/1000","v":0},0,0,0,0,0,0,0,0,0,0,{"$f":"SUM(Q329:AB329)","v":0},null,"MWh/月",{"$f":"AF327*AF328/1000","v":0},{"$f":"AG327*AG328/1000","v":0},0,0,0,0,0,0,0,0,0,0,{"$f":"SUM(AF329:AQ329)","v":0},null,null,null,"MWh/月",{"$f":"AW327*AW328/1000","v":0},{"$f":"AX327*AX328/1000","v":0},0,0,0,0,0,0,0,0,0,0,{"$f":"SUM(AW329:BH329)","v":0},null,"MWh/月",{"$f":"BL327*BL328/1000","v":0},{"$f":"BM327*BM328/1000","v":0},0,0,0,0,0,0,0,0,0,0,{"$f":"SUM(BL329:BW329)","v":0},null,"MWh/月",{"$f":"CA327*CA328/1000","v":0},{"$f":"CB327*CB328/1000","v":0},0,0,0,0,0,0,0,0,0,0,{"$f":"SUM(CA329:CL329)","v":0}]
[]
["暖房機器補機電力量",null,null,"補機",{"$f":"詳細版!AF6","v":0},"kW/台",null,null,null,null,null,null,"新設建物（電力・熱融通エリア）","（平日）",null,"暖房機器補機電力量",null,null,"補機",{"$f":"E331","v":0},"kW",null,null,null,null,null,null,"新設建物（電力・熱融通エリア）","（土曜）",null,"暖房機器補機電力量",null,null,"補機",{"$f":"T331","v":0},"kW",null,null,null,null,null,null,"新設建物（電力・熱融通エリア）","（休日）",null,null,null,"暖房機器補機電力量",null,null,"補機",{"$f":"詳細版!AF10","v":0},"kW",null,null,null,null,null,null,"既設建物（熱融通エリア）","（平日）",null,"暖房機器補機電力量",null,null,"補機",{"$f":"AZ331","v":0},"kW",null,null,null,null,null,null,"既設建物（熱融通エリア）","（土曜）",null,"暖房機器補機電力量",null,null,"補機",{"$f":"BO331","v":0},"kW",null,null,null,null,null,null,"既設建物（熱融通エリア）","（休日）"]
["kWh","1月","2月","3月","4月","5月","6月","7月","8月","9月","10月","11月","12月","計",null,"kWh","1月","2月","3月","4月","5月","6月","7月","8月","9月","10月","11月","12月","計",null,"kWh","1月","2月","3月","4月","5月","6月","7月","8月","9月","10月","11月","12月","計",null,null,null,"kWh","1月","2月","3月","4月","5月","6月","7月","8月","9月","10月","11月","12月","計",null,"kWh","1月","2月","3月","4月","5月","6月","7月","8月","9月","10月","11月","12月","計",null,"kWh","1月","2月","3月","4月","5月","6月","7月","8月","9月","10月","11月","12月","計"]
[0,{"$f":"E331*B183","v":0},{"$f":"E331*C183","v":0},{"$f":"E331*D183","v":0},{"$f":"E331*E183","v":0},{"$f":"E331*F183","v":0},{"$f":"E331*G183","v":0},{"$f":"E331*H183","v":0},{"$f":"E331*I183","v":0},{"$f":"E331*J183","v":0},{"$f":"E331*K183","v":0},{"$f":"E331*L183","v":0},{"$f":"E331*M183","v":0},{"$f":"SUM(B333:M333)","v":0},null,0,{"$f":"T331*Q183","v":0},{"$f":"T331*R183","v":0},{"$f":"T331*S183","v":0},{"$f":"T331*T183","v":0},{"$f":"T331*U183","v":0},{"$f":"T331*V183","v":0},{"$f":"T331*W183","v":0},{"$f":"T331*X183","v":0},{"$f":"T331*Y183","v":0},{"$f":"T331*Z183","v":0},{"$f":"T331*AA183","v":0},{"$f":"T331*AB183","v":0},{"$f":"SUM(Q333:AB333)","v":0},null,0,{"$f":"AI331*AF183","v":0},{"$f":"AI331*AG183","v":0},{"$f":"AI331*AH183","v":0},{"$f":"AI331*AI183","v":0},{"$f":"AI331*AJ183","v":0},{"$f":"AI331*AK183","v":0},{"$f":"AI331*AL183","v":0},{"$f":"AI331*AM183","v":0},{"$f":"AI331*AN183","v":0},{"$f":"AI331*AO183","v":0},{"$f":"AI331*AP183","v":0},{"$f":"AI331*AQ183","v":0},{"$f":"SUM(AF333:AQ333)","v":0},null,null,null,0,{"$f":"AZ331*AW183","v":0},{"$f":"AZ331*AX183","v":0},{"$f":"AZ331*AY183","v":0},{"$f":"AZ331*AZ183","v":0},{"$f":"AZ331*BA183","v":0},{"$f":"AZ331*BB183","v":0},{"$f":"AZ331*BC183","v":0},{"$f":"AZ331*BD183","v":0},{"$f":"AZ331*BE183","v":0},{"$f":"AZ331*BF183","v":0},{"$f":"AZ331*BG183","v":0},{"$f":"AZ331*BH183","v":0},{"$f":"SUM(AW333:BH333)","v":0},null,0,{"$f":"BO331*BL183","v":0},{"$f":"BO331*BM183","v":0},{"$f":"BO331*BN183","v":0},{"$f":"BO331*BO183","v":0},{"$f":"BO331*BP183","v":0},{"$f":"BO331*BQ183","v":0},{"$f":"BO331*BR183","v":0},{"$f":"BO331*BS183","v":0},{"$f":"BO331*BT183","v":0},{"$f":"BO331*BU183","v":0},{"$f":"BO331*BV183","v":0},{"$f":"BO331*BW183","v":0},{"$f":"SUM(BL333:BW333)","v":0},null,0,{"$f":"CD331*CA183","v":0},{"$f":"CD331*CB183","v":0},{"$f":"CD331*CC183","v":0},{"$f":"CD331*CD183","v":0},{"$f":"CD331*CE183","v":0},{"$f":"CD331*CF183","v":0},{"$f":"CD331*CG183","v":0},{"$f":"CD331*CH183","v":0},{"$f":"CD331*CI183","v":0},{"$f":"CD331*CJ183","v":0},{"$f":"CD331*CK183","v":0},{"$f":"CD331*CL183","v":0},{"$f":"SUM(CA333:CL333)","v":0}]
[1,{"$f":"E331*B184","v":0},{"$f":"E331*C184","v":0},{"$f":"E331*D184","v":0},{"$f":"E331*E184","v":0},{"$f":"E331*F184","v":0},{"$f":"E331*G184","v":0},{"$f":"E331*H184","v":0},{"$f":"E331*I184","v":0},{"$f":"E331*J184","v":0},{"$f":"E331*K184","v":0},{"$f":"E331*L184","v":0},{"$f":"E331*M184","v":0},{"$f":"SUM(B334:M334)","v":0},null,1,{"$f":"T331*Q184","v":0},{"$f":"T331*R184","v":0},{"$f":"T331*S184","v":0},{"$f":"T331*T184","v":0},{"$f":"T331*U184","v":0},{"$f":"T331*V184","v":0},{"$f":"T331*W184","v":0},{"$f":"T331*X184","v":0},{"$f":"T331*Y184","v":0},{"$f":"T331*Z184","v":0},{"$f":"T331*AA184","v":0},{"$f":"T331*AB184","v":0},{"$f":"SUM(Q334:AB334)","v":0},null,1,{"$f":"AI331*AF184","v":0},{"$f":"AI331*AG184","v":0},{"$f":"AI331*AH184","v":0},{"$f":"AI331*AI184","v":0},{"$f":"AI331*AJ184","v":0},{"$f":"AI331*AK184","v":0},{"$f":"AI331*AL184","v":0},{"$f":"AI331*AM184","v":0},{"$f":"AI331*AN184","v":0},{"$f":"AI331*AO184","v":0},{"$f":"AI331*AP184","v":0},{"$f":"AI331*AQ184","v":0},{"$f":"SUM(AF334:AQ334)","v":0},null,null,null,1,{"$f":"AZ331*AW184","v":0},{"$f":"AZ331*AX184","v":0},{"$f":"AZ331*AY184","v":0},{"$f":"AZ331*AZ184","v":0},{"$f":"AZ331*BA184","v":0},{"$f":"AZ331*BB184","v":0},{"$f":"AZ331*BC184","v":0},{"$f":"AZ331*BD184","v":0},{"$f":"AZ331*BE184","v":0},{"$f":"AZ331*BF184","v":0},{"$f":"AZ331*BG184","v":0},{"$f":"AZ331*BH184","v":0},{"$f":"SUM(AW334:BH334)","v":0},null,1,{"$f":"BO331*BL184","v":0},{"$f":"BO331*BM184","v":0},{"$f":"BO331*BN184","v":0},{"$f":"BO331*BO184","v":0},{"$f":"BO331*BP184","v":0},{"$f":"BO331*BQ184","v":0},{"$f":"BO331*BR184","v":0},{"$f":"BO331*BS184","v":0},{"$f":"BO331*BT184","v":0},{"$f":"BO331*BU184","v":0},{"$f":"BO331*BV184","v":0},{"$f":"BO331*BW184","v":0},{"$f":"SUM(BL334:BW334)","v":0},null,1,{"$f":"CD331*CA184","v":0},{"$f":"CD331*CB184","v":0},{"$f":"CD331*CC184","v":0},{"$f":"CD331*CD184","v":0},{"$f":"CD331*CE184","v":0},{"$f":"CD331*CF184","v":0},{"$f":"CD331*CG184","v":0},{"$f":"CD331*CH184","v":0},{"$f":"CD331*CI184","v":0},{"$f":"CD331*CJ184","v":0},{"$f":"CD331*CK184","v":0},{"$f":"CD331*CL184","v":0},{"$f":"SUM(CA334:CL334)","v":0}]
[2,{"$f":"E331*B185","v":0},{"$f":"E331*C185","v":0},{"$f":"E331*D185","v":0},{"$f":"E331*E185","v":0},{"$f":"E331*F185","v":0},{"$f":"E331*G185","v":0},{"$f":"E331*H185","v":0},{"$f":"E331*I185","v":0},{"$f":"E331*J185","v":0},{"$f":"E331*K185","v":0},{"$f":"E331*L185","v":0},{"$f":"E331*M185","v":0},0,null,2,{"$f":"T331*Q185","v":0},{"$f":"T331*R185","v":0},{"$f":"T331*S185","v":0},{"$f":"T331*T185","v":0},{"$f":"T331*U185","v":0},{"$f":"T331*V185","v":0},{"$f":"T331*W185","v":0},{"$f":"T331*X185","v":0},{"$f":"T331*Y185","v":0},{"$f":"T331*Z185","v":0},{"$f":"T331*AA185","v":0},{"$f":"T331*AB185","v":0},0,null,2,{"$f":"AI331*AF185","v":0},{"$f":"AI331*AG185","v":0},{"$f":"AI331*AH185","v":0},{"$f":"AI331*AI185","v":0},{"$f":"AI331*AJ185","v":0},{"$f":"AI331*AK185","v":0},{"$f":"AI331*AL185","v":0},{"$f":"AI331*AM185","v":0},{"$f":"AI331*AN185","v":0},{"$f":"AI331*AO185","v":0},{"$f":"AI331*AP185","v":0},{"$f":"AI331*AQ185","v":0},0,null,null,null,2,{"$f":"AZ331*AW185","v":0},{"$f":"AZ331*AX185","v":0},{"$f":"AZ331*AY185","v":0},{"$f":"AZ331*AZ185","v":0},{"$f":"AZ331*BA185","v":0},{"$f":"AZ331*BB185","v":0},{"$f":"AZ331*BC185","v":0},{"$f":"AZ331*BD185","v":0},{"$f":"AZ331*BE185","v":0},{"$f":"AZ331*BF185","v":0},{"$f":"AZ331*BG185","v":0},{"$f":"AZ331*BH185","v":0},0,null,2,{"$f":"BO331*BL185","v":0},{"$f":"BO331*BM185","v":0},{"$f":"BO331*BN185","v":0},{"$f":"BO331*BO185","v":0},{"$f":"BO331*BP185","v":0},{"$f":"BO331*BQ185","v":0},{"$f":"BO331*BR185","v":0},{"$f":"BO331*BS185","v":0},{"$f":"BO331*BT185","v":0},{"$f":"BO331*BU185","v":0},{"$f":"BO331*BV185","v":0},{"$f":"BO331*BW185","v":0},0,null,2,{"$f":"CD331*CA185","v":0},{"$f":"CD331*CB185","v":0},{"$f":"CD331*CC185","v":0},{"$f":"CD331*CD185","v":0},{"$f":"CD331*CE185","v":0},{"$f":"CD331*CF185","v":0},{"$f":"CD331*CG185","v":0},{"$f":"CD331*CH185","v":0},{"$f":"CD331*CI185","v":0},{"$f":"CD331*CJ185","v":0},{"$f":"CD331*CK185","v":0},{"$f":"CD331*CL185","v":0},0]
[3,{"$f":"E331*B186","v":0},{"$f":"E331*C186","v":0},{"$f":"E331*D186","v":0},{"$f":"E331*E186","v":0},{"$f":"E331*F186","v":0},{"$f":"E331*G186","v":0},{"$f":"E331*H186","v":0},{"$f":"E331*I186","v":0},{"$f":"E331*J186","v":0},{"$f":"E331*K186","v":0},{"$f":"E331*L186","v":0},{"$f":"E331*M186","v":0},0,null,3,{"$f":"T331*Q186","v":0},{"$f":"T331*R186","v":0},{"$f":"T331*S186","v":0},{"$f":"T331*T186","v":0},{"$f":"T331*U186","v":0},{"$f":"T331*V186","v":0},{"$f":"T331*W186","v":0},{"$f":"T331*X186","v":0},{"$f":"T331*Y186","v":0},{"$f":"T331*Z186","v":0},{"$f":"T331*AA186","v":0},{"$f":"T331*AB186","v":0},0,null,3,{"$f":"AI331*AF186","v":0},{"$f":"AI331*AG186","v":0},{"$f":"AI331*AH186","v":0},{"$f":"AI331*AI186","v":0},{"$f":"AI331*AJ186","v":0},{"$f":"AI331*AK186","v":0},{"$f":"AI331*AL186","v":0},{"$f":"AI331*AM186","v":0},{"$f":"AI331*AN186","v":0},{"$f":"AI331*AO186","v":0},{"$f":"AI331*AP186","v":0},{"$f":"AI331*AQ186","v":0},0,null,null,null,3,{"$f":"AZ331*AW186","v":0},{"$f":"AZ331*AX186","v":0},{"$f":"AZ331*AY186","v":0},{"$f":"AZ331*AZ186","v":0},{"$f":"AZ331*BA186","v":0},{"$f":"AZ331*BB186","v":0},{"$f":"AZ331*BC186","v":0},{"$f":"AZ331*BD186","v":0},{"$f":"AZ331*BE186","v":0},{"$f":"AZ331*BF186","v":0},{"$f":"AZ331*BG186","v":0},{"$f":"AZ331*BH186","v":0},0,null,3,{"$f":"BO331*BL186","v":0},{"$f":"BO331*BM186","v":0},{"$f":"BO331*BN186","v":0},{"$f":"BO331*BO186","v":0},{"$f":"BO331*BP186","v":0},{"$f":"BO331*BQ186","v":0},{"$f":"BO331*BR186","v":0},{"$f":"BO331*BS186","v":0},{"$f":"BO331*BT186","v":0},{"$f":"BO331*BU186","v":0},{"$f":"BO331*BV186","v":0},{"$f":"BO331*BW186","v":0},0,null,3,{"$f":"CD331*CA186","v":0},{"$f":"CD331*CB186","v":0},{"$f":"CD331*CC186","v":0},{"$f":"CD331*CD186","v":0},{"$f":"CD331*CE186","v":0},{"$f":"CD331*CF186","v":0},{"$f":"CD331*CG186","v":0},{"$f":"CD331*CH186","v":0},{"$f":"CD331*CI186","v":0},{"$f":"CD331*CJ186","v":0},{"$f":"CD331*CK186","v":0},{"$f":"CD331*CL186","v":0},0]
[4,{"$f":"E331*B187","v":0},{"$f":"E331*C187","v":0},{"$f":"E331*D187","v":0},{"$f":"E331*E187","v":0},{"$f":"E331*F187","v":0},{"$f":"E331*G187","v":0},{"$f":"E331*H187","v":0},{"$f":"E331*I187","v":0},{"$f":"E331*J187","v":0},{"$f":"E331*K187","v":0},{"$f":"E331*L187","v":0},{"$f":"E331*M187","v":0},0,null,4,{"$f":"T331*Q187","v":0},{"$f":"T331*R187","v":0},{"$f":"T331*S187","v":0},{"$f":"T331*T187","v":0},{"$f":"T331*U187","v":0},{"$f":"T331*V187","v":0},{"$f":"T331*W187","v":0},{"$f":"T331*X187","v":0},{"$f":"T331*Y187","v":0},{"$f":"T331*Z187","v":0},{"$f":"T331*AA187","v":0},{"$f":"T331*AB187","v":0},0,null,4,{"$f":"AI331*AF187","v":0},{"$f":"AI331*AG187","v":0},{"$f":"AI331*AH187","v":0},{"$f":"AI331*AI187","v":0},{"$f":"AI331*AJ187","v":0},{"$f":"AI331*AK187","v":0},{"$f":"AI331*AL187","v":0},{"$f":"AI331*AM187","v":0},{"$f":"AI331*AN187","v":0},{"$f":"AI331*AO187","v":0},{"$f":"AI331*AP187","v":0},{"$f":"AI331*AQ187","v":0},0,null,null,null,4,{"$f":"AZ331*AW187","v":0},{"$f":"AZ331*AX187","v":0},{"$f":"AZ331*AY187","v":0},{"$f":"AZ331*AZ187","v":0},{"$f":"AZ331*BA187","v":0},{"$f":"AZ331*BB187","v":0},{"$f":"AZ331*BC187","v":0},{"$f":"AZ331*BD187","v":0},{"$f":"AZ331*BE187","v":0},{"$f":"AZ331*BF187","v":0},{"$f":"AZ331*BG187","v":0},{"$f":"AZ331*BH187","v":0},0,null,4,{"$f":"BO331*BL187","v":0},{"$f":"BO331*BM187","v":0},{"$f":"BO331*BN187","v":0},{"$f":"BO331*BO187","v":0},{"$f":"BO331*BP187","v":0},{"$f":"BO331*BQ187","v":0},{"$f":"BO331*BR187","v":0},{"$f":"BO331*BS187","v":0},{"$f":"BO331*BT187","v":0},{"$f":"BO331*BU187","v":0},{"$f":"BO331*BV187","v":0},{"$f":"BO331*BW187","v":0},0,null,4,{"$f":"CD331*CA187","v":0},{"$f":"CD331*CB187","v":0},{"$f":"CD331*CC187","v":0},{"$f":"CD331*CD187","v":0},{"$f":"CD331*CE187","v":0},{"$f":"CD331*CF187","v":0},{"$f":"CD331*CG187","v":0},{"$f":"CD331*CH187","v":0},{"$f":"CD331*CI187","v":0},{"$f":"CD331*CJ187","v":0},{"$f":"CD331*CK187","v":0},{"$f":"CD331*CL187","v":0},0]
[5,{"$f":"E331*B188","v":0},{"$f":"E331*C188","v":0},{"$f":"E331*D188","v":0},{"$f":"E331*E188","v":0},{"$f":"E331*F188","v":0},{"$f":"E331*G188","v":0},{"$f":"E331*H188","v":0},{"$f":"E331*I188","v":0},{"$f":"E331*J188","v":0},{"$f":"E331*K188","v":0},{"$f":"E331*L188","v":0},{"$f":"E331*M188","v":0},0,null,5,{"$f":"T331*Q188","v":0},{"$f":"T331*R188","v":0},{"$f":"T331*S188","v":0},{"$f":"T331*T188","v":0},{"$f":"T331*U188","v":0},{"$f":"T331*V188","v":0},{"$f":"T331*W188","v":0},{"$f":"T331*X188","v":0},{"$f":"T331*Y188","v":0},{"$f":"T331*Z188","v":0},{"$f":"T331*AA188","v":0},{"$f":"T331*AB188","v":0},0,null,5,{"$f":"AI331*AF188","v":0},{"$f":"AI331*AG188","v":0},{"$f":"AI331*AH188","v":0},{"$f":"AI331*AI188","v":0},{"$f":"AI331*AJ188","v":0},{"$f":"AI331*AK188","v":0},{"$f":"AI331*AL188","v":0},{"$f":"AI331*AM188","v":0},{"$f":"AI331*AN188","v":0},{"$f":"AI331*AO188","v":0},{"$f":"AI331*AP188","v":0},{"$f":"AI331*AQ188","v":0},0,null,null,null,5,{"$f":"AZ331*AW188","v":0},{"$f":"AZ331*AX188","v":0},{"$f":"AZ331*AY188","v":0},{"$f":"AZ331*AZ188","v":0},{"$f":"AZ331*BA188","v":0},{"$f":"AZ331*BB188","v":0},{"$f":"AZ331*BC188","v":0},{"$f":"AZ331*BD188","v":0},{"$f":"AZ331*BE188","v":0},{"$f":"AZ331*BF188","v":0},{"$f":"AZ331*BG188","v":0},{"$f":"AZ331*BH188","v":0},0,null,5,{"$f":"BO331*BL188","v":0},{"$f":"BO331*BM188","v":0},{"$f":"BO331*BN188","v":0},{"$f":"BO331*BO188","v":0},{"$f":"BO331*BP188","v":0},{"$f":"BO331*BQ188","v":0},{"$f":"BO331*BR188","v":0},{"$f":"BO331*BS188","v":0},{"$f":"BO331*BT188","v":0},{"$f":"BO331*BU188","v":0},{"$f":"BO331*BV188","v":0},{"$f":"BO331*BW188","v":0},0,null,5,{"$f":"CD331*CA188","v":0},{"$f":"CD331*CB188","v":0},{"$f":"CD331*CC188","v":0},{"$f":"CD331*CD188","v":0},{"$f":"CD331*CE188","v":0},{"$f":"CD331*CF188","v":0},{"$f":"CD331*CG188","v":0},{"$f":"CD331*CH188","v":0},{"$f":"CD331*CI188","v":0},{"$f":"CD331*CJ188","v":0},{"$f":"CD331*CK188","v":0},{"$f":"CD331*CL188","v":0},0]
[6,{"$f":"E331*B189","v":0},{"$f":"E331*C189","v":0},{"$f":"E331*D189","v":0},{"$f":"E331*E189","v":0},{"$f":"E331*F189","v":0},{"$f":"E331*G189","v":0},{"$f":"E331*H189","v":0},{"$f":"E331*I189","v":0},{"$f":"E331*J189","v":0},{"$f":"E331*K189","v":0},{"$f":"E331*L189","v":0},{"$f":"E331*M189","v":0},0,null,6,{"$f":"T331*Q189","v":0},{"$f":"T331*R189","v":0},{"$f":"T331*S189","v":0},{"$f":"T331*T189","v":0},{"$f":"T331*U189","v":0},{"$f":"T331*V189","v":0},{"$f":"T331*W189","v":0},{"$f":"T331*X189","v":0},{"$f":"T331*Y189","v":0},{"$f":"T331*Z189","v":0},{"$f":"T331*AA189","v":0},{"$f":"T331*AB189","v":0},0,null,6,{"$f":"AI331*AF189","v":0},{"$f":"AI331*AG189","v":0},{"$f":"AI331*AH189","v":0},{"$f":"AI331*AI189","v":0},{"$f":"AI331*AJ189","v":0},{"$f":"AI331*AK189","v":0},{"$f":"AI331*AL189","v":0},{"$f":"AI331*AM189","v":0},{"$f":"AI331*AN189","v":0},{"$f":"AI331*AO189","v":0},{"$f":"AI331*AP189","v":0},{"$f":"AI331*AQ189","v":0},0,null,null,null,6,{"$f":"AZ331*AW189","v":0},{"$f":"AZ331*AX189","v":0},{"$f":"AZ331*AY189","v":0},{"$f":"AZ331*AZ189","v":0},{"$f":"AZ331*BA189","v":0},{"$f":"AZ331*BB189","v":0},{"$f":"AZ331*BC189","v":0},{"$f":"AZ331*BD189","v":0},{"$f":"AZ331*BE189","v":0},{"$f":"AZ331*BF189","v":0},{"$f":"AZ331*BG189","v":0},{"$f":"AZ331*BH189","v":0},0,null,6,{"$f":"BO331*BL189","v":0},{"$f":"BO331*BM189","v":0},{"$f":"BO331*BN189","v":0},{"$f":"BO331*BO189","v":0},{"$f":"BO331*BP189","v":0},{"$f":"BO331*BQ189","v":0},{"$f":"BO331*BR189","v":0},{"$f":"BO331*BS189","v":0},{"$f":"BO331*BT189","v":0},{"$f":"BO331*BU189","v":0},{"$f":"BO331*BV189","v":0},{"$f":"BO331*BW189","v":0},0,null,6,{"$f":"CD331*CA189","v":0},{"$f":"CD331*CB189","v":0},{"$f":"CD331*CC189","v":0},{"$f":"CD331*CD189","v":0},{"$f":"CD331*CE189","v":0},{"$f":"CD331*CF189","v":0},{"$f":"CD331*CG189","v":0},{"$f":"CD331*CH189","v":0},{"$f":"CD331*CI189","v":0},{"$f":"CD331*CJ189","v":0},{"$f":"CD331*CK189","v":0},{"$f":"CD331*CL189","v":0},0]
[7,{"$f":"E331*B190","v":0},{"$f":"E331*C190","v":0},{"$f":"E331*D190","v":0},{"$f":"E331*E190","v":0},{"$f":"E331*F190","v":0},{"$f":"E331*G190","v":0},{"$f":"E331*H190","v":0},{"$f":"E331*I190","v":0},{"$f":"E331*J190","v":0},{"$f":"E331*K190","v":0},{"$f":"E331*L190","v":0},{"$f":"E331*M190","v":0},0,null,7,{"$f":"T331*Q190","v":0},{"$f":"T331*R190","v":0},{"$f":"T331*S190","v":0},{"$f":"T331*T190","v":0},{"$f":"T331*U190","v":0},{"$f":"T331*V190","v":0},{"$f":"T331*W190","v":0},{"$f":"T331*X190","v":0},{"$f":"T331*Y190","v":0},{"$f":"T331*Z190","v":0},{"$f":"T331*AA190","v":0},{"$f":"T331*AB190","v":0},0,null,7,{"$f":"AI331*AF190","v":0},{"$f":"AI331*AG190","v":0},{"$f":"AI331*AH190","v":0},{"$f":"AI331*AI190","v":0},{"$f":"AI331*AJ190","v":0},{"$f":"AI331*AK190","v":0},{"$f":"AI331*AL190","v":0},{"$f":"AI331*AM190","v":0},{"$f":"AI331*AN190","v":0},{"$f":"AI331*AO190","v":0},{"$f":"AI331*AP190","v":0},{"$f":"AI331*AQ190","v":0},0,null,null,null,7,{"$f":"AZ331*AW190","v":0},{"$f":"AZ331*AX190","v":0},{"$f":"AZ331*AY190","v":0},{"$f":"AZ331*AZ190","v":0},{"$f":"AZ331*BA190","v":0},{"$f":"AZ331*BB190","v":0},{"$f":"AZ331*BC190","v":0},{"$f":"AZ331*BD190","v":0},{"$f":"AZ331*BE190","v":0},{"$f":"AZ331*BF190","v":0},{"$f":"AZ331*BG190","v":0},{"$f":"AZ331*BH190","v":0},0,null,7,{"$f":"BO331*BL190","v":0},{"$f":"BO331*BM190","v":0},{"$f":"BO331*BN190","v":0},{"$f":"BO331*BO190","v":0},{"$f":"BO331*BP190","v":0},{"$f":"BO331*BQ190","v":0},{"$f":"BO331*BR190","v":0},{"$f":"BO331*BS190","v":0},{"$f":"BO331*BT190","v":0},{"$f":"BO331*BU190","v":0},{"$f":"BO331*BV190","v":0},{"$f":"BO331*BW190","v":0},0,null,7,{"$f":"CD331*CA190","v":0},{"$f":"CD331*CB190","v":0},{"$f":"CD331*CC190","v":0},{"$f":"CD331*CD190","v":0},{"$f":"CD331*CE190","v":0},{"$f":"CD331*CF190","v":0},{"$f":"CD331*CG190","v":0},{"$f":"CD331*CH190","v":0},{"$f":"CD331*CI190","v":0},{"$f":"CD331*CJ190","v":0},{"$f":"CD331*CK190","v":0},{"$f":"CD331*CL190","v":0},0]
[8,{"$f":"E331*B191","v":0},{"$f":"E331*C191","v":0},{"$f":"E331*D191","v":0},{"$f":"E331*E191","v":0},{"$f":"E331*F191","v":0},{"$f":"E331*G191","v":0},{"$f":"E331*H191","v":0},{"$f":"E331*I191","v":0},{"$f":"E331*J191","v":0},{"$f":"E331*K191","v":0},{"$f":"E331*L191","v":0},{"$f":"E331*M191","v":0},0,null,8,{"$f":"T331*Q191","v":0},{"$f":"T331*R191","v":0},{"$f":"T331*S191","v":0},{"$f":"T331*T191","v":0},{"$f":"T331*U191","v":0},{"$f":"T331*V191","v":0},{"$f":"T331*W191","v":0},{"$f":"T331*X191","v":0},{"$f":"T331*Y191","v":0},{"$f":"T331*Z191","v":0},{"$f":"T331*AA191","v":0},{"$f":"T331*AB191","v":0},0,null,8,{"$f":"AI331*AF191","v":0},{"$f":"AI331*AG191","v":0},{"$f":"AI331*AH191","v":0},{"$f":"AI331*AI191","v":0},{"$f":"AI331*AJ191","v":0},{"$f":"AI331*AK191","v":0},{"$f":"AI331*AL191","v":0},{"$f":"AI331*AM191","v":0},{"$f":"AI331*AN191","v":0},{"$f":"AI331*AO191","v":0},{"$f":"AI331*AP191","v":0},{"$f":"AI331*AQ191","v":0},0,null,null,null,8,{"$f":"AZ331*AW191","v":0},{"$f":"AZ331*AX191","v":0},{"$f":"AZ331*AY191","v":0},{"$f":"AZ331*AZ191","v":0},{"$f":"AZ331*BA191","v":0},{"$f":"AZ331*BB191","v":0},{"$f":"AZ331*BC191","v":0},{"$f":"AZ331*BD191","v":0},{"$f":"AZ331*BE191","v":0},{"$f":"AZ331*BF191","v":0},{"$f":"AZ331*BG191","v":0},{"$f":"AZ331*BH191","v":0},0,null,8,{"$f":"BO331*BL191","v":0},{"$f":"BO331*BM191","v":0},{"$f":"BO331*BN191","v":0},{"$f":"BO331*BO191","v":0},{"$f":"BO331*BP191","v":0},{"$f":"BO331*BQ191","v":0},{"$f":"BO331*BR191","v":0},{"$f":"BO331*BS191","v":0},{"$f":"BO331*BT191","v":0},{"$f":"BO331*BU191","v":0},{"$f":"BO331*BV191","v":0},{"$f":"BO331*BW191","v":0},0,null,8,{"$f":"CD331*CA191","v":0},{"$f":"CD331*CB191","v":0},{"$f":"CD331*CC191","v":0},{"$f":"CD331*CD191","v":0},{"$f":"CD331*CE191","v":0},{"$f":"CD331*CF191","v":0},{"$f":"CD331*CG191","v":0},{"$f":"CD331*CH191","v":0},{"$f":"CD331*CI191","v":0},{"$f":"CD331*CJ191","v":0},{"$f":"CD331*CK191","v":0},{"$f":"CD331*CL191","v":0},0]
[9,{"$f":"E331*B192","v":0},{"$f":"E331*C192","v":0},{"$f":"E331*D192","v":0},{"$f":"E331*E192","v":0},{"$f":"E331*F192","v":0},{"$f":"E331*G192","v":0},{"$f":"E331*H192","v":0},{"$f":"E331*I192","v":0},{"$f":"E331*J192","v":0},{"$f":"E331*K192","v":0},{"$f":"E331*L192","v":0},{"$f":"E331*M192","v":0},0,null,9,{"$f":"T331*Q192","v":0},{"$f":"T331*R192","v":0},{"$f":"T331*S192","v":0},{"$f":"T331*T192","v":0},{"$f":"T331*U192","v":0},{"$f":"T331*V192","v":0},{"$f":"T331*W192","v":0},{"$f":"T331*X192","v":0},{"$f":"T331*Y192","v":0},{"$f":"T331*Z192","v":0},{"$f":"T331*AA192","v":0},{"$f":"T331*AB192","v":0},0,null,9,{"$f":"AI331*AF192","v":0},{"$f":"AI331*AG192","v":0},{"$f":"AI331*AH192","v":0},{"$f":"AI331*AI192","v":0},{"$f":"AI331*AJ192","v":0},{"$f":"AI331*AK192","v":0},{"$f":"AI331*AL192","v":0},{"$f":"AI331*AM192","v":0},{"$f":"AI331*AN192","v":0},{"$f":"AI331*AO192","v":0},{"$f":"AI331*AP192","v":0},{"$f":"AI331*AQ192","v":0},0,null,null,null,9,{"$f":"AZ331*AW192","v":0},{"$f":"AZ331*AX192","v":0},{"$f":"AZ331*AY192","v":0},{"$f":"AZ331*AZ192","v":0},{"$f":"AZ331*BA192","v":0},{"$f":"AZ331*BB192","v":0},{"$f":"AZ331*BC192","v":0},{"$f":"AZ331*BD192","v":0},{"$f":"AZ331*BE192","v":0},{"$f":"AZ331*BF192","v":0},{"$f":"AZ331*BG192","v":0},{"$f":"AZ331*BH192","v":0},0,null,9,{"$f":"BO331*BL192","v":0},{"$f":"BO331*BM192","v":0},{"$f":"BO331*BN192","v":0},{"$f":"BO331*BO192","v":0},{"$f":"BO331*BP192","v":0},{"$f":"BO331*BQ192","v":0},{"$f":"BO331*BR192","v":0},{"$f":"BO331*BS192","v":0},{"$f":"BO331*BT192","v":0},{"$f":"BO331*BU192","v":0},{"$f":"BO331*BV192","v":0},{"$f":"BO331*BW192","v":0},0,null,9,{"$f":"CD331*CA192","v":0},{"$f":"CD331*CB192","v":0},{"$f":"CD331*CC192","v":0},{"$f":"CD331*CD192","v":0},{"$f":"CD331*CE192","v":0},{"$f":"CD331*CF192","v":0},{"$f":"CD331*CG192","v":0},{"$f":"CD331*CH192","v":0},{"$f":"CD331*CI192","v":0},{"$f":"CD331*CJ192","v":0},{"$f":"CD331*CK192","v":0},{"$f":"CD331*CL192","v":0},0]
[10,{"$f":"E331*B193","v":0},{"$f":"E331*C193","v":0},{"$f":"E331*D193","v":0},{"$f":"E331*E193","v":0},{"$f":"E331*F193","v":0},{"$f":"E331*G193","v":0},{"$f":"E331*H193","v":0},{"$f":"E331*I193","v":0},{"$f":"E331*J193","v":0},{"$f":"E331*K193","v":0},{"$f":"E331*L193","v":0},{"$f":"E331*M193","v":0},0,null,10,{"$f":"T331*Q193","v":0},{"$f":"T331*R193","v":0},{"$f":"T331*S193","v":0},{"$f":"T331*T193","v":0},{"$f":"T331*U193","v":0},{"$f":"T331*V193","v":0},{"$f":"T331*W193","v":0},{"$f":"T331*X193","v":0},{"$f":"T331*Y193","v":0},{"$f":"T331*Z193","v":0},{"$f":"T331*AA193","v":0},{"$f":"T331*AB193","v":0},0,null,10,{"$f":"AI331*AF193","v":0},{"$f":"AI331*AG193","v":0},{"$f":"AI331*AH193","v":0},{"$f":"AI331*AI193","v":0},{"$f":"AI331*AJ193","v":0},{"$f":"AI331*AK193","v":0},{"$f":"AI331*AL193","v":0},{"$f":"AI331*AM193","v":0},{"$f":"AI331*AN193","v":0},{"$f":"AI331*AO193","v":0},{"$f":"AI331*AP193","v":0},{"$f":"AI331*AQ193","v":0},0,null,null,null,10,{"$f":"AZ331*AW193","v":0},{"$f":"AZ331*AX193","v":0},{"$f":"AZ331*AY193","v":0},{"$f":"AZ331*AZ193","v":0},{"$f":"AZ331*BA193","v":0},{"$f":"AZ331*BB193","v":0},{"$f":"AZ331*BC193","v":0},{"$f":"AZ331*BD193","v":0},{"$f":"AZ331*BE193","v":0},{"$f":"AZ331*BF193","v":0},{"$f":"AZ331*BG193","v":0},{"$f":"AZ331*BH193","v":0},0,null,10,{"$f":"BO331*BL193","v":0},{"$f":"BO331*BM193","v":0},{"$f":"BO331*BN193","v":0},{"$f":"BO331*BO193","v":0},{"$f":"BO331*BP193","v":0},{"$f":"BO331*BQ193","v":0},{"$f":"BO331*BR193","v":0},{"$f":"BO331*BS193","v":0},{"$f":"BO331*BT193","v":0},{"$f":"BO331*BU193","v":0},{"$f":"BO331*BV193","v":0},{"$f":"BO331*BW193","v":0},0,null,10,{"$f":"CD331*CA193","v":0},{"$f":"CD331*CB193","v":0},{"$f":"CD331*CC193","v":0},{"$f":"CD331*CD193","v":0},{"$f":"CD331*CE193","v":0},{"$f":"CD331*CF193","v":0},{"$f":"CD331*CG193","v":0},{"$f":"CD331*CH193","v":0},{"$f":"CD331*CI193","v":0},{"$f":"CD331*CJ193","v":0},{"$f":"CD331*CK193","v":0},{"$f":"CD331*CL193","v":0},0]
[11,{"$f":"E331*B194","v":0},{"$f":"E331*C194","v":0},{"$f":"E331*D194","v":0},{"$f":"E331*E194","v":0},{"$f":"E331*F194","v":0},{"$f":"E331*G194","v":0},{"$f":"E331*H194","v":0},{"$f":"E331*I194","v":0},{"$f":"E331*J194","v":0},{"$f":"E331*K194","v":0},{"$f":"E331*L194","v":0},{"$f":"E331*M194","v":0},0,null,11,{"$f":"T331*Q194","v":0},{"$f":"T331*R194","v":0},{"$f":"T331*S194","v":0},{"$f":"T331*T194","v":0},{"$f":"T331*U194","v":0},{"$f":"T331*V194","v":0},{"$f":"T331*W194","v":0},{"$f":"T331*X194","v":0},{"$f":"T331*Y194","v":0},{"$f":"T331*Z194","v":0},{"$f":"T331*AA194","v":0},{"$f":"T331*AB194","v":0},0,null,11,{"$f":"AI331*AF194","v":0},{"$f":"AI331*AG194","v":0},{"$f":"AI331*AH194","v":0},{"$f":"AI331*AI194","v":0},{"$f":"AI331*AJ194","v":0},{"$f":"AI331*AK194","v":0},{"$f":"AI331*AL194","v":0},{"$f":"AI331*AM194","v":0},{"$f":"AI331*AN194","v":0},{"$f":"AI331*AO194","v":0},{"$f":"AI331*AP194","v":0},{"$f":"AI331*AQ194","v":0},0,null,null,null,11,{"$f":"AZ331*AW194","v":0},{"$f":"AZ331*AX194","v":0},{"$f":"AZ331*AY194","v":0},{"$f":"AZ331*AZ194","v":0},{"$f":"AZ331*BA194","v":0},{"$f":"AZ331*BB194","v":0},{"$f":"AZ331*BC194","v":0},{"$f":"AZ331*BD194","v":0},{"$f":"AZ331*BE194","v":0},{"$f":"AZ331*BF194","v":0},{"$f":"AZ331*BG194","v":0},{"$f":"AZ331*BH194","v":0},0,null,11,{"$f":"BO331*BL194","v":0},{"$f":"BO331*BM194","v":0},{"$f":"BO331*BN194","v":0},{"$f":"BO331*BO194","v":0},{"$f":"BO331*BP194","v":0},{"$f":"BO331*BQ194","v":0},{"$f":"BO331*BR194","v":0},{"$f":"BO331*BS194","v":0},{"$f":"BO331*BT194","v":0},{"$f":"BO331*BU194","v":0},{"$f":"BO331*BV194","v":0},{"$f":"BO331*BW194","v":0},0,null,11,{"$f":"CD331*CA194","v":0},{"$f":"CD331*CB194","v":0},{"$f":"CD331*CC194","v":0},{"$f":"CD331*CD194","v":0},{"$f":"CD331*CE194","v":0},{"$f":"CD331*CF194","v":0},{"$f":"CD331*CG194","v":0},{"$f":"CD331*CH194","v":0},{"$f":"CD331*CI194","v":0},{"$f":"CD331*CJ194","v":0},{"$f":"CD331*CK194","v":0},{"$f":"CD331*CL194","v":0},0]
[12,{"$f":"E331*B195","v":0},{"$f":"E331*C195","v":0},{"$f":"E331*D195","v":0},{"$f":"E331*E195","v":0},{"$f":"E331*F195","v":0},{"$f":"E331*G195","v":0},{"$f":"E331*H195","v":0},{"$f":"E331*I195","v":0},{"$f":"E331*J195","v":0},{"$f":"E331*K195","v":0},{"$f":"E331*L195","v":0},{"$f":"E331*M195","v":0},0,null,12,{"$f":"T331*Q195","v":0},{"$f":"T331*R195","v":0},{"$f":"T331*S195","v":0},{"$f":"T331*T195","v":0},{"$f":"T331*U195","v":0},{"$f":"T331*V195","v":0},{"$f":"T331*W195","v":0},{"$f":"T331*X195","v":0},{"$f":"T331*Y195","v":0},{"$f":"T331*Z195","v":0},{"$f":"T331*AA195","v":0},{"$f":"T331*AB195","v":0},0,null,12,{"$f":"AI331*AF195","v":0},{"$f":"AI331*AG195","v":0},{"$f":"AI331*AH195","v":0},{"$f":"AI331*AI195","v":0},{"$f":"AI331*AJ195","v":0},{"$f":"AI331*AK195","v":0},{"$f":"AI331*AL195","v":0},{"$f":"AI331*AM195","v":0},{"$f":"AI331*AN195","v":0},{"$f":"AI331*AO195","v":0},{"$f":"AI331*AP195","v":0},{"$f":"AI331*AQ195","v":0},0,null,null,null,12,{"$f":"AZ331*AW195","v":0},{"$f":"AZ331*AX195","v":0},{"$f":"AZ331*AY195","v":0},{"$f":"AZ331*AZ195","v":0},{"$f":"AZ331*BA195","v":0},{"$f":"AZ331*BB195","v":0},{"$f":"AZ331*BC195","v":0},{"$f":"AZ331*BD195","v":0},{"$f":"AZ331*BE195","v":0},{"$f":"AZ331*BF195","v":0},{"$f":"AZ331*BG195","v":0},{"$f":"AZ331*BH195","v":0},0,null,12,{"$f":"BO331*BL195","v":0},{"$f":"BO331*BM195","v":0},{"$f":"BO331*BN195","v":0},{"$f":"BO331*BO195","v":0},{"$f":"BO331*BP195","v":0},{"$f":"BO331*BQ195","v":0},{"$f":"BO331*BR195","v":0},{"$f":"BO331*BS195","v":0},{"$f":"BO331*BT195","v":0},{"$f":"BO331*BU195","v":0},{"$f":"BO331*BV195","v":0},{"$f":"BO331*BW195","v":0},0,null,12,{"$f":"CD331*CA195","v":0},{"$f":"CD331*CB195","v":0},{"$f":"CD331*CC195","v":0},{"$f":"CD331*CD195","v":0},{"$f":"CD331*CE195","v":0},{"$f":"CD331*CF195","v":0},{"$f":"CD331*CG195","v":0},{"$f":"CD331*CH195","v":0},{"$f":"CD331*CI195","v":0},{"$f":"CD331*CJ195","v":0},{"$f":"CD331*CK195","v":0},{"$f":"CD331*CL195","v":0},0]
[13,{"$f":"E331*B196","v":0},{"$f":"E331*C196","v":0},{"$f":"E331*D196","v":0},{"$f":"E331*E196","v":0},{"$f":"E331*F196","v":0},{"$f":"E331*G196","v":0},{"$f":"E331*H196","v":0},{"$f":"E331*I196","v":0},{"$f":"E331*J196","v":0},{"$f":"E331*K196","v":0},{"$f":"E331*L196","v":0},{"$f":"E331*M196","v":0},0,null,13,{"$f":"T331*Q196","v":0},{"$f":"T331*R196","v":0},{"$f":"T331*S196","v":0},{"$f":"T331*T196","v":0},{"$f":"T331*U196","v":0},{"$f":"T331*V196","v":0},{"$f":"T331*W196","v":0},{"$f":"T331*X196","v":0},{"$f":"T331*Y196","v":0},{"$f":"T331*Z196","v":0},{"$f":"T331*AA196","v":0},{"$f":"T331*AB196","v":0},0,null,13,{"$f":"AI331*AF196","v":0},{"$f":"AI331*AG196","v":0},{"$f":"AI331*AH196","v":0},{"$f":"AI331*AI196","v":0},{"$f":"AI331*AJ196","v":0},{"$f":"AI331*AK196","v":0},{"$f":"AI331*AL196","v":0},{"$f":"AI331*AM196","v":0},{"$f":"AI331*AN196","v":0},{"$f":"AI331*AO196","v":0},{"$f":"AI331*AP196","v":0},{"$f":"AI331*AQ196","v":0},0,null,null,null,13,{"$f":"AZ331*AW196","v":0},{"$f":"AZ331*AX196","v":0},{"$f":"AZ331*AY196","v":0},{"$f":"AZ331*AZ196","v":0},{"$f":"AZ331*BA196","v":0},{"$f":"AZ331*BB196","v":0},{"$f":"AZ331*BC196","v":0},{"$f":"AZ331*BD196","v":0},{"$f":"AZ331*BE196","v":0},{"$f":"AZ331*BF196","v":0},{"$f":"AZ331*BG196","v":0},{"$f":"AZ331*BH196","v":0},0,null,13,{"$f":"BO331*BL196","v":0},{"$f":"BO331*BM196","v":0},{"$f":"BO331*BN196","v":0},{"$f":"BO331*BO196","v":0},{"$f":"BO331*BP196","v":0},{"$f":"BO331*BQ196","v":0},{"$f":"BO331*BR196","v":0},{"$f":"BO331*BS196","v":0},{"$f":"BO331*BT196","v":0},{"$f":"BO331*BU196","v":0},{"$f":"BO331*BV196","v":0},{"$f":"BO331*BW196","v":0},0,null,13,{"$f":"CD331*CA196","v":0},{"$f":"CD331*CB196","v":0},{"$f":"CD331*CC196","v":0},{"$f":"CD331*CD196","v":0},{"$f":"CD331*CE196","v":0},{"$f":"CD331*CF196","v":0},{"$f":"CD331*CG196","v":0},{"$f":"CD331*CH196","v":0},{"$f":"CD331*CI196","v":0},{"$f":"CD331*CJ196","v":0},{"$f":"CD331*CK196","v":0},{"$f":"CD331*CL196","v":0},0]
[14,{"$f":"E331*B197","v":0},{"$f":"E331*C197","v":0},{"$f":"E331*D197","v":0},{"$f":"E331*E197","v":0},{"$f":"E331*F197","v":0},{"$f":"E331*G197","v":0},{"$f":"E331*H197","v":0},{"$f":"E331*I197","v":0},{"$f":"E331*J197","v":0},{"$f":"E331*K197","v":0},{"$f":"E331*L197","v":0},{"$f":"E331*M197","v":0},0,null,14,{"$f":"T331*Q197","v":0},{"$f":"T331*R197","v":0},{"$f":"T331*S197","v":0},{"$f":"T331*T197","v":0},{"$f":"T331*U197","v":0},{"$f":"T331*V197","v":0},{"$f":"T331*W197","v":0},{"$f":"T331*X197","v":0},{"$f":"T331*Y197","v":0},{"$f":"T331*Z197","v":0},{"$f":"T331*AA197","v":0},{"$f":"T331*AB197","v":0},0,null,14,{"$f":"AI331*AF197","v":0},{"$f":"AI331*AG197","v":0},{"$f":"AI331*AH197","v":0},{"$f":"AI331*AI197","v":0},{"$f":"AI331*AJ197","v":0},{"$f":"AI331*AK197","v":0},{"$f":"AI331*AL197","v":0},{"$f":"AI331*AM197","v":0},{"$f":"AI331*AN197","v":0},{"$f":"AI331*AO197","v":0},{"$f":"AI331*AP197","v":0},{"$f":"AI331*AQ197","v":0},0,null,null,null,14,{"$f":"AZ331*AW197","v":0},{"$f":"AZ331*AX197","v":0},{"$f":"AZ331*AY197","v":0},{"$f":"AZ331*AZ197","v":0},{"$f":"AZ331*BA197","v":0},{"$f":"AZ331*BB197","v":0},{"$f":"AZ331*BC197","v":0},{"$f":"AZ331*BD197","v":0},{"$f":"AZ331*BE197","v":0},{"$f":"AZ331*BF197","v":0},{"$f":"AZ331*BG197","v":0},{"$f":"AZ331*BH197","v":0},0,null,14,{"$f":"BO331*BL197","v":0},{"$f":"BO331*BM197","v":0},{"$f":"BO331*BN197","v":0},{"$f":"BO331*BO197","v":0},{"$f":"BO331*BP197","v":0},{"$f":"BO331*BQ197","v":0},{"$f":"BO331*BR197","v":0},{"$f":"BO331*BS197","v":0},{"$f":"BO331*BT197","v":0},{"$f":"BO331*BU197","v":0},{"$f":"BO331*BV197","v":0},{"$f":"BO331*BW197","v":0},0,null,14,{"$f":"CD331*CA197","v":0},{"$f":"CD331*CB197","v":0},{"$f":"CD331*CC197","v":0},{"$f":"CD331*CD197","v":0},{"$f":"CD331*CE197","v":0},{"$f":"CD331*CF197","v":0},{"$f":"CD331*CG197","v":0},{"$f":"CD331*CH197","v":0},{"$f":"CD331*CI197","v":0},{"$f":"CD331*CJ197","v":0},{"$f":"CD331*CK197","v":0},{"$f":"CD331*CL197","v":0},0]
[15,{"$f":"E331*B198","v":0},{"$f":"E331*C198","v":0},{"$f":"E331*D198","v":0},{"$f":"E331*E198","v":0},{"$f":"E331*F198","v":0},{"$f":"E331*G198","v":0},{"$f":"E331*H198","v":0},{"$f":"E331*I198","v":0},{"$f":"E331*J198","v":0},{"$f":"E331*K198","v":0},{"$f":"E331*L198","v":0},{"$f":"E331*M198","v":0},0,null,15,{"$f":"T331*Q198","v":0},{"$f":"T331*R198","v":0},{"$f":"T331*S198","v":0},{"$f":"T331*T198","v":0},{"$f":"T331*U198","v":0},{"$f":"T331*V198","v":0},{"$f":"T331*W198","v":0},{"$f":"T331*X198","v":0},{"$f":"T331*Y198","v":0},{"$f":"T331*Z198","v":0},{"$f":"T331*AA198","v":0},{"$f":"T331*AB198","v":0},0,null,15,{"$f":"AI331*AF198","v":0},{"$f":"AI331*AG198","v":0},{"$f":"AI331*AH198","v":0},{"$f":"AI331*AI198","v":0},{"$f":"AI331*AJ198","v":0},{"$f":"AI331*AK198","v":0},{"$f":"AI331*AL198","v":0},{"$f":"AI331*AM198","v":0},{"$f":"AI331*AN198","v":0},{"$f":"AI331*AO198","v":0},{"$f":"AI331*AP198","v":0},{"$f":"AI331*AQ198","v":0},0,null,null,null,15,{"$f":"AZ331*AW198","v":0},{"$f":"AZ331*AX198","v":0},{"$f":"AZ331*AY198","v":0},{"$f":"AZ331*AZ198","v":0},{"$f":"AZ331*BA198","v":0},{"$f":"AZ331*BB198","v":0},{"$f":"AZ331*BC198","v":0},{"$f":"AZ331*BD198","v":0},{"$f":"AZ331*BE198","v":0},{"$f":"AZ331*BF198","v":0},{"$f":"AZ331*BG198","v":0},{"$f":"AZ331*BH198","v":0},0,null,15,{"$f":"BO331*BL198","v":0},{"$f":"BO331*BM198","v":0},{"$f":"BO331*BN198","v":0},{"$f":"BO331*BO198","v":0},{"$f":"BO331*BP198","v":0},{"$f":"BO331*BQ198","v":0},{"$f":"BO331*BR198","v":0},{"$f":"BO331*BS198","v":0},{"$f":"BO331*BT198","v":0},{"$f":"BO331*BU198","v":0},{"$f":"BO331*BV198","v":0},{"$f":"BO331*BW198","v":0},0,null,15,{"$f":"CD331*CA198","v":0},{"$f":"CD331*CB198","v":0},{"$f":"CD331*CC198","v":0},{"$f":"CD331*CD198","v":0},{"$f":"CD331*CE198","v":0},{"$f":"CD331*CF198","v":0},{"$f":"CD331*CG198","v":0},{"$f":"CD331*CH198","v":0},{"$f":"CD331*CI198","v":0},{"$f":"CD331*CJ198","v":0},{"$f":"CD331*CK198","v":0},{"$f":"CD331*CL198","v":0},0]
[16,{"$f":"E331*B199","v":0},{"$f":"E331*C199","v":0},{"$f":"E331*D199","v":0},{"$f":"E331*E199","v":0},{"$f":"E331*F199","v":0},{"$f":"E331*G199","v":0},{"$f":"E331*H199","v":0},{"$f":"E331*I199","v":0},{"$f":"E331*J199","v":0},{"$f":"E331*K199","v":0},{"$f":"E331*L199","v":0},{"$f":"E331*M199","v":0},0,null,16,{"$f":"T331*Q199","v":0},{"$f":"T331*R199","v":0},{"$f":"T331*S199","v":0},{"$f":"T331*T199","v":0},{"$f":"T331*U199","v":0},{"$f":"T331*V199","v":0},{"$f":"T331*W199","v":0},{"$f":"T331*X199","v":0},{"$f":"T331*Y199","v":0},{"$f":"T331*Z199","v":0},{"$f":"T331*AA199","v":0},{"$f":"T331*AB199","v":0},0,null,16,{"$f":"AI331*AF199","v":0},{"$f":"AI331*AG199","v":0},{"$f":"AI331*AH199","v":0},{"$f":"AI331*AI199","v":0},{"$f":"AI331*AJ199","v":0},{"$f":"AI331*AK199","v":0},{"$f":"AI331*AL199","v":0},{"$f":"AI331*AM199","v":0},{"$f":"AI331*AN199","v":0},{"$f":"AI331*AO199","v":0},{"$f":"AI331*AP199","v":0},{"$f":"AI331*AQ199","v":0},0,null,null,null,16,{"$f":"AZ331*AW199","v":0},{"$f":"AZ331*AX199","v":0},{"$f":"AZ331*AY199","v":0},{"$f":"AZ331*AZ199","v":0},{"$f":"AZ331*BA199","v":0},{"$f":"AZ331*BB199","v":0},{"$f":"AZ331*BC199","v":0},{"$f":"AZ331*BD199","v":0},{"$f":"AZ331*BE199","v":0},{"$f":"AZ331*BF199","v":0},{"$f":"AZ331*BG199","v":0},{"$f":"AZ331*BH199","v":0},0,null,16,{"$f":"BO331*BL199","v":0},{"$f":"BO331*BM199","v":0},{"$f":"BO331*BN199","v":0},{"$f":"BO331*BO199","v":0},{"$f":"BO331*BP199","v":0},{"$f":"BO331*BQ199","v":0},{"$f":"BO331*BR199","v":0},{"$f":"BO331*BS199","v":0},{"$f":"BO331*BT199","v":0},{"$f":"BO331*BU199","v":0},{"$f":"BO331*BV199","v":0},{"$f":"BO331*BW199","v":0},0,null,16,{"$f":"CD331*CA199","v":0},{"$f":"CD331*CB199","v":0},{"$f":"CD331*CC199","v":0},{"$f":"CD331*CD199","v":0},{"$f":"CD331*CE199","v":0},{"$f":"CD331*CF199","v":0},{"$f":"CD331*CG199","v":0},{"$f":"CD331*CH199","v":0},{"$f":"CD331*CI199","v":0},{"$f":"CD331*CJ199","v":0},{"$f":"CD331*CK199","v":0},{"$f":"CD331*CL199","v":0},0]
[17,{"$f":"E331*B200","v":0},{"$f":"E331*C200","v":0},{"$f":"E331*D200","v":0},{"$f":"E331*E200","v":0},{"$f":"E331*F200","v":0},{"$f":"E331*G200","v":0},{"$f":"E331*H200","v":0},{"$f":"E331*I200","v":0},{"$f":"E331*J200","v":0},{"$f":"E331*K200","v":0},{"$f":"E331*L200","v":0},{"$f":"E331*M200","v":0},0,null,17,{"$f":"T331*Q200","v":0},{"$f":"T331*R200","v":0},{"$f":"T331*S200","v":0},{"$f":"T331*T200","v":0},{"$f":"T331*U200","v":0},{"$f":"T331*V200","v":0},{"$f":"T331*W200","v":0},{"$f":"T331*X200","v":0},{"$f":"T331*Y200","v":0},{"$f":"T331*Z200","v":0},{"$f":"T331*AA200","v":0},{"$f":"T331*AB200","v":0},0,null,17,{"$f":"AI331*AF200","v":0},{"$f":"AI331*AG200","v":0},{"$f":"AI331*AH200","v":0},{"$f":"AI331*AI200","v":0},{"$f":"AI331*AJ200","v":0},{"$f":"AI331*AK200","v":0},{"$f":"AI331*AL200","v":0},{"$f":"AI331*AM200","v":0},{"$f":"AI331*AN200","v":0},{"$f":"AI331*AO200","v":0},{"$f":"AI331*AP200","v":0},{"$f":"AI331*AQ200","v":0},0,null,null,null,17,{"$f":"AZ331*AW200","v":0},{"$f":"AZ331*AX200","v":0},{"$f":"AZ331*AY200","v":0},{"$f":"AZ331*AZ200","v":0},{"$f":"AZ331*BA200","v":0},{"$f":"AZ331*BB200","v":0},{"$f":"AZ331*BC200","v":0},{"$f":"AZ331*BD200","v":0},{"$f":"AZ331*BE200","v":0},{"$f":"AZ331*BF200","v":0},{"$f":"AZ331*BG200","v":0},{"$f":"AZ331*BH200","v":0},0,null,17,{"$f":"BO331*BL200","v":0},{"$f":"BO331*BM200","v":0},{"$f":"BO331*BN200","v":0},{"$f":"BO331*BO200","v":0},{"$f":"BO331*BP200","v":0},{"$f":"BO331*BQ200","v":0},{"$f":"BO331*BR200","v":0},{"$f":"BO331*BS200","v":0},{"$f":"BO331*BT200","v":0},{"$f":"BO331*BU200","v":0},{"$f":"BO331*BV200","v":0},{"$f":"BO331*BW200","v":0},0,null,17,{"$f":"CD331*CA200","v":0},{"$f":"CD331*CB200","v":0},{"$f":"CD331*CC200","v":0},{"$f":"CD331*CD200","v":0},{"$f":"CD331*CE200","v":0},{"$f":"CD331*CF200","v":0},{"$f":"CD331*CG200","v":0},{"$f":"CD331*CH200","v":0},{"$f":"CD331*CI200","v":0},{"$f":"CD331*CJ200","v":0},{"$f":"CD331*CK200","v":0},{"$f":"CD331*CL200","v":0},0]
[18,{"$f":"E331*B201","v":0},{"$f":"E331*C201","v":0},{"$f":"E331*D201","v":0},{"$f":"E331*E201","v":0},{"$f":"E331*F201","v":0},{"$f":"E331*G201","v":0},{"$f":"E331*H201","v":0},{"$f":"E331*I201","v":0},{"$f":"E331*J201","v":0},{"$f":"E331*K201","v":0},{"$f":"E331*L201","v":0},{"$f":"E331*M201","v":0},0,null,18,{"$f":"T331*Q201","v":0},{"$f":"T331*R201","v":0},{"$f":"T331*S201","v":0},{"$f":"T331*T201","v":0},{"$f":"T331*U201","v":0},{"$f":"T331*V201","v":0},{"$f":"T331*W201","v":0},{"$f":"T331*X201","v":0},{"$f":"T331*Y201","v":0},{"$f":"T331*Z201","v":0},{"$f":"T331*AA201","v":0},{"$f":"T331*AB201","v":0},0,null,18,{"$f":"AI331*AF201","v":0},{"$f":"AI331*AG201","v":0},{"$f":"AI331*AH201","v":0},{"$f":"AI331*AI201","v":0},{"$f":"AI331*AJ201","v":0},{"$f":"AI331*AK201","v":0},{"$f":"AI331*AL201","v":0},{"$f":"AI331*AM201","v":0},{"$f":"AI331*AN201","v":0},{"$f":"AI331*AO201","v":0},{"$f":"AI331*AP201","v":0},{"$f":"AI331*AQ201","v":0},0,null,null,null,18,{"$f":"AZ331*AW201","v":0},{"$f":"AZ331*AX201","v":0},{"$f":"AZ331*AY201","v":0},{"$f":"AZ331*AZ201","v":0},{"$f":"AZ331*BA201","v":0},{"$f":"AZ331*BB201","v":0},{"$f":"AZ331*BC201","v":0},{"$f":"AZ331*BD201","v":0},{"$f":"AZ331*BE201","v":0},{"$f":"AZ331*BF201","v":0},{"$f":"AZ331*BG201","v":0},{"$f":"AZ331*BH201","v":0},0,null,18,{"$f":"BO331*BL201","v":0},{"$f":"BO331*BM201","v":0},{"$f":"BO331*BN201","v":0},{"$f":"BO331*BO201","v":0},{"$f":"BO331*BP201","v":0},{"$f":"BO331*BQ201","v":0},{"$f":"BO331*BR201","v":0},{"$f":"BO331*BS201","v":0},{"$f":"BO331*BT201","v":0},{"$f":"BO331*BU201","v":0},{"$f":"BO331*BV201","v":0},{"$f":"BO331*BW201","v":0},0,null,18,{"$f":"CD331*CA201","v":0},{"$f":"CD331*CB201","v":0},{"$f":"CD331*CC201","v":0},{"$f":"CD331*CD201","v":0},{"$f":"CD331*CE201","v":0},{"$f":"CD331*CF201","v":0},{"$f":"CD331*CG201","v":0},{"$f":"CD331*CH201","v":0},{"$f":"CD331*CI201","v":0},{"$f":"CD331*CJ201","v":0},{"$f":"CD331*CK201","v":0},{"$f":"CD331*CL201","v":0},0]
[19,{"$f":"E331*B202","v":0},{"$f":"E331*C202","v":0},{"$f":"E331*D202","v":0},{"$f":"E331*E202","v":0},{"$f":"E331*F202","v":0},{"$f":"E331*G202","v":0},{"$f":"E331*H202","v":0},{"$f":"E331*I202","v":0},{"$f":"E331*J202","v":0},{"$f":"E331*K202","v":0},{"$f":"E331*L202","v":0},{"$f":"E331*M202","v":0},0,null,19,{"$f":"T331*Q202","v":0},{"$f":"T331*R202","v":0},{"$f":"T331*S202","v":0},{"$f":"T331*T202","v":0},{"$f":"T331*U202","v":0},{"$f":"T331*V202","v":0},{"$f":"T331*W202","v":0},{"$f":"T331*X202","v":0},{"$f":"T331*Y202","v":0},{"$f":"T331*Z202","v":0},{"$f":"T331*AA202","v":0},{"$f":"T331*AB202","v":0},0,null,19,{"$f":"AI331*AF202","v":0},{"$f":"AI331*AG202","v":0},{"$f":"AI331*AH202","v":0},{"$f":"AI331*AI202","v":0},{"$f":"AI331*AJ202","v":0},{"$f":"AI331*AK202","v":0},{"$f":"AI331*AL202","v":0},{"$f":"AI331*AM202","v":0},{"$f":"AI331*AN202","v":0},{"$f":"AI331*AO202","v":0},{"$f":"AI331*AP202","v":0},{"$f":"AI331*AQ202","v":0},0,null,null,null,19,{"$f":"AZ331*AW202","v":0},{"$f":"AZ331*AX202","v":0},{"$f":"AZ331*AY202","v":0},{"$f":"AZ331*AZ202","v":0},{"$f":"AZ331*BA202","v":0},{"$f":"AZ331*BB202","v":0},{"$f":"AZ331*BC202","v":0},{"$f":"AZ331*BD202","v":0},{"$f":"AZ331*BE202","v":0},{"$f":"AZ331*BF202","v":0},{"$f":"AZ331*BG202","v":0},{"$f":"AZ331*BH202","v":0},0,null,19,{"$f":"BO331*BL202","v":0},{"$f":"BO331*BM202","v":0},{"$f":"BO331*BN202","v":0},{"$f":"BO331*BO202","v":0},{"$f":"BO331*BP202","v":0},{"$f":"BO331*BQ202","v":0},{"$f":"BO331*BR202","v":0},{"$f":"BO331*BS202","v":0},{"$f":"BO331*BT202","v":0},{"$f":"BO331*BU202","v":0},{"$f":"BO331*BV202","v":0},{"$f":"BO331*BW202","v":0},0,null,19,{"$f":"CD331*CA202","v":0},{"$f":"CD331*CB202","v":0},{"$f":"CD331*CC202","v":0},{"$f":"CD331*CD202","v":0},{"$f":"CD331*CE202","v":0},{"$f":"CD331*CF202","v":0},{"$f":"CD331*CG202","v":0},{"$f":"CD331*CH202","v":0},{"$f":"CD331*CI202","v":0},{"$f":"CD331*CJ202","v":0},{"$f":"CD331*CK202","v":0},{"$f":"CD331*CL202","v":0},0]
[20,{"$f":"E331*B203","v":0},{"$f":"E331*C203","v":0},{"$f":"E331*D203","v":0},{"$f":"E331*E203","v":0},{"$f":"E331*F203","v":0},{"$f":"E331*G203","v":0},{"$f":"E331*H203","v":0},{"$f":"E331*I203","v":0},{"$f":"E331*J203","v":0},{"$f":"E331*K203","v":0},{"$f":"E331*L203","v":0},{"$f":"E331*M203","v":0},0,null,20,{"$f":"T331*Q203","v":0},{"$f":"T331*R203","v":0},{"$f":"T331*S203","v":0},{"$f":"T331*T203","v":0},{"$f":"T331*U203","v":0},{"$f":"T331*V203","v":0},{"$f":"T331*W203","v":0},{"$f":"T331*X203","v":0},{"$f":"T331*Y203","v":0},{"$f":"T331*Z203","v":0},{"$f":"T331*AA203","v":0},{"$f":"T331*AB203","v":0},0,null,20,{"$f":"AI331*AF203","v":0},{"$f":"AI331*AG203","v":0},{"$f":"AI331*AH203","v":0},{"$f":"AI331*AI203","v":0},{"$f":"AI331*AJ203","v":0},{"$f":"AI331*AK203","v":0},{"$f":"AI331*AL203","v":0},{"$f":"AI331*AM203","v":0},{"$f":"AI331*AN203","v":0},{"$f":"AI331*AO203","v":0},{"$f":"AI331*AP203","v":0},{"$f":"AI331*AQ203","v":0},0,null,null,null,20,{"$f":"AZ331*AW203","v":0},{"$f":"AZ331*AX203","v":0},{"$f":"AZ331*AY203","v":0},{"$f":"AZ331*AZ203","v":0},{"$f":"AZ331*BA203","v":0},{"$f":"AZ331*BB203","v":0},{"$f":"AZ331*BC203","v":0},{"$f":"AZ331*BD203","v":0},{"$f":"AZ331*BE203","v":0},{"$f":"AZ331*BF203","v":0},{"$f":"AZ331*BG203","v":0},{"$f":"AZ331*BH203","v":0},0,null,20,{"$f":"BO331*BL203","v":0},{"$f":"BO331*BM203","v":0},{"$f":"BO331*BN203","v":0},{"$f":"BO331*BO203","v":0},{"$f":"BO331*BP203","v":0},{"$f":"BO331*BQ203","v":0},{"$f":"BO331*BR203","v":0},{"$f":"BO331*BS203","v":0},{"$f":"BO331*BT203","v":0},{"$f":"BO331*BU203","v":0},{"$f":"BO331*BV203","v":0},{"$f":"BO331*BW203","v":0},0,null,20,{"$f":"CD331*CA203","v":0},{"$f":"CD331*CB203","v":0},{"$f":"CD331*CC203","v":0},{"$f":"CD331*CD203","v":0},{"$f":"CD331*CE203","v":0},{"$f":"CD331*CF203","v":0},{"$f":"CD331*CG203","v":0},{"$f":"CD331*CH203","v":0},{"$f":"CD331*CI203","v":0},{"$f":"CD331*CJ203","v":0},{"$f":"CD331*CK203","v":0},{"$f":"CD331*CL203","v":0},0]
[21,{"$f":"E331*B204","v":0},{"$f":"E331*C204","v":0},{"$f":"E331*D204","v":0},{"$f":"E331*E204","v":0},{"$f":"E331*F204","v":0},{"$f":"E331*G204","v":0},{"$f":"E331*H204","v":0},{"$f":"E331*I204","v":0},{"$f":"E331*J204","v":0},{"$f":"E331*K204","v":0},{"$f":"E331*L204","v":0},{"$f":"E331*M204","v":0},0,null,21,{"$f":"T331*Q204","v":0},{"$f":"T331*R204","v":0},{"$f":"T331*S204","v":0},{"$f":"T331*T204","v":0},{"$f":"T331*U204","v":0},{"$f":"T331*V204","v":0},{"$f":"T331*W204","v":0},{"$f":"T331*X204","v":0},{"$f":"T331*Y204","v":0},{"$f":"T331*Z204","v":0},{"$f":"T331*AA204","v":0},{"$f":"T331*AB204","v":0},0,null,21,{"$f":"AI331*AF204","v":0},{"$f":"AI331*AG204","v":0},{"$f":"AI331*AH204","v":0},{"$f":"AI331*AI204","v":0},{"$f":"AI331*AJ204","v":0},{"$f":"AI331*AK204","v":0},{"$f":"AI331*AL204","v":0},{"$f":"AI331*AM204","v":0},{"$f":"AI331*AN204","v":0},{"$f":"AI331*AO204","v":0},{"$f":"AI331*AP204","v":0},{"$f":"AI331*AQ204","v":0},0,null,null,null,21,{"$f":"AZ331*AW204","v":0},{"$f":"AZ331*AX204","v":0},{"$f":"AZ331*AY204","v":0},{"$f":"AZ331*AZ204","v":0},{"$f":"AZ331*BA204","v":0},{"$f":"AZ331*BB204","v":0},{"$f":"AZ331*BC204","v":0},{"$f":"AZ331*BD204","v":0},{"$f":"AZ331*BE204","v":0},{"$f":"AZ331*BF204","v":0},{"$f":"AZ331*BG204","v":0},{"$f":"AZ331*BH204","v":0},0,null,21,{"$f":"BO331*BL204","v":0},{"$f":"BO331*BM204","v":0},{"$f":"BO331*BN204","v":0},{"$f":"BO331*BO204","v":0},{"$f":"BO331*BP204","v":0},{"$f":"BO331*BQ204","v":0},{"$f":"BO331*BR204","v":0},{"$f":"BO331*BS204","v":0},{"$f":"BO331*BT204","v":0},{"$f":"BO331*BU204","v":0},{"$f":"BO331*BV204","v":0},{"$f":"BO331*BW204","v":0},0,null,21,{"$f":"CD331*CA204","v":0},{"$f":"CD331*CB204","v":0},{"$f":"CD331*CC204","v":0},{"$f":"CD331*CD204","v":0},{"$f":"CD331*CE204","v":0},{"$f":"CD331*CF204","v":0},{"$f":"CD331*CG204","v":0},{"$f":"CD331*CH204","v":0},{"$f":"CD331*CI204","v":0},{"$f":"CD331*CJ204","v":0},{"$f":"CD331*CK204","v":0},{"$f":"CD331*CL204","v":0},0]
[22,{"$f":"E331*B205","v":0},{"$f":"E331*C205","v":0},{"$f":"E331*D205","v":0},{"$f":"E331*E205","v":0},{"$f":"E331*F205","v":0},{"$f":"E331*G205","v":0},{"$f":"E331*H205","v":0},{"$f":"E331*I205","v":0},{"$f":"E331*J205","v":0},{"$f":"E331*K205","v":0},{"$f":"E331*L205","v":0},{"$f":"E331*M205","v":0},0,null,22,{"$f":"T331*Q205","v":0},{"$f":"T331*R205","v":0},{"$f":"T331*S205","v":0},{"$f":"T331*T205","v":0},{"$f":"T331*U205","v":0},{"$f":"T331*V205","v":0},{"$f":"T331*W205","v":0},{"$f":"T331*X205","v":0},{"$f":"T331*Y205","v":0},{"$f":"T331*Z205","v":0},{"$f":"T331*AA205","v":0},{"$f":"T331*AB205","v":0},0,null,22,{"$f":"AI331*AF205","v":0},{"$f":"AI331*AG205","v":0},{"$f":"AI331*AH205","v":0},{"$f":"AI331*AI205","v":0},{"$f":"AI331*AJ205","v":0},{"$f":"AI331*AK205","v":0},{"$f":"AI331*AL205","v":0},{"$f":"AI331*AM205","v":0},{"$f":"AI331*AN205","v":0},{"$f":"AI331*AO205","v":0},{"$f":"AI331*AP205","v":0},{"$f":"AI331*AQ205","v":0},0,null,null,null,22,{"$f":"AZ331*AW205","v":0},{"$f":"AZ331*AX205","v":0},{"$f":"AZ331*AY205","v":0},{"$f":"AZ331*AZ205","v":0},{"$f":"AZ331*BA205","v":0},{"$f":"AZ331*BB205","v":0},{"$f":"AZ331*BC205","v":0},{"$f":"AZ331*BD205","v":0},{"$f":"AZ331*BE205","v":0},{"$f":"AZ331*BF205","v":0},{"$f":"AZ331*BG205","v":0},{"$f":"AZ331*BH205","v":0},0,null,22,{"$f":"BO331*BL205","v":0},{"$f":"BO331*BM205","v":0},{"$f":"BO331*BN205","v":0},{"$f":"BO331*BO205","v":0},{"$f":"BO331*BP205","v":0},{"$f":"BO331*BQ205","v":0},{"$f":"BO331*BR205","v":0},{"$f":"BO331*BS205","v":0},{"$f":"BO331*BT205","v":0},{"$f":"BO331*BU205","v":0},{"$f":"BO331*BV205","v":0},{"$f":"BO331*BW205","v":0},0,null,22,{"$f":"CD331*CA205","v":0},{"$f":"CD331*CB205","v":0},{"$f":"CD331*CC205","v":0},{"$f":"CD331*CD205","v":0},{"$f":"CD331*CE205","v":0},{"$f":"CD331*CF205","v":0},{"$f":"CD331*CG205","v":0},{"$f":"CD331*CH205","v":0},{"$f":"CD331*CI205","v":0},{"$f":"CD331*CJ205","v":0},{"$f":"CD331*CK205","v":0},{"$f":"CD331*CL205","v":0},0]
[23,{"$f":"E331*B206","v":0},{"$f":"E331*C206","v":0},{"$f":"E331*D206","v":0},{"$f":"E331*E206","v":0},{"$f":"E331*F206","v":0},{"$f":"E331*G206","v":0},{"$f":"E331*H206","v":0},{"$f":"E331*I206","v":0},{"$f":"E331*J206","v":0},{"$f":"E331*K206","v":0},{"$f":"E331*L206","v":0},{"$f":"E331*M206","v":0},0,null,23,{"$f":"T331*Q206","v":0},{"$f":"T331*R206","v":0},{"$f":"T331*S206","v":0},{"$f":"T331*T206","v":0},{"$f":"T331*U206","v":0},{"$f":"T331*V206","v":0},{"$f":"T331*W206","v":0},{"$f":"T331*X206","v":0},{"$f":"T331*Y206","v":0},{"$f":"T331*Z206","v":0},{"$f":"T331*AA206","v":0},{"$f":"T331*AB206","v":0},0,null,23,{"$f":"AI331*AF206","v":0},{"$f":"AI331*AG206","v":0},{"$f":"AI331*AH206","v":0},{"$f":"AI331*AI206","v":0},{"$f":"AI331*AJ206","v":0},{"$f":"AI331*AK206","v":0},{"$f":"AI331*AL206","v":0},{"$f":"AI331*AM206","v":0},{"$f":"AI331*AN206","v":0},{"$f":"AI331*AO206","v":0},{"$f":"AI331*AP206","v":0},{"$f":"AI331*AQ206","v":0},0,null,null,null,23,{"$f":"AZ331*AW206","v":0},{"$f":"AZ331*AX206","v":0},{"$f":"AZ331*AY206","v":0},{"$f":"AZ331*AZ206","v":0},{"$f":"AZ331*BA206","v":0},{"$f":"AZ331*BB206","v":0},{"$f":"AZ331*BC206","v":0},{"$f":"AZ331*BD206","v":0},{"$f":"AZ331*BE206","v":0},{"$f":"AZ331*BF206","v":0},{"$f":"AZ331*BG206","v":0},{"$f":"AZ331*BH206","v":0},0,null,23,{"$f":"BO331*BL206","v":0},{"$f":"BO331*BM206","v":0},{"$f":"BO331*BN206","v":0},{"$f":"BO331*BO206","v":0},{"$f":"BO331*BP206","v":0},{"$f":"BO331*BQ206","v":0},{"$f":"BO331*BR206","v":0},{"$f":"BO331*BS206","v":0},{"$f":"BO331*BT206","v":0},{"$f":"BO331*BU206","v":0},{"$f":"BO331*BV206","v":0},{"$f":"BO331*BW206","v":0},0,null,23,{"$f":"CD331*CA206","v":0},{"$f":"CD331*CB206","v":0},{"$f":"CD331*CC206","v":0},{"$f":"CD331*CD206","v":0},{"$f":"CD331*CE206","v":0},{"$f":"CD331*CF206","v":0},{"$f":"CD331*CG206","v":0},{"$f":"CD331*CH206","v":0},{"$f":"CD331*CI206","v":0},{"$f":"CD331*CJ206","v":0},{"$f":"CD331*CK206","v":0},{"$f":"CD331*CL206","v":0},0]
["kWh/日",{"$f":"SUM(B333:B356)","v":0},{"$f":"SUM(C333:C356)","v":0},0,0,0,0,0,0,0,0,0,0,{"$f":"SUM(B357:M357)","v":0},null,"kWh/日",{"$f":"SUM(Q333:Q356)","v":0},{"$f":"SUM(R333:R356)","v":0},0,0,0,0,0,0,0,0,0,0,{"$f":"SUM(Q357:AB357)","v":0},null,"kWh/日",{"$f":"SUM(AF333:AF356)","v":0},{"$f":"SUM(AG333:AG356)","v":0},0,0,0,0,0,0,0,0,0,0,{"$f":"SUM(AF357:AQ357)","v":0},null,null,null,"kWh/日",{"$f":"SUM(AW333:AW356)","v":0},{"$f":"SUM(AX333:AX356)","v":0},0,0,0,0,0,0,0,0,0,0,{"$f":"SUM(AW357:BH357)","v":0},null,"kWh/日",{"$f":"SUM(BL333:BL356)","v":0},{"$f":"SUM(BM333:BM356)","v":0},0,0,0,0,0,0,0,0,0,0,{"$f":"SUM(BL357:BW357)","v":0},null,"kWh/日",{"$f":"SUM(CA333:CA356)","v":0},{"$f":"SUM(CB333:CB356)","v":0},0,0,0,0,0,0,0,0,0,0,{"$f":"SUM(CA357:CL357)","v":0}]
["日",{"$f":"B$28","v":20},{"$f":"C$28","v":20},22,20,20,22,20,23,20,21,20,21,{"$f":"SUM(B358:M358)","v":249},null,"日",{"$f":"Q$28","v":4},{"$f":"R$28","v":3},4,4,4,4,5,4,4,4,4,4,{"$f":"SUM(Q358:AB358)","v":48},null,"日",{"$f":"AF$28","v":7},{"$f":"AG$28","v":5},5,6,7,4,6,4,6,6,6,6,{"$f":"SUM(AF358:AQ358)","v":68},null,null,null,"日",{"$f":"AW$28","v":20},{"$f":"AX$28","v":20},22,20,20,22,20,23,20,21,20,21,{"$f":"SUM(AW358:BH358)","v":249},null,"日",{"$f":"BL$28","v":4},{"$f":"BM$28","v":3},4,4,4,4,5,4,4,4,4,4,{"$f":"SUM(BL358:BW358)","v":48},null,"日",{"$f":"CA$28","v":7},{"$f":"CB$28","v":5},5,6,7,4,6,4,6,6,6,6,{"$f":"SUM(CA358:CL358)","v":68}]
["MWh/月",{"$f":"B357*B358/1000","v":0},{"$f":"C357*C358/1000","v":0},0,0,0,0,0,0,0,0,0,0,{"$f":"SUM(B359:M359)","v":0},null,"MWh/月",{"$f":"Q357*Q358/1000","v":0},{"$f":"R357*R358/1000","v":0},0,0,0,0,0,0,0,0,0,0,{"$f":"SUM(Q359:AB359)","v":0},null,"MWh/月",{"$f":"AF357*AF358/1000","v":0},{"$f":"AG357*AG358/1000","v":0},0,0,0,0,0,0,0,0,0,0,{"$f":"SUM(AF359:AQ359)","v":0},null,null,null,"MWh/月",{"$f":"AW357*AW358/1000","v":0},{"$f":"AX357*AX358/1000","v":0},0,0,0,0,0,0,0,0,0,0,{"$f":"SUM(AW359:BH359)","v":0},null,"MWh/月",{"$f":"BL357*BL358/1000","v":0},{"$f":"BM357*BM358/1000","v":0},0,0,0,0,0,0,0,0,0,0,{"$f":"SUM(BL359:BW359)","v":0},null,"MWh/月",{"$f":"CA357*CA358/1000","v":0},{"$f":"CB357*CB358/1000","v":0},0,0,0,0,0,0,0,0,0,0,{"$f":"SUM(CA359:CL359)","v":0}]
[]
["給湯機器補機電力量",null,null,"補機",{"$f":"詳細版!AG8","v":0},"kW/台",null,null,null,null,null,null,"新設建物（電力・熱融通エリア）","（平日）",null,"給湯機器補機電力量",null,null,"補機",{"$f":"E361","v":0},"kW/台",null,null,null,null,null,null,"新設建物（電力・熱融通エリア）","（土曜）",null,"給湯機器補機電力量",null,null,"補機",{"$f":"T361","v":0},"kW/台",null,null,null,null,null,null,"新設建物（電力・熱融通エリア）","（休日）",null,null,null,"給湯機器補機電力量",null,null,"補機",{"$f":"詳細版!AG12","v":0},"kW/台",null,null,null,null,null,null,"既設建物（熱融通エリア）","（平日）",null,"給湯機器補機電力量",null,null,"補機",{"$f":"AZ361","v":0},"kW/台",null,null,null,null,null,null,"既設建物（熱融通エリア）","（土曜）",null,"給湯機器補機電力量",null,null,"補機",{"$f":"BO361","v":0},"kW/台",null,null,null,null,null,null,"既設建物（熱融通エリア）","（休日）"]
["kWh","1月","2月","3月","4月","5月","6月","7月","8月","9月","10月","11月","12月","計",null,"kWh","1月","2月","3月","4月","5月","6月","7月","8月","9月","10月","11月","12月","計",null,"kWh","1月","2月","3月","4月","5月","6月","7月","8月","9月","10月","11月","12月","計",null,null,null,"kWh","1月","2月","3月","4月","5月","6月","7月","8月","9月","10月","11月","12月","計",null,"kWh","1月","2月","3月","4月","5月","6月","7月","8月","9月","10月","11月","12月","計",null,"kWh","1月","2月","3月","4月","5月","6月","7月","8月","9月","10月","11月","12月","計"]
[0,{"$f":"IF(B273=0,0,E361*B243)","v":0},{"$f":"IF(C273=0,0,E361*C243)","v":0},{"$f":"IF(D273=0,0,E361*D243)","v":0},{"$f":"IF(E273=0,0,E361*E243)","v":0},{"$f":"IF(F273=0,0,E361*F243)","v":0},{"$f":"IF(G273=0,0,E361*G243)","v":0},{"$f":"IF(H273=0,0,E361*H243)","v":0},{"$f":"IF(I273=0,0,E361*I243)","v":0},{"$f":"IF(J273=0,0,E361*J243)","v":0},{"$f":"IF(K273=0,0,E361*K243)","v":0},{"$f":"IF(L273=0,0,E361*L243)","v":0},{"$f":"IF(M273=0,0,E361*M243)","v":0},{"$f":"SUM(B363:M363)","v":0},null,0,{"$f":"IF(Q273=0,0,T361*Q243)","v":0},{"$f":"IF(R273=0,0,T361*R243)","v":0},{"$f":"IF(S273=0,0,T361*S243)","v":0},{"$f":"IF(T273=0,0,T361*T243)","v":0},{"$f":"IF(U273=0,0,T361*U243)","v":0},{"$f":"IF(V273=0,0,T361*V243)","v":0},{"$f":"IF(W273=0,0,T361*W243)","v":0},{"$f":"IF(X273=0,0,T361*X243)","v":0},{"$f":"IF(Y273=0,0,T361*Y243)","v":0},{"$f":"IF(Z273=0,0,T361*Z243)","v":0},{"$f":"IF(AA273=0,0,T361*AA243)","v":0},{"$f":"IF(AB273=0,0,T361*AB243)","v":0},{"$f":"SUM(Q363:AB363)","v":0},null,0,{"$f":"IF(AF273=0,0,AI361*AF243)","v":0},{"$f":"IF(AG273=0,0,AI361*AG243)","v":0},{"$f":"IF(AH273=0,0,AI361*AH243)","v":0},{"$f":"IF(AI273=0,0,AI361*AI243)","v":0},{"$f":"IF(AJ273=0,0,AI361*AJ243)","v":0},{"$f":"IF(AK273=0,0,AI361*AK243)","v":0},{"$f":"IF(AL273=0,0,AI361*AL243)","v":0},{"$f":"IF(AM273=0,0,AI361*AM243)","v":0},{"$f":"IF(AN273=0,0,AI361*AN243)","v":0},{"$f":"IF(AO273=0,0,AI361*AO243)","v":0},{"$f":"IF(AP273=0,0,AI361*AP243)","v":0},{"$f":"IF(AQ273=0,0,AI361*AQ243)","v":0},{"$f":"SUM(AF363:AQ363)","v":0},null,null,null,0,{"$f":"IF(AW273=0,0,AZ361*AW243)","v":0},{"$f":"IF(AX273=0,0,AZ361*AX243)","v":0},{"$f":"IF(AY273=0,0,AZ361*AY243)","v":0},{"$f":"IF(AZ273=0,0,AZ361*AZ243)","v":0},{"$f":"IF(BA273=0,0,AZ361*BA243)","v":0},{"$f":"IF(BB273=0,0,AZ361*BB243)","v":0},{"$f":"IF(BC273=0,0,AZ361*BC243)","v":0},{"$f":"IF(BD273=0,0,AZ361*BD243)","v":0},{"$f":"IF(BE273=0,0,AZ361*BE243)","v":0},{"$f":"IF(BF273=0,0,AZ361*BF243)","v":0},{"$f":"IF(BG273=0,0,AZ361*BG243)","v":0},{"$f":"IF(BH273=0,0,AZ361*BH243)","v":0},{"$f":"SUM(AW363:BH363)","v":0},null,0,{"$f":"IF(BL273=0,0,BO361*BL243)","v":0},{"$f":"IF(BM273=0,0,BO361*BM243)","v":0},{"$f":"IF(BN273=0,0,BO361*BN243)","v":0},{"$f":"IF(BO273=0,0,BO361*BO243)","v":0},{"$f":"IF(BP273=0,0,BO361*BP243)","v":0},{"$f":"IF(BQ273=0,0,BO361*BQ243)","v":0},{"$f":"IF(BR273=0,0,BO361*BR243)","v":0},{"$f":"IF(BS273=0,0,BO361*BS243)","v":0},{"$f":"IF(BT273=0,0,BO361*BT243)","v":0},{"$f":"IF(BU273=0,0,BO361*BU243)","v":0},{"$f":"IF(BV273=0,0,BO361*BV243)","v":0},{"$f":"IF(BW273=0,0,BO361*BW243)","v":0},{"$f":"SUM(BL363:BW363)","v":0},null,0,{"$f":"IF(CA273=0,0,CD361*CA243)","v":0},{"$f":"IF(CB273=0,0,CD361*CB243)","v":0},{"$f":"IF(CC273=0,0,CD361*CC243)","v":0},{"$f":"IF(CD273=0,0,CD361*CD243)","v":0},{"$f":"IF(CE273=0,0,CD361*CE243)","v":0},{"$f":"IF(CF273=0,0,CD361*CF243)","v":0},{"$f":"IF(CG273=0,0,CD361*CG243)","v":0},{"$f":"IF(CH273=0,0,CD361*CH243)","v":0},{"$f":"IF(CI273=0,0,CD361*CI243)","v":0},{"$f":"IF(CJ273=0,0,CD361*CJ243)","v":0},{"$f":"IF(CK273=0,0,CD361*CK243)","v":0},{"$f":"IF(CL273=0,0,CD361*CL243)","v":0},{"$f":"SUM(CA363:CL363)","v":0}]
[1,{"$f":"IF(B274=0,0,E361*B244)","v":0},{"$f":"IF(C274=0,0,E361*C244)","v":0},{"$f":"IF(D274=0,0,E361*D244)","v":0},{"$f":"IF(E274=0,0,E361*E244)","v":0},{"$f":"IF(F274=0,0,E361*F244)","v":0},{"$f":"IF(G274=0,0,E361*G244)","v":0},{"$f":"IF(H274=0,0,E361*H244)","v":0},{"$f":"IF(I274=0,0,E361*I244)","v":0},{"$f":"IF(J274=0,0,E361*J244)","v":0},{"$f":"IF(K274=0,0,E361*K244)","v":0},{"$f":"IF(L274=0,0,E361*L244)","v":0},{"$f":"IF(M274=0,0,E361*M244)","v":0},{"$f":"SUM(B364:M364)","v":0},null,1,{"$f":"IF(Q274=0,0,T361*Q244)","v":0},{"$f":"IF(R274=0,0,T361*R244)","v":0},{"$f":"IF(S274=0,0,T361*S244)","v":0},{"$f":"IF(T274=0,0,T361*T244)","v":0},{"$f":"IF(U274=0,0,T361*U244)","v":0},{"$f":"IF(V274=0,0,T361*V244)","v":0},{"$f":"IF(W274=0,0,T361*W244)","v":0},{"$f":"IF(X274=0,0,T361*X244)","v":0},{"$f":"IF(Y274=0,0,T361*Y244)","v":0},{"$f":"IF(Z274=0,0,T361*Z244)","v":0},{"$f":"IF(AA274=0,0,T361*AA244)","v":0},{"$f":"IF(AB274=0,0,T361*AB244)","v":0},{"$f":"SUM(Q364:AB364)","v":0},null,1,{"$f":"IF(AF274=0,0,AI361*AF244)","v":0},{"$f":"IF(AG274=0,0,AI361*AG244)","v":0},{"$f":"IF(AH274=0,0,AI361*AH244)","v":0},{"$f":"IF(AI274=0,0,AI361*AI244)","v":0},{"$f":"IF(AJ274=0,0,AI361*AJ244)","v":0},{"$f":"IF(AK274=0,0,AI361*AK244)","v":0},{"$f":"IF(AL274=0,0,AI361*AL244)","v":0},{"$f":"IF(AM274=0,0,AI361*AM244)","v":0},{"$f":"IF(AN274=0,0,AI361*AN244)","v":0},{"$f":"IF(AO274=0,0,AI361*AO244)","v":0},{"$f":"IF(AP274=0,0,AI361*AP244)","v":0},{"$f":"IF(AQ274=0,0,AI361*AQ244)","v":0},{"$f":"SUM(AF364:AQ364)","v":0},null,null,null,1,{"$f":"IF(AW274=0,0,AZ361*AW244)","v":0},{"$f":"IF(AX274=0,0,AZ361*AX244)","v":0},{"$f":"IF(AY274=0,0,AZ361*AY244)","v":0},{"$f":"IF(AZ274=0,0,AZ361*AZ244)","v":0},{"$f":"IF(BA274=0,0,AZ361*BA244)","v":0},{"$f":"IF(BB274=0,0,AZ361*BB244)","v":0},{"$f":"IF(BC274=0,0,AZ361*BC244)","v":0},{"$f":"IF(BD274=0,0,AZ361*BD244)","v":0},{"$f":"IF(BE274=0,0,AZ361*BE244)","v":0},{"$f":"IF(BF274=0,0,AZ361*BF244)","v":0},{"$f":"IF(BG274=0,0,AZ361*BG244)","v":0},{"$f":"IF(BH274=0,0,AZ361*BH244)","v":0},{"$f":"SUM(AW364:BH364)","v":0},null,1,{"$f":"IF(BL274=0,0,BO361*BL244)","v":0},{"$f":"IF(BM274=0,0,BO361*BM244)","v":0},{"$f":"IF(BN274=0,0,BO361*BN244)","v":0},{"$f":"IF(BO274=0,0,BO361*BO244)","v":0},{"$f":"IF(BP274=0,0,BO361*BP244)","v":0},{"$f":"IF(BQ274=0,0,BO361*BQ244)","v":0},{"$f":"IF(BR274=0,0,BO361*BR244)","v":0},{"$f":"IF(BS274=0,0,BO361*BS244)","v":0},{"$f":"IF(BT274=0,0,BO361*BT244)","v":0},{"$f":"IF(BU274=0,0,BO361*BU244)","v":0},{"$f":"IF(BV274=0,0,BO361*BV244)","v":0},{"$f":"IF(BW274=0,0,BO361*BW244)","v":0},{"$f":"SUM(BL364:BW364)","v":0},null,1,{"$f":"IF(CA274=0,0,CD361*CA244)","v":0},{"$f":"IF(CB274=0,0,CD361*CB244)","v":0},{"$f":"IF(CC274=0,0,CD361*CC244)","v":0},{"$f":"IF(CD274=0,0,CD361*CD244)","v":0},{"$f":"IF(CE274=0,0,CD361*CE244)","v":0},{"$f":"IF(CF274=0,0,CD361*CF244)","v":0},{"$f":"IF(CG274=0,0,CD361*CG244)","v":0},{"$f":"IF(CH274=0,0,CD361*CH244)","v":0},{"$f":"IF(CI274=0,0,CD361*CI244)","v":0},{"$f":"IF(CJ274=0,0,CD361*CJ244)","v":0},{"$f":"IF(CK274=0,0,CD361*CK244)","v":0},{"$f":"IF(CL274=0,0,CD361*CL244)","v":0},{"$f":"SUM(CA364:CL364)","v":0}]
[2,{"$f":"IF(B275=0,0,E361*B245)","v":0},{"$f":"IF(C275=0,0,E361*C245)","v":0},{"$f":"IF(D275=0,0,E361*D245)","v":0},{"$f":"IF(E275=0,0,E361*E245)","v":0},{"$f":"IF(F275=0,0,E361*F245)","v":0},{"$f":"IF(G275=0,0,E361*G245)","v":0},{"$f":"IF(H275=0,0,E361*H245)","v":0},{"$f":"IF(I275=0,0,E361*I245)","v":0},{"$f":"IF(J275=0,0,E361*J245)","v":0},{"$f":"IF(K275=0,0,E361*K245)","v":0},{"$f":"IF(L275=0,0,E361*L245)","v":0},{"$f":"IF(M275=0,0,E361*M245)","v":0},0,null,2,{"$f":"IF(Q275=0,0,T361*Q245)","v":0},{"$f":"IF(R275=0,0,T361*R245)","v":0},{"$f":"IF(S275=0,0,T361*S245)","v":0},{"$f":"IF(T275=0,0,T361*T245)","v":0},{"$f":"IF(U275=0,0,T361*U245)","v":0},{"$f":"IF(V275=0,0,T361*V245)","v":0},{"$f":"IF(W275=0,0,T361*W245)","v":0},{"$f":"IF(X275=0,0,T361*X245)","v":0},{"$f":"IF(Y275=0,0,T361*Y245)","v":0},{"$f":"IF(Z275=0,0,T361*Z245)","v":0},{"$f":"IF(AA275=0,0,T361*AA245)","v":0},{"$f":"IF(AB275=0,0,T361*AB245)","v":0},0,null,2,{"$f":"IF(AF275=0,0,AI361*AF245)","v":0},{"$f":"IF(AG275=0,0,AI361*AG245)","v":0},{"$f":"IF(AH275=0,0,AI361*AH245)","v":0},{"$f":"IF(AI275=0,0,AI361*AI245)","v":0},{"$f":"IF(AJ275=0,0,AI361*AJ245)","v":0},{"$f":"IF(AK275=0,0,AI361*AK245)","v":0},{"$f":"IF(AL275=0,0,AI361*AL245)","v":0},{"$f":"IF(AM275=0,0,AI361*AM245)","v":0},{"$f":"IF(AN275=0,0,AI361*AN245)","v":0},{"$f":"IF(AO275=0,0,AI361*AO245)","v":0},{"$f":"IF(AP275=0,0,AI361*AP245)","v":0},{"$f":"IF(AQ275=0,0,AI361*AQ245)","v":0},0,null,null,null,2,{"$f":"IF(AW275=0,0,AZ361*AW245)","v":0},{"$f":"IF(AX275=0,0,AZ361*AX245)","v":0},{"$f":"IF(AY275=0,0,AZ361*AY245)","v":0},{"$f":"IF(AZ275=0,0,AZ361*AZ245)","v":0},{"$f":"IF(BA275=0,0,AZ361*BA245)","v":0},{"$f":"IF(BB275=0,0,AZ361*BB245)","v":0},{"$f":"IF(BC275=0,0,AZ361*BC245)","v":0},{"$f":"IF(BD275=0,0,AZ361*BD245)","v":0},{"$f":"IF(BE275=0,0,AZ361*BE245)","v":0},{"$f":"IF(BF275=0,0,AZ361*BF245)","v":0},{"$f":"IF(BG275=0,0,AZ361*BG245)","v":0},{"$f":"IF(BH275=0,0,AZ361*BH245)","v":0},0,null,2,{"$f":"IF(BL275=0,0,BO361*BL245)","v":0},{"$f":"IF(BM275=0,0,BO361*BM245)","v":0},{"$f":"IF(BN275=0,0,BO361*BN245)","v":0},{"$f":"IF(BO275=0,0,BO361*BO245)","v":0},{"$f":"IF(BP275=0,0,BO361*BP245)","v":0},{"$f":"IF(BQ275=0,0,BO361*BQ245)","v":0},{"$f":"IF(BR275=0,0,BO361*BR245)","v":0},{"$f":"IF(BS275=0,0,BO361*BS245)","v":0},{"$f":"IF(BT275=0,0,BO361*BT245)","v":0},{"$f":"IF(BU275=0,0,BO361*BU245)","v":0},{"$f":"IF(BV275=0,0,BO361*BV245)","v":0},{"$f":"IF(BW275=0,0,BO361*BW245)","v":0},0,null,2,{"$f":"IF(CA275=0,0,CD361*CA245)","v":0},{"$f":"IF(CB275=0,0,CD361*CB245)","v":0},{"$f":"IF(CC275=0,0,CD361*CC245)","v":0},{"$f":"IF(CD275=0,0,CD361*CD245)","v":0},{"$f":"IF(CE275=0,0,CD361*CE245)","v":0},{"$f":"IF(CF275=0,0,CD361*CF245)","v":0},{"$f":"IF(CG275=0,0,CD361*CG245)","v":0},{"$f":"IF(CH275=0,0,CD361*CH245)","v":0},{"$f":"IF(CI275=0,0,CD361*CI245)","v":0},{"$f":"IF(CJ275=0,0,CD361*CJ245)","v":0},{"$f":"IF(CK275=0,0,CD361*CK245)","v":0},{"$f":"IF(CL275=0,0,CD361*CL245)","v":0},0]
[3,{"$f":"IF(B276=0,0,E361*B246)","v":0},{"$f":"IF(C276=0,0,E361*C246)","v":0},{"$f":"IF(D276=0,0,E361*D246)","v":0},{"$f":"IF(E276=0,0,E361*E246)","v":0},{"$f":"IF(F276=0,0,E361*F246)","v":0},{"$f":"IF(G276=0,0,E361*G246)","v":0},{"$f":"IF(H276=0,0,E361*H246)","v":0},{"$f":"IF(I276=0,0,E361*I246)","v":0},{"$f":"IF(J276=0,0,E361*J246)","v":0},{"$f":"IF(K276=0,0,E361*K246)","v":0},{"$f":"IF(L276=0,0,E361*L246)","v":0},{"$f":"IF(M276=0,0,E361*M246)","v":0},0,null,3,{"$f":"IF(Q276=0,0,T361*Q246)","v":0},{"$f":"IF(R276=0,0,T361*R246)","v":0},{"$f":"IF(S276=0,0,T361*S246)","v":0},{"$f":"IF(T276=0,0,T361*T246)","v":0},{"$f":"IF(U276=0,0,T361*U246)","v":0},{"$f":"IF(V276=0,0,T361*V246)","v":0},{"$f":"IF(W276=0,0,T361*W246)","v":0},{"$f":"IF(X276=0,0,T361*X246)","v":0},{"$f":"IF(Y276=0,0,T361*Y246)","v":0},{"$f":"IF(Z276=0,0,T361*Z246)","v":0},{"$f":"IF(AA276=0,0,T361*AA246)","v":0},{"$f":"IF(AB276=0,0,T361*AB246)","v":0},0,null,3,{"$f":"IF(AF276=0,0,AI361*AF246)","v":0},{"$f":"IF(AG276=0,0,AI361*AG246)","v":0},{"$f":"IF(AH276=0,0,AI361*AH246)","v":0},{"$f":"IF(AI276=0,0,AI361*AI246)","v":0},{"$f":"IF(AJ276=0,0,AI361*AJ246)","v":0},{"$f":"IF(AK276=0,0,AI361*AK246)","v":0},{"$f":"IF(AL276=0,0,AI361*AL246)","v":0},{"$f":"IF(AM276=0,0,AI361*AM246)","v":0},{"$f":"IF(AN276=0,0,AI361*AN246)","v":0},{"$f":"IF(AO276=0,0,AI361*AO246)","v":0},{"$f":"IF(AP276=0,0,AI361*AP246)","v":0},{"$f":"IF(AQ276=0,0,AI361*AQ246)","v":0},0,null,null,null,3,{"$f":"IF(AW276=0,0,AZ361*AW246)","v":0},{"$f":"IF(AX276=0,0,AZ361*AX246)","v":0},{"$f":"IF(AY276=0,0,AZ361*AY246)","v":0},{"$f":"IF(AZ276=0,0,AZ361*AZ246)","v":0},{"$f":"IF(BA276=0,0,AZ361*BA246)","v":0},{"$f":"IF(BB276=0,0,AZ361*BB246)","v":0},{"$f":"IF(BC276=0,0,AZ361*BC246)","v":0},{"$f":"IF(BD276=0,0,AZ361*BD246)","v":0},{"$f":"IF(BE276=0,0,AZ361*BE246)","v":0},{"$f":"IF(BF276=0,0,AZ361*BF246)","v":0},{"$f":"IF(BG276=0,0,AZ361*BG246)","v":0},{"$f":"IF(BH276=0,0,AZ361*BH246)","v":0},0,null,3,{"$f":"IF(BL276=0,0,BO361*BL246)","v":0},{"$f":"IF(BM276=0,0,BO361*BM246)","v":0},{"$f":"IF(BN276=0,0,BO361*BN246)","v":0},{"$f":"IF(BO276=0,0,BO361*BO246)","v":0},{"$f":"IF(BP276=0,0,BO361*BP246)","v":0},{"$f":"IF(BQ276=0,0,BO361*BQ246)","v":0},{"$f":"IF(BR276=0,0,BO361*BR246)","v":0},{"$f":"IF(BS276=0,0,BO361*BS246)","v":0},{"$f":"IF(BT276=0,0,BO361*BT246)","v":0},{"$f":"IF(BU276=0,0,BO361*BU246)","v":0},{"$f":"IF(BV276=0,0,BO361*BV246)","v":0},{"$f":"IF(BW276=0,0,BO361*BW246)","v":0},0,null,3,{"$f":"IF(CA276=0,0,CD361*CA246)","v":0},{"$f":"IF(CB276=0,0,CD361*CB246)","v":0},{"$f":"IF(CC276=0,0,CD361*CC246)","v":0},{"$f":"IF(CD276=0,0,CD361*CD246)","v":0},{"$f":"IF(CE276=0,0,CD361*CE246)","v":0},{"$f":"IF(CF276=0,0,CD361*CF246)","v":0},{"$f":"IF(CG276=0,0,CD361*CG246)","v":0},{"$f":"IF(CH276=0,0,CD361*CH246)","v":0},{"$f":"IF(CI276=0,0,CD361*CI246)","v":0},{"$f":"IF(CJ276=0,0,CD361*CJ246)","v":0},{"$f":"IF(CK276=0,0,CD361*CK246)","v":0},{"$f":"IF(CL276=0,0,CD361*CL246)","v":0},0]
[4,{"$f":"IF(B277=0,0,E361*B247)","v":0},{"$f":"IF(C277=0,0,E361*C247)","v":0},{"$f":"IF(D277=0,0,E361*D247)","v":0},{"$f":"IF(E277=0,0,E361*E247)","v":0},{"$f":"IF(F277=0,0,E361*F247)","v":0},{"$f":"IF(G277=0,0,E361*G247)","v":0},{"$f":"IF(H277=0,0,E361*H247)","v":0},{"$f":"IF(I277=0,0,E361*I247)","v":0},{"$f":"IF(J277=0,0,E361*J247)","v":0},{"$f":"IF(K277=0,0,E361*K247)","v":0},{"$f":"IF(L277=0,0,E361*L247)","v":0},{"$f":"IF(M277=0,0,E361*M247)","v":0},0,null,4,{"$f":"IF(Q277=0,0,T361*Q247)","v":0},{"$f":"IF(R277=0,0,T361*R247)","v":0},{"$f":"IF(S277=0,0,T361*S247)","v":0},{"$f":"IF(T277=0,0,T361*T247)","v":0},{"$f":"IF(U277=0,0,T361*U247)","v":0},{"$f":"IF(V277=0,0,T361*V247)","v":0},{"$f":"IF(W277=0,0,T361*W247)","v":0},{"$f":"IF(X277=0,0,T361*X247)","v":0},{"$f":"IF(Y277=0,0,T361*Y247)","v":0},{"$f":"IF(Z277=0,0,T361*Z247)","v":0},{"$f":"IF(AA277=0,0,T361*AA247)","v":0},{"$f":"IF(AB277=0,0,T361*AB247)","v":0},0,null,4,{"$f":"IF(AF277=0,0,AI361*AF247)","v":0},{"$f":"IF(AG277=0,0,AI361*AG247)","v":0},{"$f":"IF(AH277=0,0,AI361*AH247)","v":0},{"$f":"IF(AI277=0,0,AI361*AI247)","v":0},{"$f":"IF(AJ277=0,0,AI361*AJ247)","v":0},{"$f":"IF(AK277=0,0,AI361*AK247)","v":0},{"$f":"IF(AL277=0,0,AI361*AL247)","v":0},{"$f":"IF(AM277=0,0,AI361*AM247)","v":0},{"$f":"IF(AN277=0,0,AI361*AN247)","v":0},{"$f":"IF(AO277=0,0,AI361*AO247)","v":0},{"$f":"IF(AP277=0,0,AI361*AP247)","v":0},{"$f":"IF(AQ277=0,0,AI361*AQ247)","v":0},0,null,null,null,4,{"$f":"IF(AW277=0,0,AZ361*AW247)","v":0},{"$f":"IF(AX277=0,0,AZ361*AX247)","v":0},{"$f":"IF(AY277=0,0,AZ361*AY247)","v":0},{"$f":"IF(AZ277=0,0,AZ361*AZ247)","v":0},{"$f":"IF(BA277=0,0,AZ361*BA247)","v":0},{"$f":"IF(BB277=0,0,AZ361*BB247)","v":0},{"$f":"IF(BC277=0,0,AZ361*BC247)","v":0},{"$f":"IF(BD277=0,0,AZ361*BD247)","v":0},{"$f":"IF(BE277=0,0,AZ361*BE247)","v":0},{"$f":"IF(BF277=0,0,AZ361*BF247)","v":0},{"$f":"IF(BG277=0,0,AZ361*BG247)","v":0},{"$f":"IF(BH277=0,0,AZ361*BH247)","v":0},0,null,4,{"$f":"IF(BL277=0,0,BO361*BL247)","v":0},{"$f":"IF(BM277=0,0,BO361*BM247)","v":0},{"$f":"IF(BN277=0,0,BO361*BN247)","v":0},{"$f":"IF(BO277=0,0,BO361*BO247)","v":0},{"$f":"IF(BP277=0,0,BO361*BP247)","v":0},{"$f":"IF(BQ277=0,0,BO361*BQ247)","v":0},{"$f":"IF(BR277=0,0,BO361*BR247)","v":0},{"$f":"IF(BS277=0,0,BO361*BS247)","v":0},{"$f":"IF(BT277=0,0,BO361*BT247)","v":0},{"$f":"IF(BU277=0,0,BO361*BU247)","v":0},{"$f":"IF(BV277=0,0,BO361*BV247)","v":0},{"$f":"IF(BW277=0,0,BO361*BW247)","v":0},0,null,4,{"$f":"IF(CA277=0,0,CD361*CA247)","v":0},{"$f":"IF(CB277=0,0,CD361*CB247)","v":0},{"$f":"IF(CC277=0,0,CD361*CC247)","v":0},{"$f":"IF(CD277=0,0,CD361*CD247)","v":0},{"$f":"IF(CE277=0,0,CD361*CE247)","v":0},{"$f":"IF(CF277=0,0,CD361*CF247)","v":0},{"$f":"IF(CG277=0,0,CD361*CG247)","v":0},{"$f":"IF(CH277=0,0,CD361*CH247)","v":0},{"$f":"IF(CI277=0,0,CD361*CI247)","v":0},{"$f":"IF(CJ277=0,0,CD361*CJ247)","v":0},{"$f":"IF(CK277=0,0,CD361*CK247)","v":0},{"$f":"IF(CL277=0,0,CD361*CL247)","v":0},0]
[5,{"$f":"IF(B278=0,0,E361*B248)","v":0},{"$f":"IF(C278=0,0,E361*C248)","v":0},{"$f":"IF(D278=0,0,E361*D248)","v":0},{"$f":"IF(E278=0,0,E361*E248)","v":0},{"$f":"IF(F278=0,0,E361*F248)","v":0},{"$f":"IF(G278=0,0,E361*G248)","v":0},{"$f":"IF(H278=0,0,E361*H248)","v":0},{"$f":"IF(I278=0,0,E361*I248)","v":0},{"$f":"IF(J278=0,0,E361*J248)","v":0},{"$f":"IF(K278=0,0,E361*K248)","v":0},{"$f":"IF(L278=0,0,E361*L248)","v":0},{"$f":"IF(M278=0,0,E361*M248)","v":0},0,null,5,{"$f":"IF(Q278=0,0,T361*Q248)","v":0},{"$f":"IF(R278=0,0,T361*R248)","v":0},{"$f":"IF(S278=0,0,T361*S248)","v":0},{"$f":"IF(T278=0,0,T361*T248)","v":0},{"$f":"IF(U278=0,0,T361*U248)","v":0},{"$f":"IF(V278=0,0,T361*V248)","v":0},{"$f":"IF(W278=0,0,T361*W248)","v":0},{"$f":"IF(X278=0,0,T361*X248)","v":0},{"$f":"IF(Y278=0,0,T361*Y248)","v":0},{"$f":"IF(Z278=0,0,T361*Z248)","v":0},{"$f":"IF(AA278=0,0,T361*AA248)","v":0},{"$f":"IF(AB278=0,0,T361*AB248)","v":0},0,null,5,{"$f":"IF(AF278=0,0,AI361*AF248)","v":0},{"$f":"IF(AG278=0,0,AI361*AG248)","v":0},{"$f":"IF(AH278=0,0,AI361*AH248)","v":0},{"$f":"IF(AI278=0,0,AI361*AI248)","v":0},{"$f":"IF(AJ278=0,0,AI361*AJ248)","v":0},{"$f":"IF(AK278=0,0,AI361*AK248)","v":0},{"$f":"IF(AL278=0,0,AI361*AL248)","v":0},{"$f":"IF(AM278=0,0,AI361*AM248)","v":0},{"$f":"IF(AN278=0,0,AI361*AN248)","v":0},{"$f":"IF(AO278=0,0,AI361*AO248)","v":0},{"$f":"IF(AP278=0,0,AI361*AP248)","v":0},{"$f":"IF(AQ278=0,0,AI361*AQ248)","v":0},0,null,null,null,5,{"$f":"IF(AW278=0,0,AZ361*AW248)","v":0},{"$f":"IF(AX278=0,0,AZ361*AX248)","v":0},{"$f":"IF(AY278=0,0,AZ361*AY248)","v":0},{"$f":"IF(AZ278=0,0,AZ361*AZ248)","v":0},{"$f":"IF(BA278=0,0,AZ361*BA248)","v":0},{"$f":"IF(BB278=0,0,AZ361*BB248)","v":0},{"$f":"IF(BC278=0,0,AZ361*BC248)","v":0},{"$f":"IF(BD278=0,0,AZ361*BD248)","v":0},{"$f":"IF(BE278=0,0,AZ361*BE248)","v":0},{"$f":"IF(BF278=0,0,AZ361*BF248)","v":0},{"$f":"IF(BG278=0,0,AZ361*BG248)","v":0},{"$f":"IF(BH278=0,0,AZ361*BH248)","v":0},0,null,5,{"$f":"IF(BL278=0,0,BO361*BL248)","v":0},{"$f":"IF(BM278=0,0,BO361*BM248)","v":0},{"$f":"IF(BN278=0,0,BO361*BN248)","v":0},{"$f":"IF(BO278=0,0,BO361*BO248)","v":0},{"$f":"IF(BP278=0,0,BO361*BP248)","v":0},{"$f":"IF(BQ278=0,0,BO361*BQ248)","v":0},{"$f":"IF(BR278=0,0,BO361*BR248)","v":0},{"$f":"IF(BS278=0,0,BO361*BS248)","v":0},{"$f":"IF(BT278=0,0,BO361*BT248)","v":0},{"$f":"IF(BU278=0,0,BO361*BU248)","v":0},{"$f":"IF(BV278=0,0,BO361*BV248)","v":0},{"$f":"IF(BW278=0,0,BO361*BW248)","v":0},0,null,5,{"$f":"IF(CA278=0,0,CD361*CA248)","v":0},{"$f":"IF(CB278=0,0,CD361*CB248)","v":0},{"$f":"IF(CC278=0,0,CD361*CC248)","v":0},{"$f":"IF(CD278=0,0,CD361*CD248)","v":0},{"$f":"IF(CE278=0,0,CD361*CE248)","v":0},{"$f":"IF(CF278=0,0,CD361*CF248)","v":0},{"$f":"IF(CG278=0,0,CD361*CG248)","v":0},{"$f":"IF(CH278=0,0,CD361*CH248)","v":0},{"$f":"IF(CI278=0,0,CD361*CI248)","v":0},{"$f":"IF(CJ278=0,0,CD361*CJ248)","v":0},{"$f":"IF(CK278=0,0,CD361*CK248)","v":0},{"$f":"IF(CL278=0,0,CD361*CL248)","v":0},0]
[6,{"$f":"IF(B279=0,0,E361*B249)","v":0},{"$f":"IF(C279=0,0,E361*C249)","v":0},{"$f":"IF(D279=0,0,E361*D249)","v":0},{"$f":"IF(E279=0,0,E361*E249)","v":0},{"$f":"IF(F279=0,0,E361*F249)","v":0},{"$f":"IF(G279=0,0,E361*G249)","v":0},{"$f":"IF(H279=0,0,E361*H249)","v":0},{"$f":"IF(I279=0,0,E361*I249)","v":0},{"$f":"IF(J279=0,0,E361*J249)","v":0},{"$f":"IF(K279=0,0,E361*K249)","v":0},{"$f":"IF(L279=0,0,E361*L249)","v":0},{"$f":"IF(M279=0,0,E361*M249)","v":0},0,null,6,{"$f":"IF(Q279=0,0,T361*Q249)","v":0},{"$f":"IF(R279=0,0,T361*R249)","v":0},{"$f":"IF(S279=0,0,T361*S249)","v":0},{"$f":"IF(T279=0,0,T361*T249)","v":0},{"$f":"IF(U279=0,0,T361*U249)","v":0},{"$f":"IF(V279=0,0,T361*V249)","v":0},{"$f":"IF(W279=0,0,T361*W249)","v":0},{"$f":"IF(X279=0,0,T361*X249)","v":0},{"$f":"IF(Y279=0,0,T361*Y249)","v":0},{"$f":"IF(Z279=0,0,T361*Z249)","v":0},{"$f":"IF(AA279=0,0,T361*AA249)","v":0},{"$f":"IF(AB279=0,0,T361*AB249)","v":0},0,null,6,{"$f":"IF(AF279=0,0,AI361*AF249)","v":0},{"$f":"IF(AG279=0,0,AI361*AG249)","v":0},{"$f":"IF(AH279=0,0,AI361*AH249)","v":0},{"$f":"IF(AI279=0,0,AI361*AI249)","v":0},{"$f":"IF(AJ279=0,0,AI361*AJ249)","v":0},{"$f":"IF(AK279=0,0,AI361*AK249)","v":0},{"$f":"IF(AL279=0,0,AI361*AL249)","v":0},{"$f":"IF(AM279=0,0,AI361*AM249)","v":0},{"$f":"IF(AN279=0,0,AI361*AN249)","v":0},{"$f":"IF(AO279=0,0,AI361*AO249)","v":0},{"$f":"IF(AP279=0,0,AI361*AP249)","v":0},{"$f":"IF(AQ279=0,0,AI361*AQ249)","v":0},0,null,null,null,6,{"$f":"IF(AW279=0,0,AZ361*AW249)","v":0},{"$f":"IF(AX279=0,0,AZ361*AX249)","v":0},{"$f":"IF(AY279=0,0,AZ361*AY249)","v":0},{"$f":"IF(AZ279=0,0,AZ361*AZ249)","v":0},{"$f":"IF(BA279=0,0,AZ361*BA249)","v":0},{"$f":"IF(BB279=0,0,AZ361*BB249)","v":0},{"$f":"IF(BC279=0,0,AZ361*BC249)","v":0},{"$f":"IF(BD279=0,0,AZ361*BD249)","v":0},{"$f":"IF(BE279=0,0,AZ361*BE249)","v":0},{"$f":"IF(BF279=0,0,AZ361*BF249)","v":0},{"$f":"IF(BG279=0,0,AZ361*BG249)","v":0},{"$f":"IF(BH279=0,0,AZ361*BH249)","v":0},0,null,6,{"$f":"IF(BL279=0,0,BO361*BL249)","v":0},{"$f":"IF(BM279=0,0,BO361*BM249)","v":0},{"$f":"IF(BN279=0,0,BO361*BN249)","v":0},{"$f":"IF(BO279=0,0,BO361*BO249)","v":0},{"$f":"IF(BP279=0,0,BO361*BP249)","v":0},{"$f":"IF(BQ279=0,0,BO361*BQ249)","v":0},{"$f":"IF(BR279=0,0,BO361*BR249)","v":0},{"$f":"IF(BS279=0,0,BO361*BS249)","v":0},{"$f":"IF(BT279=0,0,BO361*BT249)","v":0},{"$f":"IF(BU279=0,0,BO361*BU249)","v":0},{"$f":"IF(BV279=0,0,BO361*BV249)","v":0},{"$f":"IF(BW279=0,0,BO361*BW249)","v":0},0,null,6,{"$f":"IF(CA279=0,0,CD361*CA249)","v":0},{"$f":"IF(CB279=0,0,CD361*CB249)","v":0},{"$f":"IF(CC279=0,0,CD361*CC249)","v":0},{"$f":"IF(CD279=0,0,CD361*CD249)","v":0},{"$f":"IF(CE279=0,0,CD361*CE249)","v":0},{"$f":"IF(CF279=0,0,CD361*CF249)","v":0},{"$f":"IF(CG279=0,0,CD361*CG249)","v":0},{"$f":"IF(CH279=0,0,CD361*CH249)","v":0},{"$f":"IF(CI279=0,0,CD361*CI249)","v":0},{"$f":"IF(CJ279=0,0,CD361*CJ249)","v":0},{"$f":"IF(CK279=0,0,CD361*CK249)","v":0},{"$f":"IF(CL279=0,0,CD361*CL249)","v":0},0]
[7,{"$f":"IF(B280=0,0,E361*B250)","v":0},{"$f":"IF(C280=0,0,E361*C250)","v":0},{"$f":"IF(D280=0,0,E361*D250)","v":0},{"$f":"IF(E280=0,0,E361*E250)","v":0},{"$f":"IF(F280=0,0,E361*F250)","v":0},{"$f":"IF(G280=0,0,E361*G250)","v":0},{"$f":"IF(H280=0,0,E361*H250)","v":0},{"$f":"IF(I280=0,0,E361*I250)","v":0},{"$f":"IF(J280=0,0,E361*J250)","v":0},{"$f":"IF(K280=0,0,E361*K250)","v":0},{"$f":"IF(L280=0,0,E361*L250)","v":0},{"$f":"IF(M280=0,0,E361*M250)","v":0},0,null,7,{"$f":"IF(Q280=0,0,T361*Q250)","v":0},{"$f":"IF(R280=0,0,T361*R250)","v":0},{"$f":"IF(S280=0,0,T361*S250)","v":0},{"$f":"IF(T280=0,0,T361*T250)","v":0},{"$f":"IF(U280=0,0,T361*U250)","v":0},{"$f":"IF(V280=0,0,T361*V250)","v":0},{"$f":"IF(W280=0,0,T361*W250)","v":0},{"$f":"IF(X280=0,0,T361*X250)","v":0},{"$f":"IF(Y280=0,0,T361*Y250)","v":0},{"$f":"IF(Z280=0,0,T361*Z250)","v":0},{"$f":"IF(AA280=0,0,T361*AA250)","v":0},{"$f":"IF(AB280=0,0,T361*AB250)","v":0},0,null,7,{"$f":"IF(AF280=0,0,AI361*AF250)","v":0},{"$f":"IF(AG280=0,0,AI361*AG250)","v":0},{"$f":"IF(AH280=0,0,AI361*AH250)","v":0},{"$f":"IF(AI280=0,0,AI361*AI250)","v":0},{"$f":"IF(AJ280=0,0,AI361*AJ250)","v":0},{"$f":"IF(AK280=0,0,AI361*AK250)","v":0},{"$f":"IF(AL280=0,0,AI361*AL250)","v":0},{"$f":"IF(AM280=0,0,AI361*AM250)","v":0},{"$f":"IF(AN280=0,0,AI361*AN250)","v":0},{"$f":"IF(AO280=0,0,AI361*AO250)","v":0},{"$f":"IF(AP280=0,0,AI361*AP250)","v":0},{"$f":"IF(AQ280=0,0,AI361*AQ250)","v":0},0,null,null,null,7,{"$f":"IF(AW280=0,0,AZ361*AW250)","v":0},{"$f":"IF(AX280=0,0,AZ361*AX250)","v":0},{"$f":"IF(AY280=0,0,AZ361*AY250)","v":0},{"$f":"IF(AZ280=0,0,AZ361*AZ250)","v":0},{"$f":"IF(BA280=0,0,AZ361*BA250)","v":0},{"$f":"IF(BB280=0,0,AZ361*BB250)","v":0},{"$f":"IF(BC280=0,0,AZ361*BC250)","v":0},{"$f":"IF(BD280=0,0,AZ361*BD250)","v":0},{"$f":"IF(BE280=0,0,AZ361*BE250)","v":0},{"$f":"IF(BF280=0,0,AZ361*BF250)","v":0},{"$f":"IF(BG280=0,0,AZ361*BG250)","v":0},{"$f":"IF(BH280=0,0,AZ361*BH250)","v":0},0,null,7,{"$f":"IF(BL280=0,0,BO361*BL250)","v":0},{"$f":"IF(BM280=0,0,BO361*BM250)","v":0},{"$f":"IF(BN280=0,0,BO361*BN250)","v":0},{"$f":"IF(BO280=0,0,BO361*BO250)","v":0},{"$f":"IF(BP280=0,0,BO361*BP250)","v":0},{"$f":"IF(BQ280=0,0,BO361*BQ250)","v":0},{"$f":"IF(BR280=0,0,BO361*BR250)","v":0},{"$f":"IF(BS280=0,0,BO361*BS250)","v":0},{"$f":"IF(BT280=0,0,BO361*BT250)","v":0},{"$f":"IF(BU280=0,0,BO361*BU250)","v":0},{"$f":"IF(BV280=0,0,BO361*BV250)","v":0},{"$f":"IF(BW280=0,0,BO361*BW250)","v":0},0,null,7,{"$f":"IF(CA280=0,0,CD361*CA250)","v":0},{"$f":"IF(CB280=0,0,CD361*CB250)","v":0},{"$f":"IF(CC280=0,0,CD361*CC250)","v":0},{"$f":"IF(CD280=0,0,CD361*CD250)","v":0},{"$f":"IF(CE280=0,0,CD361*CE250)","v":0},{"$f":"IF(CF280=0,0,CD361*CF250)","v":0},{"$f":"IF(CG280=0,0,CD361*CG250)","v":0},{"$f":"IF(CH280=0,0,CD361*CH250)","v":0},{"$f":"IF(CI280=0,0,CD361*CI250)","v":0},{"$f":"IF(CJ280=0,0,CD361*CJ250)","v":0},{"$f":"IF(CK280=0,0,CD361*CK250)","v":0},{"$f":"IF(CL280=0,0,CD361*CL250)","v":0},0]
[8,{"$f":"IF(B281=0,0,E361*B251)","v":0},{"$f":"IF(C281=0,0,E361*C251)","v":0},{"$f":"IF(D281=0,0,E361*D251)","v":0},{"$f":"IF(E281=0,0,E361*E251)","v":0},{"$f":"IF(F281=0,0,E361*F251)","v":0},{"$f":"IF(G281=0,0,E361*G251)","v":0},{"$f":"IF(H281=0,0,E361*H251)","v":0},{"$f":"IF(I281=0,0,E361*I251)","v":0},{"$f":"IF(J281=0,0,E361*J251)","v":0},{"$f":"IF(K281=0,0,E361*K251)","v":0},{"$f":"IF(L281=0,0,E361*L251)","v":0},{"$f":"IF(M281=0,0,E361*M251)","v":0},0,null,8,{"$f":"IF(Q281=0,0,T361*Q251)","v":0},{"$f":"IF(R281=0,0,T361*R251)","v":0},{"$f":"IF(S281=0,0,T361*S251)","v":0},{"$f":"IF(T281=0,0,T361*T251)","v":0},{"$f":"IF(U281=0,0,T361*U251)","v":0},{"$f":"IF(V281=0,0,T361*V251)","v":0},{"$f":"IF(W281=0,0,T361*W251)","v":0},{"$f":"IF(X281=0,0,T361*X251)","v":0},{"$f":"IF(Y281=0,0,T361*Y251)","v":0},{"$f":"IF(Z281=0,0,T361*Z251)","v":0},{"$f":"IF(AA281=0,0,T361*AA251)","v":0},{"$f":"IF(AB281=0,0,T361*AB251)","v":0},0,null,8,{"$f":"IF(AF281=0,0,AI361*AF251)","v":0},{"$f":"IF(AG281=0,0,AI361*AG251)","v":0},{"$f":"IF(AH281=0,0,AI361*AH251)","v":0},{"$f":"IF(AI281=0,0,AI361*AI251)","v":0},{"$f":"IF(AJ281=0,0,AI361*AJ251)","v":0},{"$f":"IF(AK281=0,0,AI361*AK251)","v":0},{"$f":"IF(AL281=0,0,AI361*AL251)","v":0},{"$f":"IF(AM281=0,0,AI361*AM251)","v":0},{"$f":"IF(AN281=0,0,AI361*AN251)","v":0},{"$f":"IF(AO281=0,0,AI361*AO251)","v":0},{"$f":"IF(AP281=0,0,AI361*AP251)","v":0},{"$f":"IF(AQ281=0,0,AI361*AQ251)","v":0},0,null,null,null,8,{"$f":"IF(AW281=0,0,AZ361*AW251)","v":0},{"$f":"IF(AX281=0,0,AZ361*AX251)","v":0},{"$f":"IF(AY281=0,0,AZ361*AY251)","v":0},{"$f":"IF(AZ281=0,0,AZ361*AZ251)","v":0},{"$f":"IF(BA281=0,0,AZ361*BA251)","v":0},{"$f":"IF(BB281=0,0,AZ361*BB251)","v":0},{"$f":"IF(BC281=0,0,AZ361*BC251)","v":0},{"$f":"IF(BD281=0,0,AZ361*BD251)","v":0},{"$f":"IF(BE281=0,0,AZ361*BE251)","v":0},{"$f":"IF(BF281=0,0,AZ361*BF251)","v":0},{"$f":"IF(BG281=0,0,AZ361*BG251)","v":0},{"$f":"IF(BH281=0,0,AZ361*BH251)","v":0},0,null,8,{"$f":"IF(BL281=0,0,BO361*BL251)","v":0},{"$f":"IF(BM281=0,0,BO361*BM251)","v":0},{"$f":"IF(BN281=0,0,BO361*BN251)","v":0},{"$f":"IF(BO281=0,0,BO361*BO251)","v":0},{"$f":"IF(BP281=0,0,BO361*BP251)","v":0},{"$f":"IF(BQ281=0,0,BO361*BQ251)","v":0},{"$f":"IF(BR281=0,0,BO361*BR251)","v":0},{"$f":"IF(BS281=0,0,BO361*BS251)","v":0},{"$f":"IF(BT281=0,0,BO361*BT251)","v":0},{"$f":"IF(BU281=0,0,BO361*BU251)","v":0},{"$f":"IF(BV281=0,0,BO361*BV251)","v":0},{"$f":"IF(BW281=0,0,BO361*BW251)","v":0},0,null,8,{"$f":"IF(CA281=0,0,CD361*CA251)","v":0},{"$f":"IF(CB281=0,0,CD361*CB251)","v":0},{"$f":"IF(CC281=0,0,CD361*CC251)","v":0},{"$f":"IF(CD281=0,0,CD361*CD251)","v":0},{"$f":"IF(CE281=0,0,CD361*CE251)","v":0},{"$f":"IF(CF281=0,0,CD361*CF251)","v":0},{"$f":"IF(CG281=0,0,CD361*CG251)","v":0},{"$f":"IF(CH281=0,0,CD361*CH251)","v":0},{"$f":"IF(CI281=0,0,CD361*CI251)","v":0},{"$f":"IF(CJ281=0,0,CD361*CJ251)","v":0},{"$f":"IF(CK281=0,0,CD361*CK251)","v":0},{"$f":"IF(CL281=0,0,CD361*CL251)","v":0},0]
[9,{"$f":"IF(B282=0,0,E361*B252)","v":0},{"$f":"IF(C282=0,0,E361*C252)","v":0},{"$f":"IF(D282=0,0,E361*D252)","v":0},{"$f":"IF(E282=0,0,E361*E252)","v":0},{"$f":"IF(F282=0,0,E361*F252)","v":0},{"$f":"IF(G282=0,0,E361*G252)","v":0},{"$f":"IF(H282=0,0,E361*H252)","v":0},{"$f":"IF(I282=0,0,E361*I252)","v":0},{"$f":"IF(J282=0,0,E361*J252)","v":0},{"$f":"IF(K282=0,0,E361*K252)","v":0},{"$f":"IF(L282=0,0,E361*L252)","v":0},{"$f":"IF(M282=0,0,E361*M252)","v":0},0,null,9,{"$f":"IF(Q282=0,0,T361*Q252)","v":0},{"$f":"IF(R282=0,0,T361*R252)","v":0},{"$f":"IF(S282=0,0,T361*S252)","v":0},{"$f":"IF(T282=0,0,T361*T252)","v":0},{"$f":"IF(U282=0,0,T361*U252)","v":0},{"$f":"IF(V282=0,0,T361*V252)","v":0},{"$f":"IF(W282=0,0,T361*W252)","v":0},{"$f":"IF(X282=0,0,T361*X252)","v":0},{"$f":"IF(Y282=0,0,T361*Y252)","v":0},{"$f":"IF(Z282=0,0,T361*Z252)","v":0},{"$f":"IF(AA282=0,0,T361*AA252)","v":0},{"$f":"IF(AB282=0,0,T361*AB252)","v":0},0,null,9,{"$f":"IF(AF282=0,0,AI361*AF252)","v":0},{"$f":"IF(AG282=0,0,AI361*AG252)","v":0},{"$f":"IF(AH282=0,0,AI361*AH252)","v":0},{"$f":"IF(AI282=0,0,AI361*AI252)","v":0},{"$f":"IF(AJ282=0,0,AI361*AJ252)","v":0},{"$f":"IF(AK282=0,0,AI361*AK252)","v":0},{"$f":"IF(AL282=0,0,AI361*AL252)","v":0},{"$f":"IF(AM282=0,0,AI361*AM252)","v":0},{"$f":"IF(AN282=0,0,AI361*AN252)","v":0},{"$f":"IF(AO282=0,0,AI361*AO252)","v":0},{"$f":"IF(AP282=0,0,AI361*AP252)","v":0},{"$f":"IF(AQ282=0,0,AI361*AQ252)","v":0},0,null,null,null,9,{"$f":"IF(AW282=0,0,AZ361*AW252)","v":0},{"$f":"IF(AX282=0,0,AZ361*AX252)","v":0},{"$f":"IF(AY282=0,0,AZ361*AY252)","v":0},{"$f":"IF(AZ282=0,0,AZ361*AZ252)","v":0},{"$f":"IF(BA282=0,0,AZ361*BA252)","v":0},{"$f":"IF(BB282=0,0,AZ361*BB252)","v":0},{"$f":"IF(BC282=0,0,AZ361*BC252)","v":0},{"$f":"IF(BD282=0,0,AZ361*BD252)","v":0},{"$f":"IF(BE282=0,0,AZ361*BE252)","v":0},{"$f":"IF(BF282=0,0,AZ361*BF252)","v":0},{"$f":"IF(BG282=0,0,AZ361*BG252)","v":0},{"$f":"IF(BH282=0,0,AZ361*BH252)","v":0},0,null,9,{"$f":"IF(BL282=0,0,BO361*BL252)","v":0},{"$f":"IF(BM282=0,0,BO361*BM252)","v":0},{"$f":"IF(BN282=0,0,BO361*BN252)","v":0},{"$f":"IF(BO282=0,0,BO361*BO252)","v":0},{"$f":"IF(BP282=0,0,BO361*BP252)","v":0},{"$f":"IF(BQ282=0,0,BO361*BQ252)","v":0},{"$f":"IF(BR282=0,0,BO361*BR252)","v":0},{"$f":"IF(BS282=0,0,BO361*BS252)","v":0},{"$f":"IF(BT282=0,0,BO361*BT252)","v":0},{"$f":"IF(BU282=0,0,BO361*BU252)","v":0},{"$f":"IF(BV282=0,0,BO361*BV252)","v":0},{"$f":"IF(BW282=0,0,BO361*BW252)","v":0},0,null,9,{"$f":"IF(CA282=0,0,CD361*CA252)","v":0},{"$f":"IF(CB282=0,0,CD361*CB252)","v":0},{"$f":"IF(CC282=0,0,CD361*CC252)","v":0},{"$f":"IF(CD282=0,0,CD361*CD252)","v":0},{"$f":"IF(CE282=0,0,CD361*CE252)","v":0},{"$f":"IF(CF282=0,0,CD361*CF252)","v":0},{"$f":"IF(CG282=0,0,CD361*CG252)","v":0},{"$f":"IF(CH282=0,0,CD361*CH252)","v":0},{"$f":"IF(CI282=0,0,CD361*CI252)","v":0},{"$f":"IF(CJ282=0,0,CD361*CJ252)","v":0},{"$f":"IF(CK282=0,0,CD361*CK252)","v":0},{"$f":"IF(CL282=0,0,CD361*CL252)","v":0},0]
[10,{"$f":"IF(B283=0,0,E361*B253)","v":0},{"$f":"IF(C283=0,0,E361*C253)","v":0},{"$f":"IF(D283=0,0,E361*D253)","v":0},{"$f":"IF(E283=0,0,E361*E253)","v":0},{"$f":"IF(F283=0,0,E361*F253)","v":0},{"$f":"IF(G283=0,0,E361*G253)","v":0},{"$f":"IF(H283=0,0,E361*H253)","v":0},{"$f":"IF(I283=0,0,E361*I253)","v":0},{"$f":"IF(J283=0,0,E361*J253)","v":0},{"$f":"IF(K283=0,0,E361*K253)","v":0},{"$f":"IF(L283=0,0,E361*L253)","v":0},{"$f":"IF(M283=0,0,E361*M253)","v":0},0,null,10,{"$f":"IF(Q283=0,0,T361*Q253)","v":0},{"$f":"IF(R283=0,0,T361*R253)","v":0},{"$f":"IF(S283=0,0,T361*S253)","v":0},{"$f":"IF(T283=0,0,T361*T253)","v":0},{"$f":"IF(U283=0,0,T361*U253)","v":0},{"$f":"IF(V283=0,0,T361*V253)","v":0},{"$f":"IF(W283=0,0,T361*W253)","v":0},{"$f":"IF(X283=0,0,T361*X253)","v":0},{"$f":"IF(Y283=0,0,T361*Y253)","v":0},{"$f":"IF(Z283=0,0,T361*Z253)","v":0},{"$f":"IF(AA283=0,0,T361*AA253)","v":0},{"$f":"IF(AB283=0,0,T361*AB253)","v":0},0,null,10,{"$f":"IF(AF283=0,0,AI361*AF253)","v":0},{"$f":"IF(AG283=0,0,AI361*AG253)","v":0},{"$f":"IF(AH283=0,0,AI361*AH253)","v":0},{"$f":"IF(AI283=0,0,AI361*AI253)","v":0},{"$f":"IF(AJ283=0,0,AI361*AJ253)","v":0},{"$f":"IF(AK283=0,0,AI361*AK253)","v":0},{"$f":"IF(AL283=0,0,AI361*AL253)","v":0},{"$f":"IF(AM283=0,0,AI361*AM253)","v":0},{"$f":"IF(AN283=0,0,AI361*AN253)","v":0},{"$f":"IF(AO283=0,0,AI361*AO253)","v":0},{"$f":"IF(AP283=0,0,AI361*AP253)","v":0},{"$f":"IF(AQ283=0,0,AI361*AQ253)","v":0},0,null,null,null,10,{"$f":"IF(AW283=0,0,AZ361*AW253)","v":0},{"$f":"IF(AX283=0,0,AZ361*AX253)","v":0},{"$f":"IF(AY283=0,0,AZ361*AY253)","v":0},{"$f":"IF(AZ283=0,0,AZ361*AZ253)","v":0},{"$f":"IF(BA283=0,0,AZ361*BA253)","v":0},{"$f":"IF(BB283=0,0,AZ361*BB253)","v":0},{"$f":"IF(BC283=0,0,AZ361*BC253)","v":0},{"$f":"IF(BD283=0,0,AZ361*BD253)","v":0},{"$f":"IF(BE283=0,0,AZ361*BE253)","v":0},{"$f":"IF(BF283=0,0,AZ361*BF253)","v":0},{"$f":"IF(BG283=0,0,AZ361*BG253)","v":0},{"$f":"IF(BH283=0,0,AZ361*BH253)","v":0},0,null,10,{"$f":"IF(BL283=0,0,BO361*BL253)","v":0},{"$f":"IF(BM283=0,0,BO361*BM253)","v":0},{"$f":"IF(BN283=0,0,BO361*BN253)","v":0},{"$f":"IF(BO283=0,0,BO361*BO253)","v":0},{"$f":"IF(BP283=0,0,BO361*BP253)","v":0},{"$f":"IF(BQ283=0,0,BO361*BQ253)","v":0},{"$f":"IF(BR283=0,0,BO361*BR253)","v":0},{"$f":"IF(BS283=0,0,BO361*BS253)","v":0},{"$f":"IF(BT283=0,0,BO361*BT253)","v":0},{"$f":"IF(BU283=0,0,BO361*BU253)","v":0},{"$f":"IF(BV283=0,0,BO361*BV253)","v":0},{"$f":"IF(BW283=0,0,BO361*BW253)","v":0},0,null,10,{"$f":"IF(CA283=0,0,CD361*CA253)","v":0},{"$f":"IF(CB283=0,0,CD361*CB253)","v":0},{"$f":"IF(CC283=0,0,CD361*CC253)","v":0},{"$f":"IF(CD283=0,0,CD361*CD253)","v":0},{"$f":"IF(CE283=0,0,CD361*CE253)","v":0},{"$f":"IF(CF283=0,0,CD361*CF253)","v":0},{"$f":"IF(CG283=0,0,CD361*CG253)","v":0},{"$f":"IF(CH283=0,0,CD361*CH253)","v":0},{"$f":"IF(CI283=0,0,CD361*CI253)","v":0},{"$f":"IF(CJ283=0,0,CD361*CJ253)","v":0},{"$f":"IF(CK283=0,0,CD361*CK253)","v":0},{"$f":"IF(CL283=0,0,CD361*CL253)","v":0},0]
[11,{"$f":"IF(B284=0,0,E361*B254)","v":0},{"$f":"IF(C284=0,0,E361*C254)","v":0},{"$f":"IF(D284=0,0,E361*D254)","v":0},{"$f":"IF(E284=0,0,E361*E254)","v":0},{"$f":"IF(F284=0,0,E361*F254)","v":0},{"$f":"IF(G284=0,0,E361*G254)","v":0},{"$f":"IF(H284=0,0,E361*H254)","v":0},{"$f":"IF(I284=0,0,E361*I254)","v":0},{"$f":"IF(J284=0,0,E361*J254)","v":0},{"$f":"IF(K284=0,0,E361*K254)","v":0},{"$f":"IF(L284=0,0,E361*L254)","v":0},{"$f":"IF(M284=0,0,E361*M254)","v":0},0,null,11,{"$f":"IF(Q284=0,0,T361*Q254)","v":0},{"$f":"IF(R284=0,0,T361*R254)","v":0},{"$f":"IF(S284=0,0,T361*S254)","v":0},{"$f":"IF(T284=0,0,T361*T254)","v":0},{"$f":"IF(U284=0,0,T361*U254)","v":0},{"$f":"IF(V284=0,0,T361*V254)","v":0},{"$f":"IF(W284=0,0,T361*W254)","v":0},{"$f":"IF(X284=0,0,T361*X254)","v":0},{"$f":"IF(Y284=0,0,T361*Y254)","v":0},{"$f":"IF(Z284=0,0,T361*Z254)","v":0},{"$f":"IF(AA284=0,0,T361*AA254)","v":0},{"$f":"IF(AB284=0,0,T361*AB254)","v":0},0,null,11,{"$f":"IF(AF284=0,0,AI361*AF254)","v":0},{"$f":"IF(AG284=0,0,AI361*AG254)","v":0},{"$f":"IF(AH284=0,0,AI361*AH254)","v":0},{"$f":"IF(AI284=0,0,AI361*AI254)","v":0},{"$f":"IF(AJ284=0,0,AI361*AJ254)","v":0},{"$f":"IF(AK284=0,0,AI361*AK254)","v":0},{"$f":"IF(AL284=0,0,AI361*AL254)","v":0},{"$f":"IF(AM284=0,0,AI361*AM254)","v":0},{"$f":"IF(AN284=0,0,AI361*AN254)","v":0},{"$f":"IF(AO284=0,0,AI361*AO254)","v":0},{"$f":"IF(AP284=0,0,AI361*AP254)","v":0},{"$f":"IF(AQ284=0,0,AI361*AQ254)","v":0},0,null,null,null,11,{"$f":"IF(AW284=0,0,AZ361*AW254)","v":0},{"$f":"IF(AX284=0,0,AZ361*AX254)","v":0},{"$f":"IF(AY284=0,0,AZ361*AY254)","v":0},{"$f":"IF(AZ284=0,0,AZ361*AZ254)","v":0},{"$f":"IF(BA284=0,0,AZ361*BA254)","v":0},{"$f":"IF(BB284=0,0,AZ361*BB254)","v":0},{"$f":"IF(BC284=0,0,AZ361*BC254)","v":0},{"$f":"IF(BD284=0,0,AZ361*BD254)","v":0},{"$f":"IF(BE284=0,0,AZ361*BE254)","v":0},{"$f":"IF(BF284=0,0,AZ361*BF254)","v":0},{"$f":"IF(BG284=0,0,AZ361*BG254)","v":0},{"$f":"IF(BH284=0,0,AZ361*BH254)","v":0},0,null,11,{"$f":"IF(BL284=0,0,BO361*BL254)","v":0},{"$f":"IF(BM284=0,0,BO361*BM254)","v":0},{"$f":"IF(BN284=0,0,BO361*BN254)","v":0},{"$f":"IF(BO284=0,0,BO361*BO254)","v":0},{"$f":"IF(BP284=0,0,BO361*BP254)","v":0},{"$f":"IF(BQ284=0,0,BO361*BQ254)","v":0},{"$f":"IF(BR284=0,0,BO361*BR254)","v":0},{"$f":"IF(BS284=0,0,BO361*BS254)","v":0},{"$f":"IF(BT284=0,0,BO361*BT254)","v":0},{"$f":"IF(BU284=0,0,BO361*BU254)","v":0},{"$f":"IF(BV284=0,0,BO361*BV254)","v":0},{"$f":"IF(BW284=0,0,BO361*BW254)","v":0},0,null,11,{"$f":"IF(CA284=0,0,CD361*CA254)","v":0},{"$f":"IF(CB284=0,0,CD361*CB254)","v":0},{"$f":"IF(CC284=0,0,CD361*CC254)","v":0},{"$f":"IF(CD284=0,0,CD361*CD254)","v":0},{"$f":"IF(CE284=0,0,CD361*CE254)","v":0},{"$f":"IF(CF284=0,0,CD361*CF254)","v":0},{"$f":"IF(CG284=0,0,CD361*CG254)","v":0},{"$f":"IF(CH284=0,0,CD361*CH254)","v":0},{"$f":"IF(CI284=0,0,CD361*CI254)","v":0},{"$f":"IF(CJ284=0,0,CD361*CJ254)","v":0},{"$f":"IF(CK284=0,0,CD361*CK254)","v":0},{"$f":"IF(CL284=0,0,CD361*CL254)","v":0},0]
[12,{"$f":"IF(B285=0,0,E361*B255)","v":0},{"$f":"IF(C285=0,0,E361*C255)","v":0},{"$f":"IF(D285=0,0,E361*D255)","v":0},{"$f":"IF(E285=0,0,E361*E255)","v":0},{"$f":"IF(F285=0,0,E361*F255)","v":0},{"$f":"IF(G285=0,0,E361*G255)","v":0},{"$f":"IF(H285=0,0,E361*H255)","v":0},{"$f":"IF(I285=0,0,E361*I255)","v":0},{"$f":"IF(J285=0,0,E361*J255)","v":0},{"$f":"IF(K285=0,0,E361*K255)","v":0},{"$f":"IF(L285=0,0,E361*L255)","v":0},{"$f":"IF(M285=0,0,E361*M255)","v":0},0,null,12,{"$f":"IF(Q285=0,0,T361*Q255)","v":0},{"$f":"IF(R285=0,0,T361*R255)","v":0},{"$f":"IF(S285=0,0,T361*S255)","v":0},{"$f":"IF(T285=0,0,T361*T255)","v":0},{"$f":"IF(U285=0,0,T361*U255)","v":0},{"$f":"IF(V285=0,0,T361*V255)","v":0},{"$f":"IF(W285=0,0,T361*W255)","v":0},{"$f":"IF(X285=0,0,T361*X255)","v":0},{"$f":"IF(Y285=0,0,T361*Y255)","v":0},{"$f":"IF(Z285=0,0,T361*Z255)","v":0},{"$f":"IF(AA285=0,0,T361*AA255)","v":0},{"$f":"IF(AB285=0,0,T361*AB255)","v":0},0,null,12,{"$f":"IF(AF285=0,0,AI361*AF255)","v":0},{"$f":"IF(AG285=0,0,AI361*AG255)","v":0},{"$f":"IF(AH285=0,0,AI361*AH255)","v":0},{"$f":"IF(AI285=0,0,AI361*AI255)","v":0},{"$f":"IF(AJ285=0,0,AI361*AJ255)","v":0},{"$f":"IF(AK285=0,0,AI361*AK255)","v":0},{"$f":"IF(AL285=0,0,AI361*AL255)","v":0},{"$f":"IF(AM285=0,0,AI361*AM255)","v":0},{"$f":"IF(AN285=0,0,AI361*AN255)","v":0},{"$f":"IF(AO285=0,0,AI361*AO255)","v":0},{"$f":"IF(AP285=0,0,AI361*AP255)","v":0},{"$f":"IF(AQ285=0,0,AI361*AQ255)","v":0},0,null,null,null,12,{"$f":"IF(AW285=0,0,AZ361*AW255)","v":0},{"$f":"IF(AX285=0,0,AZ361*AX255)","v":0},{"$f":"IF(AY285=0,0,AZ361*AY255)","v":0},{"$f":"IF(AZ285=0,0,AZ361*AZ255)","v":0},{"$f":"IF(BA285=0,0,AZ361*BA255)","v":0},{"$f":"IF(BB285=0,0,AZ361*BB255)","v":0},{"$f":"IF(BC285=0,0,AZ361*BC255)","v":0},{"$f":"IF(BD285=0,0,AZ361*BD255)","v":0},{"$f":"IF(BE285=0,0,AZ361*BE255)","v":0},{"$f":"IF(BF285=0,0,AZ361*BF255)","v":0},{"$f":"IF(BG285=0,0,AZ361*BG255)","v":0},{"$f":"IF(BH285=0,0,AZ361*BH255)","v":0},0,null,12,{"$f":"IF(BL285=0,0,BO361*BL255)","v":0},{"$f":"IF(BM285=0,0,BO361*BM255)","v":0},{"$f":"IF(BN285=0,0,BO361*BN255)","v":0},{"$f":"IF(BO285=0,0,BO361*BO255)","v":0},{"$f":"IF(BP285=0,0,BO361*BP255)","v":0},{"$f":"IF(BQ285=0,0,BO361*BQ255)","v":0},{"$f":"IF(BR285=0,0,BO361*BR255)","v":0},{"$f":"IF(BS285=0,0,BO361*BS255)","v":0},{"$f":"IF(BT285=0,0,BO361*BT255)","v":0},{"$f":"IF(BU285=0,0,BO361*BU255)","v":0},{"$f":"IF(BV285=0,0,BO361*BV255)","v":0},{"$f":"IF(BW285=0,0,BO361*BW255)","v":0},0,null,12,{"$f":"IF(CA285=0,0,CD361*CA255)","v":0},{"$f":"IF(CB285=0,0,CD361*CB255)","v":0},{"$f":"IF(CC285=0,0,CD361*CC255)","v":0},{"$f":"IF(CD285=0,0,CD361*CD255)","v":0},{"$f":"IF(CE285=0,0,CD361*CE255)","v":0},{"$f":"IF(CF285=0,0,CD361*CF255)","v":0},{"$f":"IF(CG285=0,0,CD361*CG255)","v":0},{"$f":"IF(CH285=0,0,CD361*CH255)","v":0},{"$f":"IF(CI285=0,0,CD361*CI255)","v":0},{"$f":"IF(CJ285=0,0,CD361*CJ255)","v":0},{"$f":"IF(CK285=0,0,CD361*CK255)","v":0},{"$f":"IF(CL285=0,0,CD361*CL255)","v":0},0]
[13,{"$f":"IF(B286=0,0,E361*B256)","v":0},{"$f":"IF(C286=0,0,E361*C256)","v":0},{"$f":"IF(D286=0,0,E361*D256)","v":0},{"$f":"IF(E286=0,0,E361*E256)","v":0},{"$f":"IF(F286=0,0,E361*F256)","v":0},{"$f":"IF(G286=0,0,E361*G256)","v":0},{"$f":"IF(H286=0,0,E361*H256)","v":0},{"$f":"IF(I286=0,0,E361*I256)","v":0},{"$f":"IF(J286=0,0,E361*J256)","v":0},{"$f":"IF(K286=0,0,E361*K256)","v":0},{"$f":"IF(L286=0,0,E361*L256)","v":0},{"$f":"IF(M286=0,0,E361*M256)","v":0},0,null,13,{"$f":"IF(Q286=0,0,T361*Q256)","v":0},{"$f":"IF(R286=0,0,T361*R256)","v":0},{"$f":"IF(S286=0,0,T361*S256)","v":0},{"$f":"IF(T286=0,0,T361*T256)","v":0},{"$f":"IF(U286=0,0,T361*U256)","v":0},{"$f":"IF(V286=0,0,T361*V256)","v":0},{"$f":"IF(W286=0,0,T361*W256)","v":0},{"$f":"IF(X286=0,0,T361*X256)","v":0},{"$f":"IF(Y286=0,0,T361*Y256)","v":0},{"$f":"IF(Z286=0,0,T361*Z256)","v":0},{"$f":"IF(AA286=0,0,T361*AA256)","v":0},{"$f":"IF(AB286=0,0,T361*AB256)","v":0},0,null,13,{"$f":"IF(AF286=0,0,AI361*AF256)","v":0},{"$f":"IF(AG286=0,0,AI361*AG256)","v":0},{"$f":"IF(AH286=0,0,AI361*AH256)","v":0},{"$f":"IF(AI286=0,0,AI361*AI256)","v":0},{"$f":"IF(AJ286=0,0,AI361*AJ256)","v":0},{"$f":"IF(AK286=0,0,AI361*AK256)","v":0},{"$f":"IF(AL286=0,0,AI361*AL256)","v":0},{"$f":"IF(AM286=0,0,AI361*AM256)","v":0},{"$f":"IF(AN286=0,0,AI361*AN256)","v":0},{"$f":"IF(AO286=0,0,AI361*AO256)","v":0},{"$f":"IF(AP286=0,0,AI361*AP256)","v":0},{"$f":"IF(AQ286=0,0,AI361*AQ256)","v":0},0,null,null,null,13,{"$f":"IF(AW286=0,0,AZ361*AW256)","v":0},{"$f":"IF(AX286=0,0,AZ361*AX256)","v":0},{"$f":"IF(AY286=0,0,AZ361*AY256)","v":0},{"$f":"IF(AZ286=0,0,AZ361*AZ256)","v":0},{"$f":"IF(BA286=0,0,AZ361*BA256)","v":0},{"$f":"IF(BB286=0,0,AZ361*BB256)","v":0},{"$f":"IF(BC286=0,0,AZ361*BC256)","v":0},{"$f":"IF(BD286=0,0,AZ361*BD256)","v":0},{"$f":"IF(BE286=0,0,AZ361*BE256)","v":0},{"$f":"IF(BF286=0,0,AZ361*BF256)","v":0},{"$f":"IF(BG286=0,0,AZ361*BG256)","v":0},{"$f":"IF(BH286=0,0,AZ361*BH256)","v":0},0,null,13,{"$f":"IF(BL286=0,0,BO361*BL256)","v":0},{"$f":"IF(BM286=0,0,BO361*BM256)","v":0},{"$f":"IF(BN286=0,0,BO361*BN256)","v":0},{"$f":"IF(BO286=0,0,BO361*BO256)","v":0},{"$f":"IF(BP286=0,0,BO361*BP256)","v":0},{"$f":"IF(BQ286=0,0,BO361*BQ256)","v":0},{"$f":"IF(BR286=0,0,BO361*BR256)","v":0},{"$f":"IF(BS286=0,0,BO361*BS256)","v":0},{"$f":"IF(BT286=0,0,BO361*BT256)","v":0},{"$f":"IF(BU286=0,0,BO361*BU256)","v":0},{"$f":"IF(BV286=0,0,BO361*BV256)","v":0},{"$f":"IF(BW286=0,0,BO361*BW256)","v":0},0,null,13,{"$f":"IF(CA286=0,0,CD361*CA256)","v":0},{"$f":"IF(CB286=0,0,CD361*CB256)","v":0},{"$f":"IF(CC286=0,0,CD361*CC256)","v":0},{"$f":"IF(CD286=0,0,CD361*CD256)","v":0},{"$f":"IF(CE286=0,0,CD361*CE256)","v":0},{"$f":"IF(CF286=0,0,CD361*CF256)","v":0},{"$f":"IF(CG286=0,0,CD361*CG256)","v":0},{"$f":"IF(CH286=0,0,CD361*CH256)","v":0},{"$f":"IF(CI286=0,0,CD361*CI256)","v":0},{"$f":"IF(CJ286=0,0,CD361*CJ256)","v":0},{"$f":"IF(CK286=0,0,CD361*CK256)","v":0},{"$f":"IF(CL286=0,0,CD361*CL256)","v":0},0]
[14,{"$f":"IF(B287=0,0,E361*B257)","v":0},{"$f":"IF(C287=0,0,E361*C257)","v":0},{"$f":"IF(D287=0,0,E361*D257)","v":0},{"$f":"IF(E287=0,0,E361*E257)","v":0},{"$f":"IF(F287=0,0,E361*F257)","v":0},{"$f":"IF(G287=0,0,E361*G257)","v":0},{"$f":"IF(H287=0,0,E361*H257)","v":0},{"$f":"IF(I287=0,0,E361*I257)","v":0},{"$f":"IF(J287=0,0,E361*J257)","v":0},{"$f":"IF(K287=0,0,E361*K257)","v":0},{"$f":"IF(L287=0,0,E361*L257)","v":0},{"$f":"IF(M287=0,0,E361*M257)","v":0},0,null,14,{"$f":"IF(Q287=0,0,T361*Q257)","v":0},{"$f":"IF(R287=0,0,T361*R257)","v":0},{"$f":"IF(S287=0,0,T361*S257)","v":0},{"$f":"IF(T287=0,0,T361*T257)","v":0},{"$f":"IF(U287=0,0,T361*U257)","v":0},{"$f":"IF(V287=0,0,T361*V257)","v":0},{"$f":"IF(W287=0,0,T361*W257)","v":0},{"$f":"IF(X287=0,0,T361*X257)","v":0},{"$f":"IF(Y287=0,0,T361*Y257)","v":0},{"$f":"IF(Z287=0,0,T361*Z257)","v":0},{"$f":"IF(AA287=0,0,T361*AA257)","v":0},{"$f":"IF(AB287=0,0,T361*AB257)","v":0},0,null,14,{"$f":"IF(AF287=0,0,AI361*AF257)","v":0},{"$f":"IF(AG287=0,0,AI361*AG257)","v":0},{"$f":"IF(AH287=0,0,AI361*AH257)","v":0},{"$f":"IF(AI287=0,0,AI361*AI257)","v":0},{"$f":"IF(AJ287=0,0,AI361*AJ257)","v":0},{"$f":"IF(AK287=0,0,AI361*AK257)","v":0},{"$f":"IF(AL287=0,0,AI361*AL257)","v":0},{"$f":"IF(AM287=0,0,AI361*AM257)","v":0},{"$f":"IF(AN287=0,0,AI361*AN257)","v":0},{"$f":"IF(AO287=0,0,AI361*AO257)","v":0},{"$f":"IF(AP287=0,0,AI361*AP257)","v":0},{"$f":"IF(AQ287=0,0,AI361*AQ257)","v":0},0,null,null,null,14,{"$f":"IF(AW287=0,0,AZ361*AW257)","v":0},{"$f":"IF(AX287=0,0,AZ361*AX257)","v":0},{"$f":"IF(AY287=0,0,AZ361*AY257)","v":0},{"$f":"IF(AZ287=0,0,AZ361*AZ257)","v":0},{"$f":"IF(BA287=0,0,AZ361*BA257)","v":0},{"$f":"IF(BB287=0,0,AZ361*BB257)","v":0},{"$f":"IF(BC287=0,0,AZ361*BC257)","v":0},{"$f":"IF(BD287=0,0,AZ361*BD257)","v":0},{"$f":"IF(BE287=0,0,AZ361*BE257)","v":0},{"$f":"IF(BF287=0,0,AZ361*BF257)","v":0},{"$f":"IF(BG287=0,0,AZ361*BG257)","v":0},{"$f":"IF(BH287=0,0,AZ361*BH257)","v":0},0,null,14,{"$f":"IF(BL287=0,0,BO361*BL257)","v":0},{"$f":"IF(BM287=0,0,BO361*BM257)","v":0},{"$f":"IF(BN287=0,0,BO361*BN257)","v":0},{"$f":"IF(BO287=0,0,BO361*BO257)","v":0},{"$f":"IF(BP287=0,0,BO361*BP257)","v":0},{"$f":"IF(BQ287=0,0,BO361*BQ257)","v":0},{"$f":"IF(BR287=0,0,BO361*BR257)","v":0},{"$f":"IF(BS287=0,0,BO361*BS257)","v":0},{"$f":"IF(BT287=0,0,BO361*BT257)","v":0},{"$f":"IF(BU287=0,0,BO361*BU257)","v":0},{"$f":"IF(BV287=0,0,BO361*BV257)","v":0},{"$f":"IF(BW287=0,0,BO361*BW257)","v":0},0,null,14,{"$f":"IF(CA287=0,0,CD361*CA257)","v":0},{"$f":"IF(CB287=0,0,CD361*CB257)","v":0},{"$f":"IF(CC287=0,0,CD361*CC257)","v":0},{"$f":"IF(CD287=0,0,CD361*CD257)","v":0},{"$f":"IF(CE287=0,0,CD361*CE257)","v":0},{"$f":"IF(CF287=0,0,CD361*CF257)","v":0},{"$f":"IF(CG287=0,0,CD361*CG257)","v":0},{"$f":"IF(CH287=0,0,CD361*CH257)","v":0},{"$f":"IF(CI287=0,0,CD361*CI257)","v":0},{"$f":"IF(CJ287=0,0,CD361*CJ257)","v":0},{"$f":"IF(CK287=0,0,CD361*CK257)","v":0},{"$f":"IF(CL287=0,0,CD361*CL257)","v":0},0]
[15,{"$f":"IF(B288=0,0,E361*B258)","v":0},{"$f":"IF(C288=0,0,E361*C258)","v":0},{"$f":"IF(D288=0,0,E361*D258)","v":0},{"$f":"IF(E288=0,0,E361*E258)","v":0},{"$f":"IF(F288=0,0,E361*F258)","v":0},{"$f":"IF(G288=0,0,E361*G258)","v":0},{"$f":"IF(H288=0,0,E361*H258)","v":0},{"$f":"IF(I288=0,0,E361*I258)","v":0},{"$f":"IF(J288=0,0,E361*J258)","v":0},{"$f":"IF(K288=0,0,E361*K258)","v":0},{"$f":"IF(L288=0,0,E361*L258)","v":0},{"$f":"IF(M288=0,0,E361*M258)","v":0},0,null,15,{"$f":"IF(Q288=0,0,T361*Q258)","v":0},{"$f":"IF(R288=0,0,T361*R258)","v":0},{"$f":"IF(S288=0,0,T361*S258)","v":0},{"$f":"IF(T288=0,0,T361*T258)","v":0},{"$f":"IF(U288=0,0,T361*U258)","v":0},{"$f":"IF(V288=0,0,T361*V258)","v":0},{"$f":"IF(W288=0,0,T361*W258)","v":0},{"$f":"IF(X288=0,0,T361*X258)","v":0},{"$f":"IF(Y288=0,0,T361*Y258)","v":0},{"$f":"IF(Z288=0,0,T361*Z258)","v":0},{"$f":"IF(AA288=0,0,T361*AA258)","v":0},{"$f":"IF(AB288=0,0,T361*AB258)","v":0},0,null,15,{"$f":"IF(AF288=0,0,AI361*AF258)","v":0},{"$f":"IF(AG288=0,0,AI361*AG258)","v":0},{"$f":"IF(AH288=0,0,AI361*AH258)","v":0},{"$f":"IF(AI288=0,0,AI361*AI258)","v":0},{"$f":"IF(AJ288=0,0,AI361*AJ258)","v":0},{"$f":"IF(AK288=0,0,AI361*AK258)","v":0},{"$f":"IF(AL288=0,0,AI361*AL258)","v":0},{"$f":"IF(AM288=0,0,AI361*AM258)","v":0},{"$f":"IF(AN288=0,0,AI361*AN258)","v":0},{"$f":"IF(AO288=0,0,AI361*AO258)","v":0},{"$f":"IF(AP288=0,0,AI361*AP258)","v":0},{"$f":"IF(AQ288=0,0,AI361*AQ258)","v":0},0,null,null,null,15,{"$f":"IF(AW288=0,0,AZ361*AW258)","v":0},{"$f":"IF(AX288=0,0,AZ361*AX258)","v":0},{"$f":"IF(AY288=0,0,AZ361*AY258)","v":0},{"$f":"IF(AZ288=0,0,AZ361*AZ258)","v":0},{"$f":"IF(BA288=0,0,AZ361*BA258)","v":0},{"$f":"IF(BB288=0,0,AZ361*BB258)","v":0},{"$f":"IF(BC288=0,0,AZ361*BC258)","v":0},{"$f":"IF(BD288=0,0,AZ361*BD258)","v":0},{"$f":"IF(BE288=0,0,AZ361*BE258)","v":0},{"$f":"IF(BF288=0,0,AZ361*BF258)","v":0},{"$f":"IF(BG288=0,0,AZ361*BG258)","v":0},{"$f":"IF(BH288=0,0,AZ361*BH258)","v":0},0,null,15,{"$f":"IF(BL288=0,0,BO361*BL258)","v":0},{"$f":"IF(BM288=0,0,BO361*BM258)","v":0},{"$f":"IF(BN288=0,0,BO361*BN258)","v":0},{"$f":"IF(BO288=0,0,BO361*BO258)","v":0},{"$f":"IF(BP288=0,0,BO361*BP258)","v":0},{"$f":"IF(BQ288=0,0,BO361*BQ258)","v":0},{"$f":"IF(BR288=0,0,BO361*BR258)","v":0},{"$f":"IF(BS288=0,0,BO361*BS258)","v":0},{"$f":"IF(BT288=0,0,BO361*BT258)","v":0},{"$f":"IF(BU288=0,0,BO361*BU258)","v":0},{"$f":"IF(BV288=0,0,BO361*BV258)","v":0},{"$f":"IF(BW288=0,0,BO361*BW258)","v":0},0,null,15,{"$f":"IF(CA288=0,0,CD361*CA258)","v":0},{"$f":"IF(CB288=0,0,CD361*CB258)","v":0},{"$f":"IF(CC288=0,0,CD361*CC258)","v":0},{"$f":"IF(CD288=0,0,CD361*CD258)","v":0},{"$f":"IF(CE288=0,0,CD361*CE258)","v":0},{"$f":"IF(CF288=0,0,CD361*CF258)","v":0},{"$f":"IF(CG288=0,0,CD361*CG258)","v":0},{"$f":"IF(CH288=0,0,CD361*CH258)","v":0},{"$f":"IF(CI288=0,0,CD361*CI258)","v":0},{"$f":"IF(CJ288=0,0,CD361*CJ258)","v":0},{"$f":"IF(CK288=0,0,CD361*CK258)","v":0},{"$f":"IF(CL288=0,0,CD361*CL258)","v":0},0]
[16,{"$f":"IF(B289=0,0,E361*B259)","v":0},{"$f":"IF(C289=0,0,E361*C259)","v":0},{"$f":"IF(D289=0,0,E361*D259)","v":0},{"$f":"IF(E289=0,0,E361*E259)","v":0},{"$f":"IF(F289=0,0,E361*F259)","v":0},{"$f":"IF(G289=0,0,E361*G259)","v":0},{"$f":"IF(H289=0,0,E361*H259)","v":0},{"$f":"IF(I289=0,0,E361*I259)","v":0},{"$f":"IF(J289=0,0,E361*J259)","v":0},{"$f":"IF(K289=0,0,E361*K259)","v":0},{"$f":"IF(L289=0,0,E361*L259)","v":0},{"$f":"IF(M289=0,0,E361*M259)","v":0},0,null,16,{"$f":"IF(Q289=0,0,T361*Q259)","v":0},{"$f":"IF(R289=0,0,T361*R259)","v":0},{"$f":"IF(S289=0,0,T361*S259)","v":0},{"$f":"IF(T289=0,0,T361*T259)","v":0},{"$f":"IF(U289=0,0,T361*U259)","v":0},{"$f":"IF(V289=0,0,T361*V259)","v":0},{"$f":"IF(W289=0,0,T361*W259)","v":0},{"$f":"IF(X289=0,0,T361*X259)","v":0},{"$f":"IF(Y289=0,0,T361*Y259)","v":0},{"$f":"IF(Z289=0,0,T361*Z259)","v":0},{"$f":"IF(AA289=0,0,T361*AA259)","v":0},{"$f":"IF(AB289=0,0,T361*AB259)","v":0},0,null,16,{"$f":"IF(AF289=0,0,AI361*AF259)","v":0},{"$f":"IF(AG289=0,0,AI361*AG259)","v":0},{"$f":"IF(AH289=0,0,AI361*AH259)","v":0},{"$f":"IF(AI289=0,0,AI361*AI259)","v":0},{"$f":"IF(AJ289=0,0,AI361*AJ259)","v":0},{"$f":"IF(AK289=0,0,AI361*AK259)","v":0},{"$f":"IF(AL289=0,0,AI361*AL259)","v":0},{"$f":"IF(AM289=0,0,AI361*AM259)","v":0},{"$f":"IF(AN289=0,0,AI361*AN259)","v":0},{"$f":"IF(AO289=0,0,AI361*AO259)","v":0},{"$f":"IF(AP289=0,0,AI361*AP259)","v":0},{"$f":"IF(AQ289=0,0,AI361*AQ259)","v":0},0,null,null,null,16,{"$f":"IF(AW289=0,0,AZ361*AW259)","v":0},{"$f":"IF(AX289=0,0,AZ361*AX259)","v":0},{"$f":"IF(AY289=0,0,AZ361*AY259)","v":0},{"$f":"IF(AZ289=0,0,AZ361*AZ259)","v":0},{"$f":"IF(BA289=0,0,AZ361*BA259)","v":0},{"$f":"IF(BB289=0,0,AZ361*BB259)","v":0},{"$f":"IF(BC289=0,0,AZ361*BC259)","v":0},{"$f":"IF(BD289=0,0,AZ361*BD259)","v":0},{"$f":"IF(BE289=0,0,AZ361*BE259)","v":0},{"$f":"IF(BF289=0,0,AZ361*BF259)","v":0},{"$f":"IF(BG289=0,0,AZ361*BG259)","v":0},{"$f":"IF(BH289=0,0,AZ361*BH259)","v":0},0,null,16,{"$f":"IF(BL289=0,0,BO361*BL259)","v":0},{"$f":"IF(BM289=0,0,BO361*BM259)","v":0},{"$f":"IF(BN289=0,0,BO361*BN259)","v":0},{"$f":"IF(BO289=0,0,BO361*BO259)","v":0},{"$f":"IF(BP289=0,0,BO361*BP259)","v":0},{"$f":"IF(BQ289=0,0,BO361*BQ259)","v":0},{"$f":"IF(BR289=0,0,BO361*BR259)","v":0},{"$f":"IF(BS289=0,0,BO361*BS259)","v":0},{"$f":"IF(BT289=0,0,BO361*BT259)","v":0},{"$f":"IF(BU289=0,0,BO361*BU259)","v":0},{"$f":"IF(BV289=0,0,BO361*BV259)","v":0},{"$f":"IF(BW289=0,0,BO361*BW259)","v":0},0,null,16,{"$f":"IF(CA289=0,0,CD361*CA259)","v":0},{"$f":"IF(CB289=0,0,CD361*CB259)","v":0},{"$f":"IF(CC289=0,0,CD361*CC259)","v":0},{"$f":"IF(CD289=0,0,CD361*CD259)","v":0},{"$f":"IF(CE289=0,0,CD361*CE259)","v":0},{"$f":"IF(CF289=0,0,CD361*CF259)","v":0},{"$f":"IF(CG289=0,0,CD361*CG259)","v":0},{"$f":"IF(CH289=0,0,CD361*CH259)","v":0},{"$f":"IF(CI289=0,0,CD361*CI259)","v":0},{"$f":"IF(CJ289=0,0,CD361*CJ259)","v":0},{"$f":"IF(CK289=0,0,CD361*CK259)","v":0},{"$f":"IF(CL289=0,0,CD361*CL259)","v":0},0]
[17,{"$f":"IF(B290=0,0,E361*B260)","v":0},{"$f":"IF(C290=0,0,E361*C260)","v":0},{"$f":"IF(D290=0,0,E361*D260)","v":0},{"$f":"IF(E290=0,0,E361*E260)","v":0},{"$f":"IF(F290=0,0,E361*F260)","v":0},{"$f":"IF(G290=0,0,E361*G260)","v":0},{"$f":"IF(H290=0,0,E361*H260)","v":0},{"$f":"IF(I290=0,0,E361*I260)","v":0},{"$f":"IF(J290=0,0,E361*J260)","v":0},{"$f":"IF(K290=0,0,E361*K260)","v":0},{"$f":"IF(L290=0,0,E361*L260)","v":0},{"$f":"IF(M290=0,0,E361*M260)","v":0},0,null,17,{"$f":"IF(Q290=0,0,T361*Q260)","v":0},{"$f":"IF(R290=0,0,T361*R260)","v":0},{"$f":"IF(S290=0,0,T361*S260)","v":0},{"$f":"IF(T290=0,0,T361*T260)","v":0},{"$f":"IF(U290=0,0,T361*U260)","v":0},{"$f":"IF(V290=0,0,T361*V260)","v":0},{"$f":"IF(W290=0,0,T361*W260)","v":0},{"$f":"IF(X290=0,0,T361*X260)","v":0},{"$f":"IF(Y290=0,0,T361*Y260)","v":0},{"$f":"IF(Z290=0,0,T361*Z260)","v":0},{"$f":"IF(AA290=0,0,T361*AA260)","v":0},{"$f":"IF(AB290=0,0,T361*AB260)","v":0},0,null,17,{"$f":"IF(AF290=0,0,AI361*AF260)","v":0},{"$f":"IF(AG290=0,0,AI361*AG260)","v":0},{"$f":"IF(AH290=0,0,AI361*AH260)","v":0},{"$f":"IF(AI290=0,0,AI361*AI260)","v":0},{"$f":"IF(AJ290=0,0,AI361*AJ260)","v":0},{"$f":"IF(AK290=0,0,AI361*AK260)","v":0},{"$f":"IF(AL290=0,0,AI361*AL260)","v":0},{"$f":"IF(AM290=0,0,AI361*AM260)","v":0},{"$f":"IF(AN290=0,0,AI361*AN260)","v":0},{"$f":"IF(AO290=0,0,AI361*AO260)","v":0},{"$f":"IF(AP290=0,0,AI361*AP260)","v":0},{"$f":"IF(AQ290=0,0,AI361*AQ260)","v":0},0,null,null,null,17,{"$f":"IF(AW290=0,0,AZ361*AW260)","v":0},{"$f":"IF(AX290=0,0,AZ361*AX260)","v":0},{"$f":"IF(AY290=0,0,AZ361*AY260)","v":0},{"$f":"IF(AZ290=0,0,AZ361*AZ260)","v":0},{"$f":"IF(BA290=0,0,AZ361*BA260)","v":0},{"$f":"IF(BB290=0,0,AZ361*BB260)","v":0},{"$f":"IF(BC290=0,0,AZ361*BC260)","v":0},{"$f":"IF(BD290=0,0,AZ361*BD260)","v":0},{"$f":"IF(BE290=0,0,AZ361*BE260)","v":0},{"$f":"IF(BF290=0,0,AZ361*BF260)","v":0},{"$f":"IF(BG290=0,0,AZ361*BG260)","v":0},{"$f":"IF(BH290=0,0,AZ361*BH260)","v":0},0,null,17,{"$f":"IF(BL290=0,0,BO361*BL260)","v":0},{"$f":"IF(BM290=0,0,BO361*BM260)","v":0},{"$f":"IF(BN290=0,0,BO361*BN260)","v":0},{"$f":"IF(BO290=0,0,BO361*BO260)","v":0},{"$f":"IF(BP290=0,0,BO361*BP260)","v":0},{"$f":"IF(BQ290=0,0,BO361*BQ260)","v":0},{"$f":"IF(BR290=0,0,BO361*BR260)","v":0},{"$f":"IF(BS290=0,0,BO361*BS260)","v":0},{"$f":"IF(BT290=0,0,BO361*BT260)","v":0},{"$f":"IF(BU290=0,0,BO361*BU260)","v":0},{"$f":"IF(BV290=0,0,BO361*BV260)","v":0},{"$f":"IF(BW290=0,0,BO361*BW260)","v":0},0,null,17,{"$f":"IF(CA290=0,0,CD361*CA260)","v":0},{"$f":"IF(CB290=0,0,CD361*CB260)","v":0},{"$f":"IF(CC290=0,0,CD361*CC260)","v":0},{"$f":"IF(CD290=0,0,CD361*CD260)","v":0},{"$f":"IF(CE290=0,0,CD361*CE260)","v":0},{"$f":"IF(CF290=0,0,CD361*CF260)","v":0},{"$f":"IF(CG290=0,0,CD361*CG260)","v":0},{"$f":"IF(CH290=0,0,CD361*CH260)","v":0},{"$f":"IF(CI290=0,0,CD361*CI260)","v":0},{"$f":"IF(CJ290=0,0,CD361*CJ260)","v":0},{"$f":"IF(CK290=0,0,CD361*CK260)","v":0},{"$f":"IF(CL290=0,0,CD361*CL260)","v":0},0]
[18,{"$f":"IF(B291=0,0,E361*B261)","v":0},{"$f":"IF(C291=0,0,E361*C261)","v":0},{"$f":"IF(D291=0,0,E361*D261)","v":0},{"$f":"IF(E291=0,0,E361*E261)","v":0},{"$f":"IF(F291=0,0,E361*F261)","v":0},{"$f":"IF(G291=0,0,E361*G261)","v":0},{"$f":"IF(H291=0,0,E361*H261)","v":0},{"$f":"IF(I291=0,0,E361*I261)","v":0},{"$f":"IF(J291=0,0,E361*J261)","v":0},{"$f":"IF(K291=0,0,E361*K261)","v":0},{"$f":"IF(L291=0,0,E361*L261)","v":0},{"$f":"IF(M291=0,0,E361*M261)","v":0},0,null,18,{"$f":"IF(Q291=0,0,T361*Q261)","v":0},{"$f":"IF(R291=0,0,T361*R261)","v":0},{"$f":"IF(S291=0,0,T361*S261)","v":0},{"$f":"IF(T291=0,0,T361*T261)","v":0},{"$f":"IF(U291=0,0,T361*U261)","v":0},{"$f":"IF(V291=0,0,T361*V261)","v":0},{"$f":"IF(W291=0,0,T361*W261)","v":0},{"$f":"IF(X291=0,0,T361*X261)","v":0},{"$f":"IF(Y291=0,0,T361*Y261)","v":0},{"$f":"IF(Z291=0,0,T361*Z261)","v":0},{"$f":"IF(AA291=0,0,T361*AA261)","v":0},{"$f":"IF(AB291=0,0,T361*AB261)","v":0},0,null,18,{"$f":"IF(AF291=0,0,AI361*AF261)","v":0},{"$f":"IF(AG291=0,0,AI361*AG261)","v":0},{"$f":"IF(AH291=0,0,AI361*AH261)","v":0},{"$f":"IF(AI291=0,0,AI361*AI261)","v":0},{"$f":"IF(AJ291=0,0,AI361*AJ261)","v":0},{"$f":"IF(AK291=0,0,AI361*AK261)","v":0},{"$f":"IF(AL291=0,0,AI361*AL261)","v":0},{"$f":"IF(AM291=0,0,AI361*AM261)","v":0},{"$f":"IF(AN291=0,0,AI361*AN261)","v":0},{"$f":"IF(AO291=0,0,AI361*AO261)","v":0},{"$f":"IF(AP291=0,0,AI361*AP261)","v":0},{"$f":"IF(AQ291=0,0,AI361*AQ261)","v":0},0,null,null,null,18,{"$f":"IF(AW291=0,0,AZ361*AW261)","v":0},{"$f":"IF(AX291=0,0,AZ361*AX261)","v":0},{"$f":"IF(AY291=0,0,AZ361*AY261)","v":0},{"$f":"IF(AZ291=0,0,AZ361*AZ261)","v":0},{"$f":"IF(BA291=0,0,AZ361*BA261)","v":0},{"$f":"IF(BB291=0,0,AZ361*BB261)","v":0},{"$f":"IF(BC291=0,0,AZ361*BC261)","v":0},{"$f":"IF(BD291=0,0,AZ361*BD261)","v":0},{"$f":"IF(BE291=0,0,AZ361*BE261)","v":0},{"$f":"IF(BF291=0,0,AZ361*BF261)","v":0},{"$f":"IF(BG291=0,0,AZ361*BG261)","v":0},{"$f":"IF(BH291=0,0,AZ361*BH261)","v":0},0,null,18,{"$f":"IF(BL291=0,0,BO361*BL261)","v":0},{"$f":"IF(BM291=0,0,BO361*BM261)","v":0},{"$f":"IF(BN291=0,0,BO361*BN261)","v":0},{"$f":"IF(BO291=0,0,BO361*BO261)","v":0},{"$f":"IF(BP291=0,0,BO361*BP261)","v":0},{"$f":"IF(BQ291=0,0,BO361*BQ261)","v":0},{"$f":"IF(BR291=0,0,BO361*BR261)","v":0},{"$f":"IF(BS291=0,0,BO361*BS261)","v":0},{"$f":"IF(BT291=0,0,BO361*BT261)","v":0},{"$f":"IF(BU291=0,0,BO361*BU261)","v":0},{"$f":"IF(BV291=0,0,BO361*BV261)","v":0},{"$f":"IF(BW291=0,0,BO361*BW261)","v":0},0,null,18,{"$f":"IF(CA291=0,0,CD361*CA261)","v":0},{"$f":"IF(CB291=0,0,CD361*CB261)","v":0},{"$f":"IF(CC291=0,0,CD361*CC261)","v":0},{"$f":"IF(CD291=0,0,CD361*CD261)","v":0},{"$f":"IF(CE291=0,0,CD361*CE261)","v":0},{"$f":"IF(CF291=0,0,CD361*CF261)","v":0},{"$f":"IF(CG291=0,0,CD361*CG261)","v":0},{"$f":"IF(CH291=0,0,CD361*CH261)","v":0},{"$f":"IF(CI291=0,0,CD361*CI261)","v":0},{"$f":"IF(CJ291=0,0,CD361*CJ261)","v":0},{"$f":"IF(CK291=0,0,CD361*CK261)","v":0},{"$f":"IF(CL291=0,0,CD361*CL261)","v":0},0]
[19,{"$f":"IF(B292=0,0,E361*B262)","v":0},{"$f":"IF(C292=0,0,E361*C262)","v":0},{"$f":"IF(D292=0,0,E361*D262)","v":0},{"$f":"IF(E292=0,0,E361*E262)","v":0},{"$f":"IF(F292=0,0,E361*F262)","v":0},{"$f":"IF(G292=0,0,E361*G262)","v":0},{"$f":"IF(H292=0,0,E361*H262)","v":0},{"$f":"IF(I292=0,0,E361*I262)","v":0},{"$f":"IF(J292=0,0,E361*J262)","v":0},{"$f":"IF(K292=0,0,E361*K262)","v":0},{"$f":"IF(L292=0,0,E361*L262)","v":0},{"$f":"IF(M292=0,0,E361*M262)","v":0},0,null,19,{"$f":"IF(Q292=0,0,T361*Q262)","v":0},{"$f":"IF(R292=0,0,T361*R262)","v":0},{"$f":"IF(S292=0,0,T361*S262)","v":0},{"$f":"IF(T292=0,0,T361*T262)","v":0},{"$f":"IF(U292=0,0,T361*U262)","v":0},{"$f":"IF(V292=0,0,T361*V262)","v":0},{"$f":"IF(W292=0,0,T361*W262)","v":0},{"$f":"IF(X292=0,0,T361*X262)","v":0},{"$f":"IF(Y292=0,0,T361*Y262)","v":0},{"$f":"IF(Z292=0,0,T361*Z262)","v":0},{"$f":"IF(AA292=0,0,T361*AA262)","v":0},{"$f":"IF(AB292=0,0,T361*AB262)","v":0},0,null,19,{"$f":"IF(AF292=0,0,AI361*AF262)","v":0},{"$f":"IF(AG292=0,0,AI361*AG262)","v":0},{"$f":"IF(AH292=0,0,AI361*AH262)","v":0},{"$f":"IF(AI292=0,0,AI361*AI262)","v":0},{"$f":"IF(AJ292=0,0,AI361*AJ262)","v":0},{"$f":"IF(AK292=0,0,AI361*AK262)","v":0},{"$f":"IF(AL292=0,0,AI361*AL262)","v":0},{"$f":"IF(AM292=0,0,AI361*AM262)","v":0},{"$f":"IF(AN292=0,0,AI361*AN262)","v":0},{"$f":"IF(AO292=0,0,AI361*AO262)","v":0},{"$f":"IF(AP292=0,0,AI361*AP262)","v":0},{"$f":"IF(AQ292=0,0,AI361*AQ262)","v":0},0,null,null,null,19,{"$f":"IF(AW292=0,0,AZ361*AW262)","v":0},{"$f":"IF(AX292=0,0,AZ361*AX262)","v":0},{"$f":"IF(AY292=0,0,AZ361*AY262)","v":0},{"$f":"IF(AZ292=0,0,AZ361*AZ262)","v":0},{"$f":"IF(BA292=0,0,AZ361*BA262)","v":0},{"$f":"IF(BB292=0,0,AZ361*BB262)","v":0},{"$f":"IF(BC292=0,0,AZ361*BC262)","v":0},{"$f":"IF(BD292=0,0,AZ361*BD262)","v":0},{"$f":"IF(BE292=0,0,AZ361*BE262)","v":0},{"$f":"IF(BF292=0,0,AZ361*BF262)","v":0},{"$f":"IF(BG292=0,0,AZ361*BG262)","v":0},{"$f":"IF(BH292=0,0,AZ361*BH262)","v":0},0,null,19,{"$f":"IF(BL292=0,0,BO361*BL262)","v":0},{"$f":"IF(BM292=0,0,BO361*BM262)","v":0},{"$f":"IF(BN292=0,0,BO361*BN262)","v":0},{"$f":"IF(BO292=0,0,BO361*BO262)","v":0},{"$f":"IF(BP292=0,0,BO361*BP262)","v":0},{"$f":"IF(BQ292=0,0,BO361*BQ262)","v":0},{"$f":"IF(BR292=0,0,BO361*BR262)","v":0},{"$f":"IF(BS292=0,0,BO361*BS262)","v":0},{"$f":"IF(BT292=0,0,BO361*BT262)","v":0},{"$f":"IF(BU292=0,0,BO361*BU262)","v":0},{"$f":"IF(BV292=0,0,BO361*BV262)","v":0},{"$f":"IF(BW292=0,0,BO361*BW262)","v":0},0,null,19,{"$f":"IF(CA292=0,0,CD361*CA262)","v":0},{"$f":"IF(CB292=0,0,CD361*CB262)","v":0},{"$f":"IF(CC292=0,0,CD361*CC262)","v":0},{"$f":"IF(CD292=0,0,CD361*CD262)","v":0},{"$f":"IF(CE292=0,0,CD361*CE262)","v":0},{"$f":"IF(CF292=0,0,CD361*CF262)","v":0},{"$f":"IF(CG292=0,0,CD361*CG262)","v":0},{"$f":"IF(CH292=0,0,CD361*CH262)","v":0},{"$f":"IF(CI292=0,0,CD361*CI262)","v":0},{"$f":"IF(CJ292=0,0,CD361*CJ262)","v":0},{"$f":"IF(CK292=0,0,CD361*CK262)","v":0},{"$f":"IF(CL292=0,0,CD361*CL262)","v":0},0]
[20,{"$f":"IF(B293=0,0,E361*B263)","v":0},{"$f":"IF(C293=0,0,E361*C263)","v":0},{"$f":"IF(D293=0,0,E361*D263)","v":0},{"$f":"IF(E293=0,0,E361*E263)","v":0},{"$f":"IF(F293=0,0,E361*F263)","v":0},{"$f":"IF(G293=0,0,E361*G263)","v":0},{"$f":"IF(H293=0,0,E361*H263)","v":0},{"$f":"IF(I293=0,0,E361*I263)","v":0},{"$f":"IF(J293=0,0,E361*J263)","v":0},{"$f":"IF(K293=0,0,E361*K263)","v":0},{"$f":"IF(L293=0,0,E361*L263)","v":0},{"$f":"IF(M293=0,0,E361*M263)","v":0},0,null,20,{"$f":"IF(Q293=0,0,T361*Q263)","v":0},{"$f":"IF(R293=0,0,T361*R263)","v":0},{"$f":"IF(S293=0,0,T361*S263)","v":0},{"$f":"IF(T293=0,0,T361*T263)","v":0},{"$f":"IF(U293=0,0,T361*U263)","v":0},{"$f":"IF(V293=0,0,T361*V263)","v":0},{"$f":"IF(W293=0,0,T361*W263)","v":0},{"$f":"IF(X293=0,0,T361*X263)","v":0},{"$f":"IF(Y293=0,0,T361*Y263)","v":0},{"$f":"IF(Z293=0,0,T361*Z263)","v":0},{"$f":"IF(AA293=0,0,T361*AA263)","v":0},{"$f":"IF(AB293=0,0,T361*AB263)","v":0},0,null,20,{"$f":"IF(AF293=0,0,AI361*AF263)","v":0},{"$f":"IF(AG293=0,0,AI361*AG263)","v":0},{"$f":"IF(AH293=0,0,AI361*AH263)","v":0},{"$f":"IF(AI293=0,0,AI361*AI263)","v":0},{"$f":"IF(AJ293=0,0,AI361*AJ263)","v":0},{"$f":"IF(AK293=0,0,AI361*AK263)","v":0},{"$f":"IF(AL293=0,0,AI361*AL263)","v":0},{"$f":"IF(AM293=0,0,AI361*AM263)","v":0},{"$f":"IF(AN293=0,0,AI361*AN263)","v":0},{"$f":"IF(AO293=0,0,AI361*AO263)","v":0},{"$f":"IF(AP293=0,0,AI361*AP263)","v":0},{"$f":"IF(AQ293=0,0,AI361*AQ263)","v":0},0,null,null,null,20,{"$f":"IF(AW293=0,0,AZ361*AW263)","v":0},{"$f":"IF(AX293=0,0,AZ361*AX263)","v":0},{"$f":"IF(AY293=0,0,AZ361*AY263)","v":0},{"$f":"IF(AZ293=0,0,AZ361*AZ263)","v":0},{"$f":"IF(BA293=0,0,AZ361*BA263)","v":0},{"$f":"IF(BB293=0,0,AZ361*BB263)","v":0},{"$f":"IF(BC293=0,0,AZ361*BC263)","v":0},{"$f":"IF(BD293=0,0,AZ361*BD263)","v":0},{"$f":"IF(BE293=0,0,AZ361*BE263)","v":0},{"$f":"IF(BF293=0,0,AZ361*BF263)","v":0},{"$f":"IF(BG293=0,0,AZ361*BG263)","v":0},{"$f":"IF(BH293=0,0,AZ361*BH263)","v":0},0,null,20,{"$f":"IF(BL293=0,0,BO361*BL263)","v":0},{"$f":"IF(BM293=0,0,BO361*BM263)","v":0},{"$f":"IF(BN293=0,0,BO361*BN263)","v":0},{"$f":"IF(BO293=0,0,BO361*BO263)","v":0},{"$f":"IF(BP293=0,0,BO361*BP263)","v":0},{"$f":"IF(BQ293=0,0,BO361*BQ263)","v":0},{"$f":"IF(BR293=0,0,BO361*BR263)","v":0},{"$f":"IF(BS293=0,0,BO361*BS263)","v":0},{"$f":"IF(BT293=0,0,BO361*BT263)","v":0},{"$f":"IF(BU293=0,0,BO361*BU263)","v":0},{"$f":"IF(BV293=0,0,BO361*BV263)","v":0},{"$f":"IF(BW293=0,0,BO361*BW263)","v":0},0,null,20,{"$f":"IF(CA293=0,0,CD361*CA263)","v":0},{"$f":"IF(CB293=0,0,CD361*CB263)","v":0},{"$f":"IF(CC293=0,0,CD361*CC263)","v":0},{"$f":"IF(CD293=0,0,CD361*CD263)","v":0},{"$f":"IF(CE293=0,0,CD361*CE263)","v":0},{"$f":"IF(CF293=0,0,CD361*CF263)","v":0},{"$f":"IF(CG293=0,0,CD361*CG263)","v":0},{"$f":"IF(CH293=0,0,CD361*CH263)","v":0},{"$f":"IF(CI293=0,0,CD361*CI263)","v":0},{"$f":"IF(CJ293=0,0,CD361*CJ263)","v":0},{"$f":"IF(CK293=0,0,CD361*CK263)","v":0},{"$f":"IF(CL293=0,0,CD361*CL263)","v":0},0]
[21,{"$f":"IF(B294=0,0,E361*B264)","v":0},{"$f":"IF(C294=0,0,E361*C264)","v":0},{"$f":"IF(D294=0,0,E361*D264)","v":0},{"$f":"IF(E294=0,0,E361*E264)","v":0},{"$f":"IF(F294=0,0,E361*F264)","v":0},{"$f":"IF(G294=0,0,E361*G264)","v":0},{"$f":"IF(H294=0,0,E361*H264)","v":0},{"$f":"IF(I294=0,0,E361*I264)","v":0},{"$f":"IF(J294=0,0,E361*J264)","v":0},{"$f":"IF(K294=0,0,E361*K264)","v":0},{"$f":"IF(L294=0,0,E361*L264)","v":0},{"$f":"IF(M294=0,0,E361*M264)","v":0},0,null,21,{"$f":"IF(Q294=0,0,T361*Q264)","v":0},{"$f":"IF(R294=0,0,T361*R264)","v":0},{"$f":"IF(S294=0,0,T361*S264)","v":0},{"$f":"IF(T294=0,0,T361*T264)","v":0},{"$f":"IF(U294=0,0,T361*U264)","v":0},{"$f":"IF(V294=0,0,T361*V264)","v":0},{"$f":"IF(W294=0,0,T361*W264)","v":0},{"$f":"IF(X294=0,0,T361*X264)","v":0},{"$f":"IF(Y294=0,0,T361*Y264)","v":0},{"$f":"IF(Z294=0,0,T361*Z264)","v":0},{"$f":"IF(AA294=0,0,T361*AA264)","v":0},{"$f":"IF(AB294=0,0,T361*AB264)","v":0},0,null,21,{"$f":"IF(AF294=0,0,AI361*AF264)","v":0},{"$f":"IF(AG294=0,0,AI361*AG264)","v":0},{"$f":"IF(AH294=0,0,AI361*AH264)","v":0},{"$f":"IF(AI294=0,0,AI361*AI264)","v":0},{"$f":"IF(AJ294=0,0,AI361*AJ264)","v":0},{"$f":"IF(AK294=0,0,AI361*AK264)","v":0},{"$f":"IF(AL294=0,0,AI361*AL264)","v":0},{"$f":"IF(AM294=0,0,AI361*AM264)","v":0},{"$f":"IF(AN294=0,0,AI361*AN264)","v":0},{"$f":"IF(AO294=0,0,AI361*AO264)","v":0},{"$f":"IF(AP294=0,0,AI361*AP264)","v":0},{"$f":"IF(AQ294=0,0,AI361*AQ264)","v":0},0,null,null,null,21,{"$f":"IF(AW294=0,0,AZ361*AW264)","v":0},{"$f":"IF(AX294=0,0,AZ361*AX264)","v":0},{"$f":"IF(AY294=0,0,AZ361*AY264)","v":0},{"$f":"IF(AZ294=0,0,AZ361*AZ264)","v":0},{"$f":"IF(BA294=0,0,AZ361*BA264)","v":0},{"$f":"IF(BB294=0,0,AZ361*BB264)","v":0},{"$f":"IF(BC294=0,0,AZ361*BC264)","v":0},{"$f":"IF(BD294=0,0,AZ361*BD264)","v":0},{"$f":"IF(BE294=0,0,AZ361*BE264)","v":0},{"$f":"IF(BF294=0,0,AZ361*BF264)","v":0},{"$f":"IF(BG294=0,0,AZ361*BG264)","v":0},{"$f":"IF(BH294=0,0,AZ361*BH264)","v":0},0,null,21,{"$f":"IF(BL294=0,0,BO361*BL264)","v":0},{"$f":"IF(BM294=0,0,BO361*BM264)","v":0},{"$f":"IF(BN294=0,0,BO361*BN264)","v":0},{"$f":"IF(BO294=0,0,BO361*BO264)","v":0},{"$f":"IF(BP294=0,0,BO361*BP264)","v":0},{"$f":"IF(BQ294=0,0,BO361*BQ264)","v":0},{"$f":"IF(BR294=0,0,BO361*BR264)","v":0},{"$f":"IF(BS294=0,0,BO361*BS264)","v":0},{"$f":"IF(BT294=0,0,BO361*BT264)","v":0},{"$f":"IF(BU294=0,0,BO361*BU264)","v":0},{"$f":"IF(BV294=0,0,BO361*BV264)","v":0},{"$f":"IF(BW294=0,0,BO361*BW264)","v":0},0,null,21,{"$f":"IF(CA294=0,0,CD361*CA264)","v":0},{"$f":"IF(CB294=0,0,CD361*CB264)","v":0},{"$f":"IF(CC294=0,0,CD361*CC264)","v":0},{"$f":"IF(CD294=0,0,CD361*CD264)","v":0},{"$f":"IF(CE294=0,0,CD361*CE264)","v":0},{"$f":"IF(CF294=0,0,CD361*CF264)","v":0},{"$f":"IF(CG294=0,0,CD361*CG264)","v":0},{"$f":"IF(CH294=0,0,CD361*CH264)","v":0},{"$f":"IF(CI294=0,0,CD361*CI264)","v":0},{"$f":"IF(CJ294=0,0,CD361*CJ264)","v":0},{"$f":"IF(CK294=0,0,CD361*CK264)","v":0},{"$f":"IF(CL294=0,0,CD361*CL264)","v":0},0]
[22,{"$f":"IF(B295=0,0,E361*B265)","v":0},{"$f":"IF(C295=0,0,E361*C265)","v":0},{"$f":"IF(D295=0,0,E361*D265)","v":0},{"$f":"IF(E295=0,0,E361*E265)","v":0},{"$f":"IF(F295=0,0,E361*F265)","v":0},{"$f":"IF(G295=0,0,E361*G265)","v":0},{"$f":"IF(H295=0,0,E361*H265)","v":0},{"$f":"IF(I295=0,0,E361*I265)","v":0},{"$f":"IF(J295=0,0,E361*J265)","v":0},{"$f":"IF(K295=0,0,E361*K265)","v":0},{"$f":"IF(L295=0,0,E361*L265)","v":0},{"$f":"IF(M295=0,0,E361*M265)","v":0},0,null,22,{"$f":"IF(Q295=0,0,T361*Q265)","v":0},{"$f":"IF(R295=0,0,T361*R265)","v":0},{"$f":"IF(S295=0,0,T361*S265)","v":0},{"$f":"IF(T295=0,0,T361*T265)","v":0},{"$f":"IF(U295=0,0,T361*U265)","v":0},{"$f":"IF(V295=0,0,T361*V265)","v":0},{"$f":"IF(W295=0,0,T361*W265)","v":0},{"$f":"IF(X295=0,0,T361*X265)","v":0},{"$f":"IF(Y295=0,0,T361*Y265)","v":0},{"$f":"IF(Z295=0,0,T361*Z265)","v":0},{"$f":"IF(AA295=0,0,T361*AA265)","v":0},{"$f":"IF(AB295=0,0,T361*AB265)","v":0},0,null,22,{"$f":"IF(AF295=0,0,AI361*AF265)","v":0},{"$f":"IF(AG295=0,0,AI361*AG265)","v":0},{"$f":"IF(AH295=0,0,AI361*AH265)","v":0},{"$f":"IF(AI295=0,0,AI361*AI265)","v":0},{"$f":"IF(AJ295=0,0,AI361*AJ265)","v":0},{"$f":"IF(AK295=0,0,AI361*AK265)","v":0},{"$f":"IF(AL295=0,0,AI361*AL265)","v":0},{"$f":"IF(AM295=0,0,AI361*AM265)","v":0},{"$f":"IF(AN295=0,0,AI361*AN265)","v":0},{"$f":"IF(AO295=0,0,AI361*AO265)","v":0},{"$f":"IF(AP295=0,0,AI361*AP265)","v":0},{"$f":"IF(AQ295=0,0,AI361*AQ265)","v":0},0,null,null,null,22,{"$f":"IF(AW295=0,0,AZ361*AW265)","v":0},{"$f":"IF(AX295=0,0,AZ361*AX265)","v":0},{"$f":"IF(AY295=0,0,AZ361*AY265)","v":0},{"$f":"IF(AZ295=0,0,AZ361*AZ265)","v":0},{"$f":"IF(BA295=0,0,AZ361*BA265)","v":0},{"$f":"IF(BB295=0,0,AZ361*BB265)","v":0},{"$f":"IF(BC295=0,0,AZ361*BC265)","v":0},{"$f":"IF(BD295=0,0,AZ361*BD265)","v":0},{"$f":"IF(BE295=0,0,AZ361*BE265)","v":0},{"$f":"IF(BF295=0,0,AZ361*BF265)","v":0},{"$f":"IF(BG295=0,0,AZ361*BG265)","v":0},{"$f":"IF(BH295=0,0,AZ361*BH265)","v":0},0,null,22,{"$f":"IF(BL295=0,0,BO361*BL265)","v":0},{"$f":"IF(BM295=0,0,BO361*BM265)","v":0},{"$f":"IF(BN295=0,0,BO361*BN265)","v":0},{"$f":"IF(BO295=0,0,BO361*BO265)","v":0},{"$f":"IF(BP295=0,0,BO361*BP265)","v":0},{"$f":"IF(BQ295=0,0,BO361*BQ265)","v":0},{"$f":"IF(BR295=0,0,BO361*BR265)","v":0},{"$f":"IF(BS295=0,0,BO361*BS265)","v":0},{"$f":"IF(BT295=0,0,BO361*BT265)","v":0},{"$f":"IF(BU295=0,0,BO361*BU265)","v":0},{"$f":"IF(BV295=0,0,BO361*BV265)","v":0},{"$f":"IF(BW295=0,0,BO361*BW265)","v":0},0,null,22,{"$f":"IF(CA295=0,0,CD361*CA265)","v":0},{"$f":"IF(CB295=0,0,CD361*CB265)","v":0},{"$f":"IF(CC295=0,0,CD361*CC265)","v":0},{"$f":"IF(CD295=0,0,CD361*CD265)","v":0},{"$f":"IF(CE295=0,0,CD361*CE265)","v":0},{"$f":"IF(CF295=0,0,CD361*CF265)","v":0},{"$f":"IF(CG295=0,0,CD361*CG265)","v":0},{"$f":"IF(CH295=0,0,CD361*CH265)","v":0},{"$f":"IF(CI295=0,0,CD361*CI265)","v":0},{"$f":"IF(CJ295=0,0,CD361*CJ265)","v":0},{"$f":"IF(CK295=0,0,CD361*CK265)","v":0},{"$f":"IF(CL295=0,0,CD361*CL265)","v":0},0]
[23,{"$f":"IF(B296=0,0,E361*B266)","v":0},{"$f":"IF(C296=0,0,E361*C266)","v":0},{"$f":"IF(D296=0,0,E361*D266)","v":0},{"$f":"IF(E296=0,0,E361*E266)","v":0},{"$f":"IF(F296=0,0,E361*F266)","v":0},{"$f":"IF(G296=0,0,E361*G266)","v":0},{"$f":"IF(H296=0,0,E361*H266)","v":0},{"$f":"IF(I296=0,0,E361*I266)","v":0},{"$f":"IF(J296=0,0,E361*J266)","v":0},{"$f":"IF(K296=0,0,E361*K266)","v":0},{"$f":"IF(L296=0,0,E361*L266)","v":0},{"$f":"IF(M296=0,0,E361*M266)","v":0},0,null,23,{"$f":"IF(Q296=0,0,T361*Q266)","v":0},{"$f":"IF(R296=0,0,T361*R266)","v":0},{"$f":"IF(S296=0,0,T361*S266)","v":0},{"$f":"IF(T296=0,0,T361*T266)","v":0},{"$f":"IF(U296=0,0,T361*U266)","v":0},{"$f":"IF(V296=0,0,T361*V266)","v":0},{"$f":"IF(W296=0,0,T361*W266)","v":0},{"$f":"IF(X296=0,0,T361*X266)","v":0},{"$f":"IF(Y296=0,0,T361*Y266)","v":0},{"$f":"IF(Z296=0,0,T361*Z266)","v":0},{"$f":"IF(AA296=0,0,T361*AA266)","v":0},{"$f":"IF(AB296=0,0,T361*AB266)","v":0},0,null,23,{"$f":"IF(AF296=0,0,AI361*AF266)","v":0},{"$f":"IF(AG296=0,0,AI361*AG266)","v":0},{"$f":"IF(AH296=0,0,AI361*AH266)","v":0},{"$f":"IF(AI296=0,0,AI361*AI266)","v":0},{"$f":"IF(AJ296=0,0,AI361*AJ266)","v":0},{"$f":"IF(AK296=0,0,AI361*AK266)","v":0},{"$f":"IF(AL296=0,0,AI361*AL266)","v":0},{"$f":"IF(AM296=0,0,AI361*AM266)","v":0},{"$f":"IF(AN296=0,0,AI361*AN266)","v":0},{"$f":"IF(AO296=0,0,AI361*AO266)","v":0},{"$f":"IF(AP296=0,0,AI361*AP266)","v":0},{"$f":"IF(AQ296=0,0,AI361*AQ266)","v":0},0,null,null,null,23,{"$f":"IF(AW296=0,0,AZ361*AW266)","v":0},{"$f":"IF(AX296=0,0,AZ361*AX266)","v":0},{"$f":"IF(AY296=0,0,AZ361*AY266)","v":0},{"$f":"IF(AZ296=0,0,AZ361*AZ266)","v":0},{"$f":"IF(BA296=0,0,AZ361*BA266)","v":0},{"$f":"IF(BB296=0,0,AZ361*BB266)","v":0},{"$f":"IF(BC296=0,0,AZ361*BC266)","v":0},{"$f":"IF(BD296=0,0,AZ361*BD266)","v":0},{"$f":"IF(BE296=0,0,AZ361*BE266)","v":0},{"$f":"IF(BF296=0,0,AZ361*BF266)","v":0},{"$f":"IF(BG296=0,0,AZ361*BG266)","v":0},{"$f":"IF(BH296=0,0,AZ361*BH266)","v":0},0,null,23,{"$f":"IF(BL296=0,0,BO361*BL266)","v":0},{"$f":"IF(BM296=0,0,BO361*BM266)","v":0},{"$f":"IF(BN296=0,0,BO361*BN266)","v":0},{"$f":"IF(BO296=0,0,BO361*BO266)","v":0},{"$f":"IF(BP296=0,0,BO361*BP266)","v":0},{"$f":"IF(BQ296=0,0,BO361*BQ266)","v":0},{"$f":"IF(BR296=0,0,BO361*BR266)","v":0},{"$f":"IF(BS296=0,0,BO361*BS266)","v":0},{"$f":"IF(BT296=0,0,BO361*BT266)","v":0},{"$f":"IF(BU296=0,0,BO361*BU266)","v":0},{"$f":"IF(BV296=0,0,BO361*BV266)","v":0},{"$f":"IF(BW296=0,0,BO361*BW266)","v":0},0,null,23,{"$f":"IF(CA296=0,0,CD361*CA266)","v":0},{"$f":"IF(CB296=0,0,CD361*CB266)","v":0},{"$f":"IF(CC296=0,0,CD361*CC266)","v":0},{"$f":"IF(CD296=0,0,CD361*CD266)","v":0},{"$f":"IF(CE296=0,0,CD361*CE266)","v":0},{"$f":"IF(CF296=0,0,CD361*CF266)","v":0},{"$f":"IF(CG296=0,0,CD361*CG266)","v":0},{"$f":"IF(CH296=0,0,CD361*CH266)","v":0},{"$f":"IF(CI296=0,0,CD361*CI266)","v":0},{"$f":"IF(CJ296=0,0,CD361*CJ266)","v":0},{"$f":"IF(CK296=0,0,CD361*CK266)","v":0},{"$f":"IF(CL296=0,0,CD361*CL266)","v":0},0]
["kWh/日",{"$f":"SUM(B363:B386)","v":0},{"$f":"SUM(C363:C386)","v":0},0,0,0,0,0,0,0,0,0,0,{"$f":"SUM(B387:M387)","v":0},null,"kWh/日",{"$f":"SUM(Q363:Q386)","v":0},{"$f":"SUM(R363:R386)","v":0},0,0,0,0,0,0,0,0,0,0,{"$f":"SUM(Q387:AB387)","v":0},null,"kWh/日",{"$f":"SUM(AF363:AF386)","v":0},{"$f":"SUM(AG363:AG386)","v":0},0,0,0,0,0,0,0,0,0,0,{"$f":"SUM(AF387:AQ387)","v":0},null,null,null,"kWh/日",{"$f":"SUM(AW363:AW386)","v":0},{"$f":"SUM(AX363:AX386)","v":0},0,0,0,0,0,0,0,0,0,0,{"$f":"SUM(AW387:BH387)","v":0},null,"kWh/日",{"$f":"SUM(BL363:BL386)","v":0},{"$f":"SUM(BM363:BM386)","v":0},0,0,0,0,0,0,0,0,0,0,{"$f":"SUM(BL387:BW387)","v":0},null,"kWh/日",{"$f":"SUM(CA363:CA386)","v":0},{"$f":"SUM(CB363:CB386)","v":0},0,0,0,0,0,0,0,0,0,0,{"$f":"SUM(CA387:CL387)","v":0}]
["日",{"$f":"B$28","v":20},{"$f":"C$28","v":20},22,20,20,22,20,23,20,21,20,21,{"$f":"SUM(B388:M388)","v":249},null,"日",{"$f":"Q$28","v":4},{"$f":"R$28","v":3},4,4,4,4,5,4,4,4,4,4,{"$f":"SUM(Q388:AB388)","v":48},null,"日",{"$f":"AF$28","v":7},{"$f":"AG$28","v":5},5,6,7,4,6,4,6,6,6,6,{"$f":"SUM(AF388:AQ388)","v":68},null,null,null,"日",{"$f":"AW$28","v":20},{"$f":"AX$28","v":20},22,20,20,22,20,23,20,21,20,21,{"$f":"SUM(AW388:BH388)","v":249},null,"日",{"$f":"BL$28","v":4},{"$f":"BM$28","v":3},4,4,4,4,5,4,4,4,4,4,{"$f":"SUM(BL388:BW388)","v":48},null,"日",{"$f":"CA$28","v":7},{"$f":"CB$28","v":5},5,6,7,4,6,4,6,6,6,6,{"$f":"SUM(CA388:CL388)","v":68}]
["MWh/月",{"$f":"B387*B388/1000","v":0},{"$f":"C387*C388/1000","v":0},0,0,0,0,0,0,0,0,0,0,{"$f":"SUM(B389:M389)","v":0},null,"MWh/月",{"$f":"Q387*Q388/1000","v":0},{"$f":"R387*R388/1000","v":0},0,0,0,0,0,0,0,0,0,0,{"$f":"SUM(Q389:AB389)","v":0},null,"MWh/月",{"$f":"AF387*AF388/1000","v":0},{"$f":"AG387*AG388/1000","v":0},0,0,0,0,0,0,0,0,0,0,{"$f":"SUM(AF389:AQ389)","v":0},null,null,null,"MWh/月",{"$f":"AW387*AW388/1000","v":0},{"$f":"AX387*AX388/1000","v":0},0,0,0,0,0,0,0,0,0,0,{"$f":"SUM(AW389:BH389)","v":0},null,"MWh/月",{"$f":"BL387*BL388/1000","v":0},{"$f":"BM387*BM388/1000","v":0},0,0,0,0,0,0,0,0,0,0,{"$f":"SUM(BL389:BW389)","v":0},null,"MWh/月",{"$f":"CA387*CA388/1000","v":0},{"$f":"CB387*CB388/1000","v":0},0,0,0,0,0,0,0,0,0,0,{"$f":"SUM(CA389:CL389)","v":0}]
[]
["購入電力量",null,null,null,null,null,null,null,null,null,null,null,"新設建物（電力・熱融通エリア）","（平日）",null,"購入電力量",null,null,null,null,null,null,null,null,null,null,null,"新設建物（電力・熱融通エリア）","（土曜）",null,"購入電力量",null,null,null,null,null,null,null,null,null,null,null,"新設建物（電力・熱融通エリア）","（休日）",null,null,null,"購入電力量",null,null,null,null,null,null,null,null,null,null,null,"既設建物（熱融通エリア）","（平日）",null,"購入電力量",null,null,null,null,null,null,null,null,null,null,null,"既設建物（熱融通エリア）","（土曜）",null,"購入電力量",null,null,null,null,null,null,null,null,null,null,null,"既設建物（熱融通エリア）","（休日）"]
["kWh","1月","2月","3月","4月","5月","6月","7月","8月","9月","10月","11月","12月","計",null,"kWh","1月","2月","3月","4月","5月","6月","7月","8月","9月","10月","11月","12月","計",null,"kWh","1月","2月","3月","4月","5月","6月","7月","8月","9月","10月","11月","12月","計",null,null,null,"kWh","1月","2月","3月","4月","5月","6月","7月","8月","9月","10月","11月","12月","計",null,"kWh","1月","2月","3月","4月","5月","6月","7月","8月","9月","10月","11月","12月","計",null,"kWh","1月","2月","3月","4月","5月","6月","7月","8月","9月","10月","11月","12月","計"]
[0,{"$f":"SUM(B3,B303,B333,B363)","v":0},0,0,0,0,0,0,0,0,0,0,0,{"$f":"SUM(B393:M393)","v":0},null,0,{"$f":"SUM(Q3,Q303,Q333,Q363)","v":0},0,0,0,0,0,0,0,0,0,0,0,{"$f":"SUM(Q393:AB393)","v":0},null,0,{"$f":"SUM(AF3,AF303,AF333,AF363)","v":0},0,0,0,0,0,0,0,0,0,0,0,{"$f":"SUM(AF393:AQ393)","v":0},null,null,null,0,{"$f":"SUM(AW3,AW303,AW333,AW363)","v":0},0,0,0,0,0,0,0,0,0,0,0,{"$f":"SUM(AW393:BH393)","v":0},null,0,{"$f":"SUM(BL3,BL303,BL333,BL363)","v":0},0,0,0,0,0,0,0,0,0,0,0,{"$f":"SUM(BL393:BW393)","v":0},null,0,{"$f":"SUM(CA3,CA303,CA333,CA363)","v":0},0,0,0,0,0,0,0,0,0,0,0,{"$f":"SUM(CA393:CL393)","v":0}]
[1,{"$f":"SUM(B4,B304,B334,B364)","v":0},0,0,0,0,0,0,0,0,0,0,0,{"$f":"SUM(B394:M394)","v":0},null,1,{"$f":"SUM(Q4,Q304,Q334,Q364)","v":0},0,0,0,0,0,0,0,0,0,0,0,{"$f":"SUM(Q394:AB394)","v":0},null,1,{"$f":"SUM(AF4,AF304,AF334,AF364)","v":0},0,0,0,0,0,0,0,0,0,0,0,{"$f":"SUM(AF394:AQ394)","v":0},null,null,null,1,{"$f":"SUM(AW4,AW304,AW334,AW364)","v":0},0,0,0,0,0,0,0,0,0,0,0,{"$f":"SUM(AW394:BH394)","v":0},null,1,{"$f":"SUM(BL4,BL304,BL334,BL364)","v":0},0,0,0,0,0,0,0,0,0,0,0,{"$f":"SUM(BL394:BW394)","v":0},null,1,{"$f":"SUM(CA4,CA304,CA334,CA364)","v":0},0,0,0,0,0,0,0,0,0,0,0,{"$f":"SUM(CA394:CL394)","v":0}]
[2,{"$f":"SUM(B5,B305,B335,B365)","v":0},0,0,0,0,0,0,0,0,0,0,0,0,null,2,{"$f":"SUM(Q5,Q305,Q335,Q365)","v":0},0,0,0,0,0,0,0,0,0,0,0,0,null,2,{"$f":"SUM(AF5,AF305,AF335,AF365)","v":0},0,0,0,0,0,0,0,0,0,0,0,0,null,null,null,2,{"$f":"SUM(AW5,AW305,AW335,AW365)","v":0},0,0,0,0,0,0,0,0,0,0,0,0,null,2,{"$f":"SUM(BL5,BL305,BL335,BL365)","v":0},0,0,0,0,0,0,0,0,0,0,0,0,null,2,{"$f":"SUM(CA5,CA305,CA335,CA365)","v":0},0,0,0,0,0,0,0,0,0,0,0,0]
[3,{"$f":"SUM(B6,B306,B336,B366)","v":0},0,0,0,0,0,0,0,0,0,0,0,0,null,3,{"$f":"SUM(Q6,Q306,Q336,Q366)","v":0},0,0,0,0,0,0,0,0,0,0,0,0,null,3,{"$f":"SUM(AF6,AF306,AF336,AF366)","v":0},0,0,0,0,0,0,0,0,0,0,0,0,null,null,null,3,{"$f":"SUM(AW6,AW306,AW336,AW366)","v":0},0,0,0,0,0,0,0,0,0,0,0,0,null,3,{"$f":"SUM(BL6,BL306,BL336,BL366)","v":0},0,0,0,0,0,0,0,0,0,0,0,0,null,3,{"$f":"SUM(CA6,CA306,CA336,CA366)","v":0},0,0,0,0,0,0,0,0,0,0,0,0]
[4,{"$f":"SUM(B7,B307,B337,B367)","v":0},0,0,0,0,0,0,0,0,0,0,0,0,null,4,{"$f":"SUM(Q7,Q307,Q337,Q367)","v":0},0,0,0,0,0,0,0,0,0,0,0,0,null,4,{"$f":"SUM(AF7,AF307,AF337,AF367)","v":0},0,0,0,0,0,0,0,0,0,0,0,0,null,null,null,4,{"$f":"SUM(AW7,AW307,AW337,AW367)","v":0},0,0,0,0,0,0,0,0,0,0,0,0,null,4,{"$f":"SUM(BL7,BL307,BL337,BL367)","v":0},0,0,0,0,0,0,0,0,0,0,0,0,null,4,{"$f":"SUM(CA7,CA307,CA337,CA367)","v":0},0,0,0,0,0,0,0,0,0,0,0,0]
[5,{"$f":"SUM(B8,B308,B338,B368)","v":0},0,0,0,0,0,0,0,0,0,0,0,0,null,5,{"$f":"SUM(Q8,Q308,Q338,Q368)","v":0},0,0,0,0,0,0,0,0,0,0,0,0,null,5,{"$f":"SUM(AF8,AF308,AF338,AF368)","v":0},0,0,0,0,0,0,0,0,0,0,0,0,null,null,null,5,{"$f":"SUM(AW8,AW308,AW338,AW368)","v":0},0,0,0,0,0,0,0,0,0,0,0,0,null,5,{"$f":"SUM(BL8,BL308,BL338,BL368)","v":0},0,0,0,0,0,0,0,0,0,0,0,0,null,5,{"$f":"SUM(CA8,CA308,CA338,CA368)","v":0},0,0,0,0,0,0,0,0,0,0,0,0]
[6,{"$f":"SUM(B9,B309,B339,B369)","v":0},0,0,0,0,0,0,0,0,0,0,0,0,null,6,{"$f":"SUM(Q9,Q309,Q339,Q369)","v":0},0,0,0,0,0,0,0,0,0,0,0,0,null,6,{"$f":"SUM(AF9,AF309,AF339,AF369)","v":0},0,0,0,0,0,0,0,0,0,0,0,0,null,null,null,6,{"$f":"SUM(AW9,AW309,AW339,AW369)","v":0},0,0,0,0,0,0,0,0,0,0,0,0,null,6,{"$f":"SUM(BL9,BL309,BL339,BL369)","v":0},0,0,0,0,0,0,0,0,0,0,0,0,null,6,{"$f":"SUM(CA9,CA309,CA339,CA369)","v":0},0,0,0,0,0,0,0,0,0,0,0,0]
[7,{"$f":"SUM(B10,B310,B340,B370)","v":0},0,0,0,0,0,0,0,0,0,0,0,0,null,7,{"$f":"SUM(Q10,Q310,Q340,Q370)","v":0},0,0,0,0,0,0,0,0,0,0,0,0,null,7,{"$f":"SUM(AF10,AF310,AF340,AF370)","v":0},0,0,0,0,0,0,0,0,0,0,0,0,null,null,null,7,{"$f":"SUM(AW10,AW310,AW340,AW370)","v":0},0,0,0,0,0,0,0,0,0,0,0,0,null,7,{"$f":"SUM(BL10,BL310,BL340,BL370)","v":0},0,0,0,0,0,0,0,0,0,0,0,0,null,7,{"$f":"SUM(CA10,CA310,CA340,CA370)","v":0},0,0,0,0,0,0,0,0,0,0,0,0]
[8,{"$f":"SUM(B11,B311,B341,B371)","v":0},0,0,0,0,0,0,0,0,0,0,0,0,null,8,{"$f":"SUM(Q11,Q311,Q341,Q371)","v":0},0,0,0,0,0,0,0,0,0,0,0,0,null,8,{"$f":"SUM(AF11,AF311,AF341,AF371)","v":0},0,0,0,0,0,0,0,0,0,0,0,0,null,null,null,8,{"$f":"SUM(AW11,AW311,AW341,AW371)","v":0},0,0,0,0,0,0,0,0,0,0,0,0,null,8,{"$f":"SUM(BL11,BL311,BL341,BL371)","v":0},0,0,0,0,0,0,0,0,0,0,0,0,null,8,{"$f":"SUM(CA11,CA311,CA341,CA371)","v":0},0,0,0,0,0,0,0,0,0,0,0,0]
[9,{"$f":"SUM(B12,B312,B342,B372)","v":0},0,0,0,0,0,0,0,0,0,0,0,0,null,9,{"$f":"SUM(Q12,Q312,Q342,Q372)","v":0},0,0,0,0,0,0,0,0,0,0,0,0,null,9,{"$f":"SUM(AF12,AF312,AF342,AF372)","v":0},0,0,0,0,0,0,0,0,0,0,0,0,null,null,null,9,{"$f":"SUM(AW12,AW312,AW342,AW372)","v":0},0,0,0,0,0,0,0,0,0,0,0,0,null,9,{"$f":"SUM(BL12,BL312,BL342,BL372)","v":0},0,0,0,0,0,0,0,0,0,0,0,0,null,9,{"$f":"SUM(CA12,CA312,CA342,CA372)","v":0},0,0,0,0,0,0,0,0,0,0,0,0]
[10,{"$f":"SUM(B13,B313,B343,B373)","v":0},0,0,0,0,0,0,0,0,0,0,0,0,null,10,{"$f":"SUM(Q13,Q313,Q343,Q373)","v":0},0,0,0,0,0,0,0,0,0,0,0,0,null,10,{"$f":"SUM(AF13,AF313,AF343,AF373)","v":0},0,0,0,0,0,0,0,0,0,0,0,0,null,null,null,10,{"$f":"SUM(AW13,AW313,AW343,AW373)","v":0},0,0,0,0,0,0,0,0,0,0,0,0,null,10,{"$f":"SUM(BL13,BL313,BL343,BL373)","v":0},0,0,0,0,0,0,0,0,0,0,0,0,null,10,{"$f":"SUM(CA13,CA313,CA343,CA373)","v":0},0,0,0,0,0,0,0,0,0,0,0,0]
[11,{"$f":"SUM(B14,B314,B344,B374)","v":0},0,0,0,0,0,0,0,0,0,0,0,0,null,11,{"$f":"SUM(Q14,Q314,Q344,Q374)","v":0},0,0,0,0,0,0,0,0,0,0,0,0,null,11,{"$f":"SUM(AF14,AF314,AF344,AF374)","v":0},0,0,0,0,0,0,0,0,0,0,0,0,null,null,null,11,{"$f":"SUM(AW14,AW314,AW344,AW374)","v":0},0,0,0,0,0,0,0,0,0,0,0,0,null,11,{"$f":"SUM(BL14,BL314,BL344,BL374)","v":0},0,0,0,0,0,0,0,0,0,0,0,0,null,11,{"$f":"SUM(CA14,CA314,CA344,CA374)","v":0},0,0,0,0,0,0,0,0,0,0,0,0]
[12,{"$f":"SUM(B15,B315,B345,B375)","v":0},0,0,0,0,0,0,0,0,0,0,0,0,null,12,{"$f":"SUM(Q15,Q315,Q345,Q375)","v":0},0,0,0,0,0,0,0,0,0,0,0,0,null,12,{"$f":"SUM(AF15,AF315,AF345,AF375)","v":0},0,0,0,0,0,0,0,0,0,0,0,0,null,null,null,12,{"$f":"SUM(AW15,AW315,AW345,AW375)","v":0},0,0,0,0,0,0,0,0,0,0,0,0,null,12,{"$f":"SUM(BL15,BL315,BL345,BL375)","v":0},0,0,0,0,0,0,0,0,0,0,0,0,null,12,{"$f":"SUM(CA15,CA315,CA345,CA375)","v":0},0,0,0,0,0,0,0,0,0,0,0,0]
[13,{"$f":"SUM(B16,B316,B346,B376)","v":0},0,0,0,0,0,0,0,0,0,0,0,0,null,13,{"$f":"SUM(Q16,Q316,Q346,Q376)","v":0},0,0,0,0,0,0,0,0,0,0,0,0,null,13,{"$f":"SUM(AF16,AF316,AF346,AF376)","v":0},0,0,0,0,0,0,0,0,0,0,0,0,null,null,null,13,{"$f":"SUM(AW16,AW316,AW346,AW376)","v":0},0,0,0,0,0,0,0,0,0,0,0,0,null,13,{"$f":"SUM(BL16,BL316,BL346,BL376)","v":0},0,0,0,0,0,0,0,0,0,0,0,0,null,13,{"$f":"SUM(CA16,CA316,CA346,CA376)","v":0},0,0,0,0,0,0,0,0,0,0,0,0]
[14,{"$f":"SUM(B17,B317,B347,B377)","v":0},0,0,0,0,0,0,0,0,0,0,0,0,null,14,{"$f":"SUM(Q17,Q317,Q347,Q377)","v":0},0,0,0,0,0,0,0,0,0,0,0,0,null,14,{"$f":"SUM(AF17,AF317,AF347,AF377)","v":0},0,0,0,0,0,0,0,0,0,0,0,0,null,null,null,14,{"$f":"SUM(AW17,AW317,AW347,AW377)","v":0},0,0,0,0,0,0,0,0,0,0,0,0,null,14,{"$f":"SUM(BL17,BL317,BL347,BL377)","v":0},0,0,0,0,0,0,0,0,0,0,0,0,null,14,{"$f":"SUM(CA17,CA317,CA347,CA377)","v":0},0,0,0,0,0,0,0,0,0,0,0,0]
[15,{"$f":"SUM(B18,B318,B348,B378)","v":0},0,0,0,0,0,0,0,0,0,0,0,0,null,15,{"$f":"SUM(Q18,Q318,Q348,Q378)","v":0},0,0,0,0,0,0,0,0,0,0,0,0,null,15,{"$f":"SUM(AF18,AF318,AF348,AF378)","v":0},0,0,0,0,0,0,0,0,0,0,0,0,null,null,null,15,{"$f":"SUM(AW18,AW318,AW348,AW378)","v":0},0,0,0,0,0,0,0,0,0,0,0,0,null,15,{"$f":"SUM(BL18,BL318,BL348,BL378)","v":0},0,0,0,0,0,0,0,0,0,0,0,0,null,15,{"$f":"SUM(CA18,CA318,CA348,CA378)","v":0},0,0,0,0,0,0,0,0,0,0,0,0]
[16,{"$f":"SUM(B19,B319,B349,B379)","v":0},0,0,0,0,0,0,0,0,0,0,0,0,null,16,{"$f":"SUM(Q19,Q319,Q349,Q379)","v":0},0,0,0,0,0,0,0,0,0,0,0,0,null,16,{"$f":"SUM(AF19,AF319,AF349,AF379)","v":0},0,0,0,0,0,0,0,0,0,0,0,0,null,null,null,16,{"$f":"SUM(AW19,AW319,AW349,AW379)","v":0},0,0,0,0,0,0,0,0,0,0,0,0,null,16,{"$f":"SUM(BL19,BL319,BL349,BL379)","v":0},0,0,0,0,0,0,0,0,0,0,0,0,null,16,{"$f":"SUM(CA19,CA319,CA349,CA379)","v":0},0,0,0,0,0,0,0,0,0,0,0,0]
[17,{"$f":"SUM(B20,B320,B350,B380)","v":0},0,0,0,0,0,0,0,0,0,0,0,0,null,17,{"$f":"SUM(Q20,Q320,Q350,Q380)","v":0},0,0,0,0,0,0,0,0,0,0,0,0,null,17,{"$f":"SUM(AF20,AF320,AF350,AF380)","v":0},0,0,0,0,0,0,0,0,0,0,0,0,null,null,null,17,{"$f":"SUM(AW20,AW320,AW350,AW380)","v":0},0,0,0,0,0,0,0,0,0,0,0,0,null,17,{"$f":"SUM(BL20,BL320,BL350,BL380)","v":0},0,0,0,0,0,0,0,0,0,0,0,0,null,17,{"$f":"SUM(CA20,CA320,CA350,CA380)","v":0},0,0,0,0,0,0,0,0,0,0,0,0]
[18,{"$f":"SUM(B21,B321,B351,B381)","v":0},0,0,0,0,0,0,0,0,0,0,0,0,null,18,{"$f":"SUM(Q21,Q321,Q351,Q381)","v":0},0,0,0,0,0,0,0,0,0,0,0,0,null,18,{"$f":"SUM(AF21,AF321,AF351,AF381)","v":0},0,0,0,0,0,0,0,0,0,0,0,0,null,null,null,18,{"$f":"SUM(AW21,AW321,AW351,AW381)","v":0},0,0,0,0,0,0,0,0,0,0,0,0,null,18,{"$f":"SUM(BL21,BL321,BL351,BL381)","v":0},0,0,0,0,0,0,0,0,0,0,0,0,null,18,{"$f":"SUM(CA21,CA321,CA351,CA381)","v":0},0,0,0,0,0,0,0,0,0,0,0,0]
[19,{"$f":"SUM(B22,B322,B352,B382)","v":0},0,0,0,0,0,0,0,0,0,0,0,0,null,19,{"$f":"SUM(Q22,Q322,Q352,Q382)","v":0},0,0,0,0,0,0,0,0,0,0,0,0,null,19,{"$f":"SUM(AF22,AF322,AF352,AF382)","v":0},0,0,0,0,0,0,0,0,0,0,0,0,null,null,null,19,{"$f":"SUM(AW22,AW322,AW352,AW382)","v":0},0,0,0,0,0,0,0,0,0,0,0,0,null,19,{"$f":"SUM(BL22,BL322,BL352,BL382)","v":0},0,0,0,0,0,0,0,0,0,0,0,0,null,19,{"$f":"SUM(CA22,CA322,CA352,CA382)","v":0},0,0,0,0,0,0,0,0,0,0,0,0]
[20,{"$f":"SUM(B23,B323,B353,B383)","v":0},0,0,0,0,0,0,0,0,0,0,0,0,null,20,{"$f":"SUM(Q23,Q323,Q353,Q383)","v":0},0,0,0,0,0,0,0,0,0,0,0,0,null,20,{"$f":"SUM(AF23,AF323,AF353,AF383)","v":0},0,0,0,0,0,0,0,0,0,0,0,0,null,null,null,20,{"$f":"SUM(AW23,AW323,AW353,AW383)","v":0},0,0,0,0,0,0,0,0,0,0,0,0,null,20,{"$f":"SUM(BL23,BL323,BL353,BL383)","v":0},0,0,0,0,0,0,0,0,0,0,0,0,null,20,{"$f":"SUM(CA23,CA323,CA353,CA383)","v":0},0,0,0,0,0,0,0,0,0,0,0,0]
[21,{"$f":"SUM(B24,B324,B354,B384)","v":0},0,0,0,0,0,0,0,0,0,0,0,0,null,21,{"$f":"SUM(Q24,Q324,Q354,Q384)","v":0},0,0,0,0,0,0,0,0,0,0,0,0,null,21,{"$f":"SUM(AF24,AF324,AF354,AF384)","v":0},0,0,0,0,0,0,0,0,0,0,0,0,null,null,null,21,{"$f":"SUM(AW24,AW324,AW354,AW384)","v":0},0,0,0,0,0,0,0,0,0,0,0,0,null,21,{"$f":"SUM(BL24,BL324,BL354,BL384)","v":0},0,0,0,0,0,0,0,0,0,0,0,0,null,21,{"$f":"SUM(CA24,CA324,CA354,CA384)","v":0},0,0,0,0,0,0,0,0,0,0,0,0]
[22,{"$f":"SUM(B25,B325,B355,B385)","v":0},0,0,0,0,0,0,0,0,0,0,0,0,null,22,{"$f":"SUM(Q25,Q325,Q355,Q385)","v":0},0,0,0,0,0,0,0,0,0,0,0,0,null,22,{"$f":"SUM(AF25,AF325,AF355,AF385)","v":0},0,0,0,0,0,0,0,0,0,0,0,0,null,null,null,22,{"$f":"SUM(AW25,AW325,AW355,AW385)","v":0},0,0,0,0,0,0,0,0,0,0,0,0,null,22,{"$f":"SUM(BL25,BL325,BL355,BL385)","v":0},0,0,0,0,0,0,0,0,0,0,0,0,null,22,{"$f":"SUM(CA25,CA325,CA355,CA385)","v":0},0,0,0,0,0,0,0,0,0,0,0,0]
[23,{"$f":"SUM(B26,B326,B356,B386)","v":0},0,0,0,0,0,0,0,0,0,0,0,0,null,23,{"$f":"SUM(Q26,Q326,Q356,Q386)","v":0},0,0,0,0,0,0,0,0,0,0,0,0,null,23,{"$f":"SUM(AF26,AF326,AF356,AF386)","v":0},0,0,0,0,0,0,0,0,0,0,0,0,null,null,null,23,{"$f":"SUM(AW26,AW326,AW356,AW386)","v":0},0,0,0,0,0,0,0,0,0,0,0,0,null,23,{"$f":"SUM(BL26,BL326,BL356,BL386)","v":0},0,0,0,0,0,0,0,0,0,0,0,0,null,23,{"$f":"SUM(CA26,CA326,CA356,CA386)","v":0},0,0,0,0,0,0,0,0,0,0,0,0]
["kWh/日",{"$f":"SUM(B393:B416)","v":0},{"$f":"SUM(C393:C416)","v":0},0,0,0,0,0,0,0,0,0,0,{"$f":"SUM(B417:M417)","v":0},null,"kWh/日",{"$f":"SUM(Q393:Q416)","v":0},{"$f":"SUM(R393:R416)","v":0},0,0,0,0,0,0,0,0,0,0,{"$f":"SUM(Q417:AB417)","v":0},null,"kWh/日",{"$f":"SUM(AF393:AF416)","v":0},{"$f":"SUM(AG393:AG416)","v":0},0,0,0,0,0,0,0,0,0,0,{"$f":"SUM(AF417:AQ417)","v":0},null,null,null,"kWh/日",{"$f":"SUM(AW393:AW416)","v":0},{"$f":"SUM(AX393:AX416)","v":0},0,0,0,0,0,0,0,0,0,0,{"$f":"SUM(AW417:BH417)","v":0},null,"kWh/日",{"$f":"SUM(BL393:BL416)","v":0},{"$f":"SUM(BM393:BM416)","v":0},0,0,0,0,0,0,0,0,0,0,{"$f":"SUM(BL417:BW417)","v":0},null,"kWh/日",{"$f":"SUM(CA393:CA416)","v":0},{"$f":"SUM(CB393:CB416)","v":0},0,0,0,0,0,0,0,0,0,0,{"$f":"SUM(CA417:CL417)","v":0}]
["日",{"$f":"DB!$H$3","v":20},{"$f":"DB!$I$3","v":20},{"$f":"DB!$J$3","v":22},{"$f":"DB!$K$3","v":20},{"$f":"DB!$L$3","v":20},{"$f":"DB!$M$3","v":22},{"$f":"DB!$N$3","v":20},{"$f":"DB!$O$3","v":23},{"$f":"DB!$P$3","v":20},{"$f":"DB!$Q$3","v":21},{"$f":"DB!$R$3","v":20},{"$f":"DB!$S$3","v":21},{"$f":"SUM(B418:M418)","v":249},null,"日",{"$f":"DB!$H$4","v":4},{"$f":"DB!$I$4","v":3},{"$f":"DB!$J$4","v":4},{"$f":"DB!$K$4","v":4},{"$f":"DB!$L$4","v":4},{"$f":"DB!$M$4","v":4},{"$f":"DB!$N$4","v":5},{"$f":"DB!$O$4","v":4},{"$f":"DB!$P$4","v":4},{"$f":"DB!$Q$4","v":4},{"$f":"DB!$R$4","v":4},{"$f":"DB!$S$4","v":4},{"$f":"SUM(Q418:AB418)","v":48},null,"日",{"$f":"DB!$H$5","v":7},{"$f":"DB!$I$5","v":5},{"$f":"DB!$J$5","v":5},{"$f":"DB!$K$5","v":6},{"$f":"DB!$L$5","v":7},{"$f":"DB!$M$5","v":4},{"$f":"DB!$N$5","v":6},{"$f":"DB!$O$5","v":4},{"$f":"DB!$P$5","v":6},{"$f":"DB!$Q$5","v":6},{"$f":"DB!$R$5","v":6},{"$f":"DB!$S$5","v":6},{"$f":"SUM(AF418:AQ418)","v":68},null,null,null,"日",{"$f":"DB!$H$3","v":20},{"$f":"DB!$I$3","v":20},{"$f":"DB!$J$3","v":22},{"$f":"DB!$K$3","v":20},{"$f":"DB!$L$3","v":20},{"$f":"DB!$M$3","v":22},{"$f":"DB!$N$3","v":20},{"$f":"DB!$O$3","v":23},{"$f":"DB!$P$3","v":20},{"$f":"DB!$Q$3","v":21},{"$f":"DB!$R$3","v":20},{"$f":"DB!$S$3","v":21},{"$f":"SUM(AW418:BH418)","v":249},null,"日",{"$f":"DB!$H$4","v":4},{"$f":"DB!$I$4","v":3},{"$f":"DB!$J$4","v":4},{"$f":"DB!$K$4","v":4},{"$f":"DB!$L$4","v":4},{"$f":"DB!$M$4","v":4},{"$f":"DB!$N$4","v":5},{"$f":"DB!$O$4","v":4},{"$f":"DB!$P$4","v":4},{"$f":"DB!$Q$4","v":4},{"$f":"DB!$R$4","v":4},{"$f":"DB!$S$4","v":4},{"$f":"SUM(BL418:BW418)","v":48},null,"日",{"$f":"DB!$H$5","v":7},{"$f":"DB!$I$5","v":5},{"$f":"DB!$J$5","v":5},{"$f":"DB!$K$5","v":6},{"$f":"DB!$L$5","v":7},{"$f":"DB!$M$5","v":4},{"$f":"DB!$N$5","v":6},{"$f":"DB!$O$5","v":4},{"$f":"DB!$P$5","v":6},{"$f":"DB!$Q$5","v":6},{"$f":"DB!$R$5","v":6},{"$f":"DB!$S$5","v":6},{"$f":"SUM(CA418:CL418)","v":68}]
["MWh/月",{"$f":"B417*B418/1000","v":0},{"$f":"C417*C418/1000","v":0},0,0,0,0,0,0,0,0,0,0,{"$f":"SUM(B419:M419)","v":0},null,"MWh/月",{"$f":"Q417*Q418/1000","v":0},{"$f":"R417*R418/1000","v":0},0,0,0,0,0,0,0,0,0,0,{"$f":"SUM(Q419:AB419)","v":0},null,"MWh/月",{"$f":"AF417*AF418/1000","v":0},{"$f":"AG417*AG418/1000","v":0},0,0,0,0,0,0,0,0,0,0,{"$f":"SUM(AF419:AQ419)","v":0},null,null,null,"MWh/月",{"$f":"AW417*AW418/1000","v":0},{"$f":"AX417*AX418/1000","v":0},0,0,0,0,0,0,0,0,0,0,{"$f":"SUM(AW419:BH419)","v":0},null,"MWh/月",{"$f":"BL417*BL418/1000","v":0},{"$f":"BM417*BM418/1000","v":0},0,0,0,0,0,0,0,0,0,0,{"$f":"SUM(BL419:BW419)","v":0},null,"MWh/月",{"$f":"CA417*CA418/1000","v":0},{"$f":"CB417*CB418/1000","v":0},0,0,0,0,0,0,0,0,0,0,{"$f":"SUM(CA419:CL419)","v":0}]
[]
["都市ガス消費量",null,null,null,null,null,null,null,null,null,null,null,"新設建物（電力・熱融通エリア）","（平日）",null,"都市ガス消費量",null,null,null,null,null,null,null,null,null,null,null,"新設建物（電力・熱融通エリア）","（土曜）",null,"都市ガス消費量",null,null,null,null,null,null,null,null,null,null,null,"新設建物（電力・熱融通エリア）","（休日）",null,null,null,"都市ガス消費量",null,null,null,null,null,null,null,null,null,null,null,"既設建物（熱融通エリア）","（平日）",null,"都市ガス消費量",null,null,null,null,null,null,null,null,null,null,null,"既設建物（熱融通エリア）","（土曜）",null,"都市ガス消費量",null,null,null,null,null,null,null,null,null,null,null,"既設建物（熱融通エリア）","（休日）"]
["kWh","1月","2月","3月","4月","5月","6月","7月","8月","9月","10月","11月","12月","計",null,"kWh","1月","2月","3月","4月","5月","6月","7月","8月","9月","10月","11月","12月","計",null,"kWh","1月","2月","3月","4月","5月","6月","7月","8月","9月","10月","11月","12月","計",null,null,null,"kWh","1月","2月","3月","4月","5月","6月","7月","8月","9月","10月","11月","12月","計",null,"kWh","1月","2月","3月","4月","5月","6月","7月","8月","9月","10月","11月","12月","計",null,"kWh","1月","2月","3月","4月","5月","6月","7月","8月","9月","10月","11月","12月","計"]
[0,{"$f":"SUM(B273,B213,B153)","v":0},{"$f":"SUM(C273,C213,C153)","v":0},0,0,0,0,0,0,0,0,0,0,{"$f":"SUM(B423:M423)","v":0},null,0,{"$f":"SUM(Q273,Q213,Q153)","v":0},{"$f":"SUM(R273,R213,R153)","v":0},0,0,0,0,0,0,0,0,0,0,{"$f":"SUM(Q423:AB423)","v":0},null,0,{"$f":"SUM(AF273,AF213,AF153)","v":0},{"$f":"SUM(AG273,AG213,AG153)","v":0},0,0,0,0,0,0,0,0,0,0,{"$f":"SUM(AF423:AQ423)","v":0},null,null,null,0,{"$f":"SUM(AW273,AW213,AW153)","v":0},{"$f":"SUM(AX273,AX213,AX153)","v":0},0,0,0,0,0,0,0,0,0,0,{"$f":"SUM(AW423:BH423)","v":0},null,0,{"$f":"SUM(BL273,BL213,BL153)","v":0},{"$f":"SUM(BM273,BM213,BM153)","v":0},0,0,0,0,0,0,0,0,0,0,{"$f":"SUM(BL423:BW423)","v":0},null,0,{"$f":"SUM(CA273,CA213,CA153)","v":0},{"$f":"SUM(CB273,CB213,CB153)","v":0},0,0,0,0,0,0,0,0,0,0,{"$f":"SUM(CA423:CL423)","v":0}]
[1,{"$f":"SUM(B274,B214,B154)","v":0},0,0,0,0,0,0,0,0,0,0,0,{"$f":"SUM(B424:M424)","v":0},null,1,{"$f":"SUM(Q274,Q214,Q154)","v":0},0,0,0,0,0,0,0,0,0,0,0,{"$f":"SUM(Q424:AB424)","v":0},null,1,{"$f":"SUM(AF274,AF214,AF154)","v":0},0,0,0,0,0,0,0,0,0,0,0,{"$f":"SUM(AF424:AQ424)","v":0},null,null,null,1,{"$f":"SUM(AW274,AW214,AW154)","v":0},0,0,0,0,0,0,0,0,0,0,0,{"$f":"SUM(AW424:BH424)","v":0},null,1,{"$f":"SUM(BL274,BL214,BL154)","v":0},0,0,0,0,0,0,0,0,0,0,0,{"$f":"SUM(BL424:BW424)","v":0},null,1,{"$f":"SUM(CA274,CA214,CA154)","v":0},0,0,0,0,0,0,0,0,0,0,0,{"$f":"SUM(CA424:CL424)","v":0}]
[2,{"$f":"SUM(B275,B215,B155)","v":0},0,0,0,0,0,0,0,0,0,0,0,0,null,2,{"$f":"SUM(Q275,Q215,Q155)","v":0},0,0,0,0,0,0,0,0,0,0,0,0,null,2,{"$f":"SUM(AF275,AF215,AF155)","v":0},0,0,0,0,0,0,0,0,0,0,0,0,null,null,null,2,{"$f":"SUM(AW275,AW215,AW155)","v":0},0,0,0,0,0,0,0,0,0,0,0,0,null,2,{"$f":"SUM(BL275,BL215,BL155)","v":0},0,0,0,0,0,0,0,0,0,0,0,0,null,2,{"$f":"SUM(CA275,CA215,CA155)","v":0},0,0,0,0,0,0,0,0,0,0,0,0]
[3,{"$f":"SUM(B276,B216,B156)","v":0},0,0,0,0,0,0,0,0,0,0,0,0,null,3,{"$f":"SUM(Q276,Q216,Q156)","v":0},0,0,0,0,0,0,0,0,0,0,0,0,null,3,{"$f":"SUM(AF276,AF216,AF156)","v":0},0,0,0,0,0,0,0,0,0,0,0,0,null,null,null,3,{"$f":"SUM(AW276,AW216,AW156)","v":0},0,0,0,0,0,0,0,0,0,0,0,0,null,3,{"$f":"SUM(BL276,BL216,BL156)","v":0},0,0,0,0,0,0,0,0,0,0,0,0,null,3,{"$f":"SUM(CA276,CA216,CA156)","v":0},0,0,0,0,0,0,0,0,0,0,0,0]
[4,{"$f":"SUM(B277,B217,B157)","v":0},0,0,0,0,0,0,0,0,0,0,0,0,null,4,{"$f":"SUM(Q277,Q217,Q157)","v":0},0,0,0,0,0,0,0,0,0,0,0,0,null,4,{"$f":"SUM(AF277,AF217,AF157)","v":0},0,0,0,0,0,0,0,0,0,0,0,0,null,null,null,4,{"$f":"SUM(AW277,AW217,AW157)","v":0},0,0,0,0,0,0,0,0,0,0,0,0,null,4,{"$f":"SUM(BL277,BL217,BL157)","v":0},0,0,0,0,0,0,0,0,0,0,0,0,null,4,{"$f":"SUM(CA277,CA217,CA157)","v":0},0,0,0,0,0,0,0,0,0,0,0,0]
[5,{"$f":"SUM(B278,B218,B158)","v":0},0,0,0,0,0,0,0,0,0,0,0,0,null,5,{"$f":"SUM(Q278,Q218,Q158)","v":0},0,0,0,0,0,0,0,0,0,0,0,0,null,5,{"$f":"SUM(AF278,AF218,AF158)","v":0},0,0,0,0,0,0,0,0,0,0,0,0,null,null,null,5,{"$f":"SUM(AW278,AW218,AW158)","v":0},0,0,0,0,0,0,0,0,0,0,0,0,null,5,{"$f":"SUM(BL278,BL218,BL158)","v":0},0,0,0,0,0,0,0,0,0,0,0,0,null,5,{"$f":"SUM(CA278,CA218,CA158)","v":0},0,0,0,0,0,0,0,0,0,0,0,0]
[6,{"$f":"SUM(B279,B219,B159)","v":0},0,0,0,0,0,0,0,0,0,0,0,0,null,6,{"$f":"SUM(Q279,Q219,Q159)","v":0},0,0,0,0,0,0,0,0,0,0,0,0,null,6,{"$f":"SUM(AF279,AF219,AF159)","v":0},0,0,0,0,0,0,0,0,0,0,0,0,null,null,null,6,{"$f":"SUM(AW279,AW219,AW159)","v":0},0,0,0,0,0,0,0,0,0,0,0,0,null,6,{"$f":"SUM(BL279,BL219,BL159)","v":0},0,0,0,0,0,0,0,0,0,0,0,0,null,6,{"$f":"SUM(CA279,CA219,CA159)","v":0},0,0,0,0,0,0,0,0,0,0,0,0]
[7,{"$f":"SUM(B280,B220,B160)","v":0},0,0,0,0,0,0,0,0,0,0,0,0,null,7,{"$f":"SUM(Q280,Q220,Q160)","v":0},0,0,0,0,0,0,0,0,0,0,0,0,null,7,{"$f":"SUM(AF280,AF220,AF160)","v":0},0,0,0,0,0,0,0,0,0,0,0,0,null,null,null,7,{"$f":"SUM(AW280,AW220,AW160)","v":0},0,0,0,0,0,0,0,0,0,0,0,0,null,7,{"$f":"SUM(BL280,BL220,BL160)","v":0},0,0,0,0,0,0,0,0,0,0,0,0,null,7,{"$f":"SUM(CA280,CA220,CA160)","v":0},0,0,0,0,0,0,0,0,0,0,0,0]
[8,{"$f":"SUM(B281,B221,B161)","v":0},0,0,0,0,0,0,0,0,0,0,0,0,null,8,{"$f":"SUM(Q281,Q221,Q161)","v":0},0,0,0,0,0,0,0,0,0,0,0,0,null,8,{"$f":"SUM(AF281,AF221,AF161)","v":0},0,0,0,0,0,0,0,0,0,0,0,0,null,null,null,8,{"$f":"SUM(AW281,AW221,AW161)","v":0},0,0,0,0,0,0,0,0,0,0,0,0,null,8,{"$f":"SUM(BL281,BL221,BL161)","v":0},0,0,0,0,0,0,0,0,0,0,0,0,null,8,{"$f":"SUM(CA281,CA221,CA161)","v":0},0,0,0,0,0,0,0,0,0,0,0,0]
[9,{"$f":"SUM(B282,B222,B162)","v":0},0,0,0,0,0,0,0,0,0,0,0,0,null,9,{"$f":"SUM(Q282,Q222,Q162)","v":0},0,0,0,0,0,0,0,0,0,0,0,0,null,9,{"$f":"SUM(AF282,AF222,AF162)","v":0},0,0,0,0,0,0,0,0,0,0,0,0,null,null,null,9,{"$f":"SUM(AW282,AW222,AW162)","v":0},0,0,0,0,0,0,0,0,0,0,0,0,null,9,{"$f":"SUM(BL282,BL222,BL162)","v":0},0,0,0,0,0,0,0,0,0,0,0,0,null,9,{"$f":"SUM(CA282,CA222,CA162)","v":0},0,0,0,0,0,0,0,0,0,0,0,0]
[10,{"$f":"SUM(B283,B223,B163)","v":0},0,0,0,0,0,0,0,0,0,0,0,0,null,10,{"$f":"SUM(Q283,Q223,Q163)","v":0},0,0,0,0,0,0,0,0,0,0,0,0,null,10,{"$f":"SUM(AF283,AF223,AF163)","v":0},0,0,0,0,0,0,0,0,0,0,0,0,null,null,null,10,{"$f":"SUM(AW283,AW223,AW163)","v":0},0,0,0,0,0,0,0,0,0,0,0,0,null,10,{"$f":"SUM(BL283,BL223,BL163)","v":0},0,0,0,0,0,0,0,0,0,0,0,0,null,10,{"$f":"SUM(CA283,CA223,CA163)","v":0},0,0,0,0,0,0,0,0,0,0,0,0]
[11,{"$f":"SUM(B284,B224,B164)","v":0},0,0,0,0,0,0,0,0,0,0,0,0,null,11,{"$f":"SUM(Q284,Q224,Q164)","v":0},0,0,0,0,0,0,0,0,0,0,0,0,null,11,{"$f":"SUM(AF284,AF224,AF164)","v":0},0,0,0,0,0,0,0,0,0,0,0,0,null,null,null,11,{"$f":"SUM(AW284,AW224,AW164)","v":0},0,0,0,0,0,0,0,0,0,0,0,0,null,11,{"$f":"SUM(BL284,BL224,BL164)","v":0},0,0,0,0,0,0,0,0,0,0,0,0,null,11,{"$f":"SUM(CA284,CA224,CA164)","v":0},0,0,0,0,0,0,0,0,0,0,0,0]
[12,{"$f":"SUM(B285,B225,B165)","v":0},0,0,0,0,0,0,0,0,0,0,0,0,null,12,{"$f":"SUM(Q285,Q225,Q165)","v":0},0,0,0,0,0,0,0,0,0,0,0,0,null,12,{"$f":"SUM(AF285,AF225,AF165)","v":0},0,0,0,0,0,0,0,0,0,0,0,0,null,null,null,12,{"$f":"SUM(AW285,AW225,AW165)","v":0},0,0,0,0,0,0,0,0,0,0,0,0,null,12,{"$f":"SUM(BL285,BL225,BL165)","v":0},0,0,0,0,0,0,0,0,0,0,0,0,null,12,{"$f":"SUM(CA285,CA225,CA165)","v":0},0,0,0,0,0,0,0,0,0,0,0,0]
[13,{"$f":"SUM(B286,B226,B166)","v":0},0,0,0,0,0,0,0,0,0,0,0,0,null,13,{"$f":"SUM(Q286,Q226,Q166)","v":0},0,0,0,0,0,0,0,0,0,0,0,0,null,13,{"$f":"SUM(AF286,AF226,AF166)","v":0},0,0,0,0,0,0,0,0,0,0,0,0,null,null,null,13,{"$f":"SUM(AW286,AW226,AW166)","v":0},0,0,0,0,0,0,0,0,0,0,0,0,null,13,{"$f":"SUM(BL286,BL226,BL166)","v":0},0,0,0,0,0,0,0,0,0,0,0,0,null,13,{"$f":"SUM(CA286,CA226,CA166)","v":0},0,0,0,0,0,0,0,0,0,0,0,0]
[14,{"$f":"SUM(B287,B227,B167)","v":0},0,0,0,0,0,0,0,0,0,0,0,0,null,14,{"$f":"SUM(Q287,Q227,Q167)","v":0},0,0,0,0,0,0,0,0,0,0,0,0,null,14,{"$f":"SUM(AF287,AF227,AF167)","v":0},0,0,0,0,0,0,0,0,0,0,0,0,null,null,null,14,{"$f":"SUM(AW287,AW227,AW167)","v":0},0,0,0,0,0,0,0,0,0,0,0,0,null,14,{"$f":"SUM(BL287,BL227,BL167)","v":0},0,0,0,0,0,0,0,0,0,0,0,0,null,14,{"$f":"SUM(CA287,CA227,CA167)","v":0},0,0,0,0,0,0,0,0,0,0,0,0]
[15,{"$f":"SUM(B288,B228,B168)","v":0},0,0,0,0,0,0,0,0,0,0,0,0,null,15,{"$f":"SUM(Q288,Q228,Q168)","v":0},0,0,0,0,0,0,0,0,0,0,0,0,null,15,{"$f":"SUM(AF288,AF228,AF168)","v":0},0,0,0,0,0,0,0,0,0,0,0,0,null,null,null,15,{"$f":"SUM(AW288,AW228,AW168)","v":0},0,0,0,0,0,0,0,0,0,0,0,0,null,15,{"$f":"SUM(BL288,BL228,BL168)","v":0},0,0,0,0,0,0,0,0,0,0,0,0,null,15,{"$f":"SUM(CA288,CA228,CA168)","v":0},0,0,0,0,0,0,0,0,0,0,0,0]
[16,{"$f":"SUM(B289,B229,B169)","v":0},0,0,0,0,0,0,0,0,0,0,0,0,null,16,{"$f":"SUM(Q289,Q229,Q169)","v":0},0,0,0,0,0,0,0,0,0,0,0,0,null,16,{"$f":"SUM(AF289,AF229,AF169)","v":0},0,0,0,0,0,0,0,0,0,0,0,0,null,null,null,16,{"$f":"SUM(AW289,AW229,AW169)","v":0},0,0,0,0,0,0,0,0,0,0,0,0,null,16,{"$f":"SUM(BL289,BL229,BL169)","v":0},0,0,0,0,0,0,0,0,0,0,0,0,null,16,{"$f":"SUM(CA289,CA229,CA169)","v":0},0,0,0,0,0,0,0,0,0,0,0,0]
[17,{"$f":"SUM(B290,B230,B170)","v":0},0,0,0,0,0,0,0,0,0,0,0,0,null,17,{"$f":"SUM(Q290,Q230,Q170)","v":0},0,0,0,0,0,0,0,0,0,0,0,0,null,17,{"$f":"SUM(AF290,AF230,AF170)","v":0},0,0,0,0,0,0,0,0,0,0,0,0,null,null,null,17,{"$f":"SUM(AW290,AW230,AW170)","v":0},0,0,0,0,0,0,0,0,0,0,0,0,null,17,{"$f":"SUM(BL290,BL230,BL170)","v":0},0,0,0,0,0,0,0,0,0,0,0,0,null,17,{"$f":"SUM(CA290,CA230,CA170)","v":0},0,0,0,0,0,0,0,0,0,0,0,0]
[18,{"$f":"SUM(B291,B231,B171)","v":0},0,0,0,0,0,0,0,0,0,0,0,0,null,18,{"$f":"SUM(Q291,Q231,Q171)","v":0},0,0,0,0,0,0,0,0,0,0,0,0,null,18,{"$f":"SUM(AF291,AF231,AF171)","v":0},0,0,0,0,0,0,0,0,0,0,0,0,null,null,null,18,{"$f":"SUM(AW291,AW231,AW171)","v":0},0,0,0,0,0,0,0,0,0,0,0,0,null,18,{"$f":"SUM(BL291,BL231,BL171)","v":0},0,0,0,0,0,0,0,0,0,0,0,0,null,18,{"$f":"SUM(CA291,CA231,CA171)","v":0},0,0,0,0,0,0,0,0,0,0,0,0]
[19,{"$f":"SUM(B292,B232,B172)","v":0},0,0,0,0,0,0,0,0,0,0,0,0,null,19,{"$f":"SUM(Q292,Q232,Q172)","v":0},0,0,0,0,0,0,0,0,0,0,0,0,null,19,{"$f":"SUM(AF292,AF232,AF172)","v":0},0,0,0,0,0,0,0,0,0,0,0,0,null,null,null,19,{"$f":"SUM(AW292,AW232,AW172)","v":0},0,0,0,0,0,0,0,0,0,0,0,0,null,19,{"$f":"SUM(BL292,BL232,BL172)","v":0},0,0,0,0,0,0,0,0,0,0,0,0,null,19,{"$f":"SUM(CA292,CA232,CA172)","v":0},0,0,0,0,0,0,0,0,0,0,0,0]
[20,{"$f":"SUM(B293,B233,B173)","v":0},0,0,0,0,0,0,0,0,0,0,0,0,null,20,{"$f":"SUM(Q293,Q233,Q173)","v":0},0,0,0,0,0,0,0,0,0,0,0,0,null,20,{"$f":"SUM(AF293,AF233,AF173)","v":0},0,0,0,0,0,0,0,0,0,0,0,0,null,null,null,20,{"$f":"SUM(AW293,AW233,AW173)","v":0},0,0,0,0,0,0,0,0,0,0,0,0,null,20,{"$f":"SUM(BL293,BL233,BL173)","v":0},0,0,0,0,0,0,0,0,0,0,0,0,null,20,{"$f":"SUM(CA293,CA233,CA173)","v":0},0,0,0,0,0,0,0,0,0,0,0,0]
[21,{"$f":"SUM(B294,B234,B174)","v":0},0,0,0,0,0,0,0,0,0,0,0,0,null,21,{"$f":"SUM(Q294,Q234,Q174)","v":0},0,0,0,0,0,0,0,0,0,0,0,0,null,21,{"$f":"SUM(AF294,AF234,AF174)","v":0},0,0,0,0,0,0,0,0,0,0,0,0,null,null,null,21,{"$f":"SUM(AW294,AW234,AW174)","v":0},0,0,0,0,0,0,0,0,0,0,0,0,null,21,{"$f":"SUM(BL294,BL234,BL174)","v":0},0,0,0,0,0,0,0,0,0,0,0,0,null,21,{"$f":"SUM(CA294,CA234,CA174)","v":0},0,0,0,0,0,0,0,0,0,0,0,0]
[22,{"$f":"SUM(B295,B235,B175)","v":0},0,0,0,0,0,0,0,0,0,0,0,0,null,22,{"$f":"SUM(Q295,Q235,Q175)","v":0},0,0,0,0,0,0,0,0,0,0,0,0,null,22,{"$f":"SUM(AF295,AF235,AF175)","v":0},0,0,0,0,0,0,0,0,0,0,0,0,null,null,null,22,{"$f":"SUM(AW295,AW235,AW175)","v":0},0,0,0,0,0,0,0,0,0,0,0,0,null,22,{"$f":"SUM(BL295,BL235,BL175)","v":0},0,0,0,0,0,0,0,0,0,0,0,0,null,22,{"$f":"SUM(CA295,CA235,CA175)","v":0},0,0,0,0,0,0,0,0,0,0,0,0]
[23,{"$f":"SUM(B296,B236,B176)","v":0},0,0,0,0,0,0,0,0,0,0,0,0,null,23,{"$f":"SUM(Q296,Q236,Q176)","v":0},0,0,0,0,0,0,0,0,0,0,0,0,null,23,{"$f":"SUM(AF296,AF236,AF176)","v":0},0,0,0,0,0,0,0,0,0,0,0,0,null,null,null,23,{"$f":"SUM(AW296,AW236,AW176)","v":0},0,0,0,0,0,0,0,0,0,0,0,0,null,23,{"$f":"SUM(BL296,BL236,BL176)","v":0},0,0,0,0,0,0,0,0,0,0,0,0,null,23,{"$f":"SUM(CA296,CA236,CA176)","v":0},0,0,0,0,0,0,0,0,0,0,0,0]
["kWh/日",{"$f":"SUM(B423:B446)","v":0},{"$f":"SUM(C423:C446)","v":0},0,0,0,0,0,0,0,0,0,0,{"$f":"SUM(B447:M447)","v":0},null,"kWh/日",{"$f":"SUM(Q423:Q446)","v":0},{"$f":"SUM(R423:R446)","v":0},0,0,0,0,0,0,0,0,0,0,{"$f":"SUM(Q447:AB447)","v":0},null,"kWh/日",{"$f":"SUM(AF423:AF446)","v":0},{"$f":"SUM(AG423:AG446)","v":0},0,0,0,0,0,0,0,0,0,0,{"$f":"SUM(AF447:AQ447)","v":0},null,null,null,"kWh/日",{"$f":"SUM(AW423:AW446)","v":0},{"$f":"SUM(AX423:AX446)","v":0},0,0,0,0,0,0,0,0,0,0,{"$f":"SUM(AW447:BH447)","v":0},null,"kWh/日",{"$f":"SUM(BL423:BL446)","v":0},{"$f":"SUM(BM423:BM446)","v":0},0,0,0,0,0,0,0,0,0,0,{"$f":"SUM(BL447:BW447)","v":0},null,"kWh/日",{"$f":"SUM(CA423:CA446)","v":0},{"$f":"SUM(CB423:CB446)","v":0},0,0,0,0,0,0,0,0,0,0,{"$f":"SUM(CA447:CL447)","v":0}]
["日",{"$f":"DB!$H$3","v":20},{"$f":"DB!$I$3","v":20},{"$f":"DB!$J$3","v":22},{"$f":"DB!$K$3","v":20},{"$f":"DB!$L$3","v":20},{"$f":"DB!$M$3","v":22},{"$f":"DB!$N$3","v":20},{"$f":"DB!$O$3","v":23},{"$f":"DB!$P$3","v":20},{"$f":"DB!$Q$3","v":21},{"$f":"DB!$R$3","v":20},{"$f":"DB!$S$3","v":21},{"$f":"SUM(B448:M448)","v":249},null,"日",{"$f":"DB!$H$4","v":4},{"$f":"DB!$I$4","v":3},{"$f":"DB!$J$4","v":4},{"$f":"DB!$K$4","v":4},{"$f":"DB!$L$4","v":4},{"$f":"DB!$M$4","v":4},{"$f":"DB!$N$4","v":5},{"$f":"DB!$O$4","v":4},{"$f":"DB!$P$4","v":4},{"$f":"DB!$Q$4","v":4},{"$f":"DB!$R$4","v":4},{"$f":"DB!$S$4","v":4},{"$f":"SUM(Q448:AB448)","v":48},null,"日",{"$f":"DB!$H$5","v":7},{"$f":"DB!$I$5","v":5},{"$f":"DB!$J$5","v":5},{"$f":"DB!$K$5","v":6},{"$f":"DB!$L$5","v":7},{"$f":"DB!$M$5","v":4},{"$f":"DB!$N$5","v":6},{"$f":"DB!$O$5","v":4},{"$f":"DB!$P$5","v":6},{"$f":"DB!$Q$5","v":6},{"$f":"DB!$R$5","v":6},{"$f":"DB!$S$5","v":6},{"$f":"SUM(AF448:AQ448)","v":68},null,null,null,"日",{"$f":"DB!$H$3","v":20},{"$f":"DB!$I$3","v":20},{"$f":"DB!$J$3","v":22},{"$f":"DB!$K$3","v":20},{"$f":"DB!$L$3","v":20},{"$f":"DB!$M$3","v":22},{"$f":"DB!$N$3","v":20},{"$f":"DB!$O$3","v":23},{"$f":"DB!$P$3","v":20},{"$f":"DB!$Q$3","v":21},{"$f":"DB!$R$3","v":20},{"$f":"DB!$S$3","v":21},{"$f":"SUM(AW448:BH448)","v":249},null,"日",{"$f":"DB!$H$4","v":4},{"$f":"DB!$I$4","v":3},{"$f":"DB!$J$4","v":4},{"$f":"DB!$K$4","v":4},{"$f":"DB!$L$4","v":4},{"$f":"DB!$M$4","v":4},{"$f":"DB!$N$4","v":5},{"$f":"DB!$O$4","v":4},{"$f":"DB!$P$4","v":4},{"$f":"DB!$Q$4","v":4},{"$f":"DB!$R$4","v":4},{"$f":"DB!$S$4","v":4},{"$f":"SUM(BL448:BW448)","v":48},null,"日",{"$f":"DB!$H$5","v":7},{"$f":"DB!$I$5","v":5},{"$f":"DB!$J$5","v":5},{"$f":"DB!$K$5","v":6},{"$f":"DB!$L$5","v":7},{"$f":"DB!$M$5","v":4},{"$f":"DB!$N$5","v":6},{"$f":"DB!$O$5","v":4},{"$f":"DB!$P$5","v":6},{"$f":"DB!$Q$5","v":6},{"$f":"DB!$R$5","v":6},{"$f":"DB!$S$5","v":6},{"$f":"SUM(CA448:CL448)","v":68}]
["MWh/月",{"$f":"B447*B448/1000","v":0},{"$f":"C447*C448/1000","v":0},0,0,0,0,0,0,0,0,0,0,{"$f":"SUM(B449:M449)","v":0},null,"MWh/月",{"$f":"Q447*Q448/1000","v":0},{"$f":"R447*R448/1000","v":0},0,0,0,0,0,0,0,0,0,0,{"$f":"SUM(Q449:AB449)","v":0},null,"MWh/月",{"$f":"AF447*AF448/1000","v":0},{"$f":"AG447*AG448/1000","v":0},0,0,0,0,0,0,0,0,0,0,{"$f":"SUM(AF449:AQ449)","v":0},null,null,null,"MWh/月",{"$f":"AW447*AW448/1000","v":0},{"$f":"AX447*AX448/1000","v":0},0,0,0,0,0,0,0,0,0,0,{"$f":"SUM(AW449:BH449)","v":0},null,"MWh/月",{"$f":"BL447*BL448/1000","v":0},{"$f":"BM447*BM448/1000","v":0},0,0,0,0,0,0,0,0,0,0,{"$f":"SUM(BL449:BW449)","v":0},null,"MWh/月",{"$f":"CA447*CA448/1000","v":0},{"$f":"CB447*CB448/1000","v":0},0,0,0,0,0,0,0,0,0,0,{"$f":"SUM(CA449:CL449)","v":0}]
[]
["電力料金（AS-TOU）",null,null,null,"契約電力",{"$f":"MAX(B393:M416,Q393:AB414,AF393:AQ414)","v":0},null,null,null,null,null,null,"新設建物（電力・熱融通エリア）","（平日）",null,"電力料金（AS-TOU）",null,null,null,null,null,null,null,null,null,null,null,"新設建物（電力・熱融通エリア）","（土曜）",null,"電力料金（AS-TOU）",null,null,null,null,null,null,null,null,null,null,null,"新設建物（電力・熱融通エリア）","（休日）",null,null,null,"電力料金（AS-TOU）",null,null,null,"契約電力",{"$f":"MAX(AW393:BH416,BL393:BW416,CA393:CL416)","v":0},null,null,null,null,null,null,"既設建物（熱融通エリア）","（平日）",null,"電力料金（AS-TOU）",null,null,null,null,null,null,null,null,null,null,null,"既設建物（熱融通エリア）","（土曜）",null,"電力料金（AS-TOU）",null,null,null,null,null,null,null,null,null,null,null,"既設建物（熱融通エリア）","（休日）"]
["kWh","1月","2月","3月","4月","5月","6月","7月","8月","9月","10月","11月","12月","計",null,"kWh","1月","2月","3月","4月","5月","6月","7月","8月","9月","10月","11月","12月","計",null,"kWh","1月","2月","3月","4月","5月","6月","7月","8月","9月","10月","11月","12月","計",null,null,null,"kWh","1月","2月","3月","4月","5月","6月","7月","8月","9月","10月","11月","12月","計",null,"kWh","1月","2月","3月","4月","5月","6月","7月","8月","9月","10月","11月","12月","計",null,"kWh","1月","2月","3月","4月","5月","6月","7月","8月","9月","10月","11月","12月","計"]
["重負荷",0,0,0,0,0,0,{"$f":"SUM(H403:H409)","v":0},{"$f":"SUM(I403:I409)","v":0},0,0,0,0,null,null,"重負荷",0,0,0,0,0,0,{"$f":"SUM(W403:W409)","v":0},{"$f":"SUM(X403:X409)","v":0},0,0,0,0,null,null,"重負荷",0,0,0,0,0,0,0,0,0,0,0,0,null,null,null,null,"重負荷",0,0,0,0,0,0,{"$f":"SUM(BC403:BC409)","v":0},{"$f":"SUM(BD403:BD409)","v":0},0,0,0,0,null,null,"重負荷",0,0,0,0,0,0,{"$f":"SUM(BR403:BR409)","v":0},{"$f":"SUM(BS403:BS409)","v":0},0,0,0,0,null,null,"重負荷",0,0,0,0,0,0,0,0,0,0,0,0]
["昼間",{"$f":"SUM(B401:B414)","v":0},0,0,0,0,0,{"$f":"SUM(H401:H402,H410:H414)","v":0},{"$f":"SUM(I401:I402,I410:I414)","v":0},0,{"$f":"SUM(K401:K414)","v":0},{"$f":"SUM(L401:L414)","v":0},{"$f":"SUM(M401:M414)","v":0},null,null,"昼間",{"$f":"SUM(Q401:Q414)","v":0},0,0,0,0,0,{"$f":"SUM(W401:W402,W410:W414)","v":0},{"$f":"SUM(X401:X402,X410:X414)","v":0},0,{"$f":"SUM(Z401:Z414)","v":0},{"$f":"SUM(AA401:AA414)","v":0},{"$f":"SUM(AB401:AB414)","v":0},null,null,"昼間",{"$f":"SUM(AF401:AF414)","v":0},0,0,0,0,0,{"$f":"SUM(AL401:AL414)","v":0},0,0,0,0,{"$f":"SUM(AQ401:AQ414)","v":0},null,null,null,null,"昼間",{"$f":"SUM(AW401:AW414)","v":0},0,0,0,0,0,{"$f":"SUM(BC401:BC402,BC410:BC414)","v":0},{"$f":"SUM(BD401:BD402,BD410:BD414)","v":0},0,{"$f":"SUM(BF401:BF414)","v":0},{"$f":"SUM(BG401:BG414)","v":0},{"$f":"SUM(BH401:BH414)","v":0},null,null,"昼間",{"$f":"SUM(BL401:BL414)","v":0},0,0,0,0,0,{"$f":"SUM(BR401:BR402,BR410:BR414)","v":0},{"$f":"SUM(BS401:BS402,BS410:BS414)","v":0},0,{"$f":"SUM(BU401:BU414)","v":0},{"$f":"SUM(BV401:BV414)","v":0},{"$f":"SUM(BW401:BW414)","v":0},null,null,"昼間",{"$f":"SUM(CA401:CA414)","v":0},0,0,0,0,0,{"$f":"SUM(CG401:CG414)","v":0},0,0,0,0,{"$f":"SUM(CL401:CL414)","v":0}]
["夜間",{"$f":"SUM(B393:B400,B415:B416)","v":0},{"$f":"SUM(C393:C400,C415:C416)","v":0},0,0,0,0,0,0,0,0,0,0,null,null,"夜間",{"$f":"SUM(Q393:Q400,Q415:Q416)","v":0},{"$f":"SUM(R393:R400,R415:R416)","v":0},0,0,0,0,0,0,0,0,0,0,null,null,"夜間",{"$f":"SUM(AF393:AF400,AF415:AF416)","v":0},{"$f":"SUM(AG393:AG400,AG415:AG416)","v":0},0,0,0,0,0,0,0,0,0,0,null,null,null,null,"夜間",{"$f":"SUM(AW393:AW400,AW415:AW416)","v":0},{"$f":"SUM(AX393:AX400,AX415:AX416)","v":0},0,0,0,0,0,0,0,0,0,0,null,null,"夜間",{"$f":"SUM(BL393:BL400,BL415:BL416)","v":0},{"$f":"SUM(BM393:BM400,BM415:BM416)","v":0},0,0,0,0,0,0,0,0,0,0,null,null,"夜間",{"$f":"SUM(CA393:CA400,CA415:CA416)","v":0},{"$f":"SUM(CB393:CB400,CB415:CB416)","v":0},0,0,0,0,0,0,0,0,0,0]
["日",{"$f":"DB!$H$3","v":20},{"$f":"DB!$I$3","v":20},{"$f":"DB!$J$3","v":22},{"$f":"DB!$K$3","v":20},{"$f":"DB!$L$3","v":20},{"$f":"DB!$M$3","v":22},{"$f":"DB!$N$3","v":20},{"$f":"DB!$O$3","v":23},{"$f":"DB!$P$3","v":20},{"$f":"DB!$Q$3","v":21},{"$f":"DB!$R$3","v":20},{"$f":"DB!$S$3","v":21},{"$f":"SUM(B456:M456)","v":249},null,"日",{"$f":"DB!$H$4","v":4},{"$f":"DB!$I$4","v":3},{"$f":"DB!$J$4","v":4},{"$f":"DB!$K$4","v":4},{"$f":"DB!$L$4","v":4},{"$f":"DB!$M$4","v":4},{"$f":"DB!$N$4","v":5},{"$f":"DB!$O$4","v":4},{"$f":"DB!$P$4","v":4},{"$f":"DB!$Q$4","v":4},{"$f":"DB!$R$4","v":4},{"$f":"DB!$S$4","v":4},{"$f":"SUM(Q456:AB456)","v":48},null,"日",{"$f":"DB!$H$5","v":7},{"$f":"DB!$I$5","v":5},{"$f":"DB!$J$5","v":5},{"$f":"DB!$K$5","v":6},{"$f":"DB!$L$5","v":7},{"$f":"DB!$M$5","v":4},{"$f":"DB!$N$5","v":6},{"$f":"DB!$O$5","v":4},{"$f":"DB!$P$5","v":6},{"$f":"DB!$Q$5","v":6},{"$f":"DB!$R$5","v":6},{"$f":"DB!$S$5","v":6},{"$f":"SUM(AF456:AQ456)","v":68},null,null,null,"日",{"$f":"DB!$H$3","v":20},{"$f":"DB!$I$3","v":20},{"$f":"DB!$J$3","v":22},{"$f":"DB!$K$3","v":20},{"$f":"DB!$L$3","v":20},{"$f":"DB!$M$3","v":22},{"$f":"DB!$N$3","v":20},{"$f":"DB!$O$3","v":23},{"$f":"DB!$P$3","v":20},{"$f":"DB!$Q$3","v":21},{"$f":"DB!$R$3","v":20},{"$f":"DB!$S$3","v":21},{"$f":"SUM(AW456:BH456)","v":249},null,"日",{"$f":"DB!$H$4","v":4},{"$f":"DB!$I$4","v":3},{"$f":"DB!$J$4","v":4},{"$f":"DB!$K$4","v":4},{"$f":"DB!$L$4","v":4},{"$f":"DB!$M$4","v":4},{"$f":"DB!$N$4","v":5},{"$f":"DB!$O$4","v":4},{"$f":"DB!$P$4","v":4},{"$f":"DB!$Q$4","v":4},{"$f":"DB!$R$4","v":4},{"$f":"DB!$S$4","v":4},{"$f":"SUM(BL456:BW456)","v":48},null,"日",{"$f":"DB!$H$5","v":7},{"$f":"DB!$I$5","v":5},{"$f":"DB!$J$5","v":5},{"$f":"DB!$K$5","v":6},{"$f":"DB!$L$5","v":7},{"$f":"DB!$M$5","v":4},{"$f":"DB!$N$5","v":6},{"$f":"DB!$O$5","v":4},{"$f":"DB!$P$5","v":6},{"$f":"DB!$Q$5","v":6},{"$f":"DB!$R$5","v":6},{"$f":"DB!$S$5","v":6},{"$f":"SUM(CA456:CL456)","v":68}]
["MWh/月",null,null,null,null,null,null,null,null,null,null,null,null,null,null,"MWh/月",null,null,null,null,null,null,null,null,null,null,null,null,null,null,"MWh/月",null,null,null,null,null,null,null,null,null,null,null,null,null,null,null,null,"MWh/月",null,null,null,null,null,null,null,null,null,null,null,null,null,null,"MWh/月",null,null,null,null,null,null,null,null,null,null,null,null,null,null,"MWh/月"]
["重負荷",{"$f":"B453*B$456","v":0},{"$f":"C453*C$456","v":0},0,0,0,0,0,0,0,0,0,0,{"$f":"SUM(B458:M458)","v":0},null,"重負荷",{"$f":"Q453*Q$456","v":0},{"$f":"R453*R$456","v":0},0,0,0,0,0,0,0,0,0,0,{"$f":"SUM(Q458:AB458)","v":0},null,"重負荷",{"$f":"AF453*AF$456","v":0},{"$f":"AG453*AG$456","v":0},0,0,0,0,0,0,0,0,0,0,{"$f":"SUM(AF458:AQ458)","v":0},null,null,null,"重負荷",{"$f":"AW453*AW$456","v":0},{"$f":"AX453*AX$456","v":0},0,0,0,0,0,0,0,0,0,0,{"$f":"SUM(AW458:BH458)","v":0},null,"重負荷",{"$f":"BL453*BL$456","v":0},{"$f":"BM453*BM$456","v":0},0,0,0,0,0,0,0,0,0,0,{"$f":"SUM(BL458:BW458)","v":0},null,"重負荷",{"$f":"CA453*CA$456","v":0},{"$f":"CB453*CB$456","v":0},0,0,0,0,0,0,0,0,0,0,{"$f":"SUM(CA458:CL458)","v":0}]
["昼間",{"$f":"B454*B$456","v":0},0,0,0,0,0,0,0,0,0,0,0,{"$f":"SUM(B459:M459)","v":0},null,"昼間",{"$f":"Q454*Q$456","v":0},0,0,0,0,0,0,0,0,0,0,0,{"$f":"SUM(Q459:AB459)","v":0},null,"昼間",{"$f":"AF454*AF$456","v":0},0,0,0,0,0,0,0,0,0,0,0,{"$f":"SUM(AF459:AQ459)","v":0},null,null,null,"昼間",{"$f":"AW454*AW$456","v":0},0,0,0,0,0,0,0,0,0,0,0,{"$f":"SUM(AW459:BH459)","v":0},null,"昼間",{"$f":"BL454*BL$456","v":0},0,0,0,0,0,0,0,0,0,0,0,{"$f":"SUM(BL459:BW459)","v":0},null,"昼間",{"$f":"CA454*CA$456","v":0},0,0,0,0,0,0,0,0,0,0,0,{"$f":"SUM(CA459:CL459)","v":0}]
["夜間",{"$f":"B455*B$456","v":0},0,0,0,0,{"$f":"G55*G$456","v":0},0,0,0,0,0,0,0,null,"夜間",{"$f":"Q455*Q$456","v":0},0,0,0,0,{"$f":"V55*V$456","v":0},{"$f":"W455*W$456","v":0},0,0,0,0,0,0,null,"夜間",{"$f":"AF455*AF$456","v":0},0,0,0,0,{"$f":"AK55*AK$456","v":0},{"$f":"AL455*AL$456","v":0},0,0,0,0,0,0,null,null,null,"夜間",{"$f":"AW455*AW$456","v":0},0,0,0,0,{"$f":"BB55*BB$456","v":0},{"$f":"BC455*BC$456","v":0},0,0,0,0,0,0,null,"夜間",{"$f":"BL455*BL$456","v":0},0,0,0,0,{"$f":"BQ55*BQ$456","v":0},{"$f":"BR455*BR$456","v":0},0,0,0,0,0,0,null,"夜間",{"$f":"CA455*CA$456","v":0},0,0,0,0,{"$f":"CF55*CF$456","v":0},{"$f":"CG455*CG$456","v":0},0,0,0,0,0,0]
[null,null,"単価","値","料金",null,null,null,null,null,null,null,null,null,null,null,null,null,null,null,null,null,null,null,null,null,null,null,null,null,null,null,null,null,null,null,null,null,null,null,null,null,null,null,null,null,null,null,null,"単価","値","料金"]
["基本",null,{"$f":"詳細版!AD14","v":1733.4},{"$f":"F451","v":0},{"$f":"C462*D462*12","v":0},null,null,null,null,null,null,null,null,null,null,null,null,null,null,null,null,null,null,null,null,null,null,null,null,null,null,null,null,null,null,null,null,null,null,null,null,null,null,null,null,null,null,"基本",null,{"$f":"詳細版!AD14","v":1733.4},{"$f":"BA451","v":0},{"$f":"AX462*AY462*12","v":0}]
["従量","重負荷",{"$f":"詳細版!AD15+詳細版!$U$39+詳細版!$U$40","v":22.209999999999997},{"$f":"SUM(N458,AC458,AR458)","v":0},{"$f":"C463*D463","v":0},null,null,null,null,null,null,null,null,null,null,null,null,null,null,null,null,null,null,null,null,null,null,null,null,null,null,null,null,null,null,null,null,null,null,null,null,null,null,null,null,null,null,"従量","重負荷",{"$f":"詳細版!AD15+詳細版!$U$39+詳細版!$U$40","v":22.209999999999997},{"$f":"SUM(BI458,BX458,CM458)","v":0},{"$f":"AX463*AY463","v":0}]
[null,"昼間",{"$f":"詳細版!AD16+詳細版!$U$39+詳細版!$U$40","v":16.989999999999998},{"$f":"SUM(N459,AC459,AR459)","v":0},{"$f":"C464*D464","v":0},null,null,null,null,null,null,null,null,null,null,null,null,null,null,null,null,null,null,null,null,null,null,null,null,null,null,null,null,null,null,null,null,null,null,null,null,null,null,null,null,null,null,null,"昼間",{"$f":"詳細版!AD16+詳細版!$U$39+詳細版!$U$40","v":16.989999999999998},{"$f":"SUM(BI459,BX459,CM459)","v":0},{"$f":"AX464*AY464","v":0}]
[null,"夜間",{"$f":"詳細版!AD17+詳細版!$U$39+詳細版!$U$40","v":12.71},{"$f":"SUM(N460,AC460,AR460)","v":0},0,null,null,null,null,null,null,null,null,null,null,null,null,null,null,null,null,null,null,null,null,null,null,null,null,null,null,null,null,null,null,null,null,null,null,null,null,null,null,null,null,null,null,null,"夜間",{"$f":"詳細版!AD17+詳細版!$U$39+詳細版!$U$40","v":12.71},{"$f":"SUM(BI460,BX460,CM460)","v":0},{"$f":"AX465*AY465","v":0}]
[null,null,null,"合計",{"$f":"SUM(E462:E465)","v":0},null,null,null,null,null,null,null,null,null,null,null,null,null,null,null,null,null,null,null,null,null,null,null,null,null,null,null,null,null,null,null,null,null,null,null,null,null,null,null,null,null,null,null,null,null,"合計",{"$f":"SUM(AZ462:AZ465)","v":0}]
[]
["電力料金（AS）",null,null,null,"契約電力",{"$f":"F451","v":0},null,null,null,null,null,null,"新設建物（電力・熱融通エリア）","（平日）",null,"電力料金（AS）",null,null,null,null,null,null,null,null,null,null,null,"新設建物（電力・熱融通エリア）","（土曜）",null,"電力料金（AS）",null,null,null,null,null,null,null,null,null,null,null,"新設建物（電力・熱融通エリア）","（休日）",null,null,null,"電力料金（AS）",null,null,null,"契約電力",{"$f":"BA451","v":0},null,null,null,null,null,null,"既設建物（熱融通エリア）","（平日）",null,"電力料金（AS）",null,null,null,null,null,null,null,null,null,null,null,"既設建物（熱融通エリア）","（土曜）",null,"電力料金（AS）",null,null,null,null,null,null,null,null,null,null,null,"既設建物（熱融通エリア）","（休日）"]
["kWh","1月","2月","3月","4月","5月","6月","7月","8月","9月","10月","11月","12月","計",null,"kWh","1月","2月","3月","4月","5月","6月","7月","8月","9月","10月","11月","12月","計",null,"kWh","1月","2月","3月","4月","5月","6月","7月","8月","9月","10月","11月","12月","計",null,null,null,"kWh","1月","2月","3月","4月","5月","6月","7月","8月","9月","10月","11月","12月","計",null,"kWh","1月","2月","3月","4月","5月","6月","7月","8月","9月","10月","11月","12月","計",null,"kWh","1月","2月","3月","4月","5月","6月","7月","8月","9月","10月","11月","12月","計"]
["昼間",{"$f":"SUM(B401:B414)","v":0},0,0,0,0,0,0,0,0,0,0,0,null,null,"昼間",{"$f":"SUM(Q401:Q414)","v":0},0,0,0,0,0,0,0,0,0,0,0,null,null,"昼間",{"$f":"SUM(AF401:AF414)","v":0},0,0,0,0,0,0,0,0,0,0,0,null,null,null,null,"昼間",{"$f":"SUM(AW401:AW414)","v":0},{"$f":"SUM(AX401:AX414)","v":0},0,0,0,0,0,0,0,0,0,0,null,null,"昼間",{"$f":"SUM(BL401:BL414)","v":0},0,0,0,0,0,0,0,0,0,0,0,null,null,"昼間",{"$f":"SUM(CA401:CA414)","v":0},0,0,0,0,0,0,0,0,0,0,0]
["夜間",{"$f":"SUM(B393:B400,B415:B416)","v":0},0,0,0,0,0,0,0,0,0,0,0,null,null,"夜間",{"$f":"SUM(Q393:Q400,Q415:Q416)","v":0},0,0,0,0,0,0,0,0,0,0,0,null,null,"夜間",{"$f":"SUM(AF393:AF400,AF415:AF416)","v":0},0,0,0,0,0,0,0,0,0,0,0,null,null,null,null,"夜間",{"$f":"SUM(AW393:AW400,AW415:AW416)","v":0},0,0,0,0,0,0,0,0,0,0,0,null,null,"夜間",{"$f":"SUM(BL393:BL400,BL415:BL416)","v":0},0,0,0,0,0,0,0,0,0,0,0,null,null,"夜間",{"$f":"SUM(CA393:CA400,CA415:CA416)","v":0},0,0,0,0,0,0,0,0,0,0,0]
["日",{"$f":"DB!$H$3","v":20},{"$f":"DB!$I$3","v":20},{"$f":"DB!$J$3","v":22},{"$f":"DB!$K$3","v":20},{"$f":"DB!$L$3","v":20},{"$f":"DB!$M$3","v":22},{"$f":"DB!$N$3","v":20},{"$f":"DB!$O$3","v":23},{"$f":"DB!$P$3","v":20},{"$f":"DB!$Q$3","v":21},{"$f":"DB!$R$3","v":20},{"$f":"DB!$S$3","v":21},{"$f":"SUM(B472:M472)","v":249},null,"日",{"$f":"DB!$H$4","v":4},{"$f":"DB!$I$4","v":3},{"$f":"DB!$J$4","v":4},{"$f":"DB!$K$4","v":4},{"$f":"DB!$L$4","v":4},{"$f":"DB!$M$4","v":4},{"$f":"DB!$N$4","v":5},{"$f":"DB!$O$4","v":4},{"$f":"DB!$P$4","v":4},{"$f":"DB!$Q$4","v":4},{"$f":"DB!$R$4","v":4},{"$f":"DB!$S$4","v":4},{"$f":"SUM(Q472:AB472)","v":48},null,"日",{"$f":"DB!$H$5","v":7},{"$f":"DB!$I$5","v":5},{"$f":"DB!$J$5","v":5},{"$f":"DB!$K$5","v":6},{"$f":"DB!$L$5","v":7},{"$f":"DB!$M$5","v":4},{"$f":"DB!$N$5","v":6},{"$f":"DB!$O$5","v":4},{"$f":"DB!$P$5","v":6},{"$f":"DB!$Q$5","v":6},{"$f":"DB!$R$5","v":6},{"$f":"DB!$S$5","v":6},{"$f":"SUM(AF472:AQ472)","v":68},null,null,null,"日",{"$f":"DB!$H$3","v":20},{"$f":"DB!$I$3","v":20},{"$f":"DB!$J$3","v":22},{"$f":"DB!$K$3","v":20},{"$f":"DB!$L$3","v":20},{"$f":"DB!$M$3","v":22},{"$f":"DB!$N$3","v":20},{"$f":"DB!$O$3","v":23},{"$f":"DB!$P$3","v":20},{"$f":"DB!$Q$3","v":21},{"$f":"DB!$R$3","v":20},{"$f":"DB!$S$3","v":21},{"$f":"SUM(AW472:BH472)","v":249},null,"日",{"$f":"DB!$H$4","v":4},{"$f":"DB!$I$4","v":3},{"$f":"DB!$J$4","v":4},{"$f":"DB!$K$4","v":4},{"$f":"DB!$L$4","v":4},{"$f":"DB!$M$4","v":4},{"$f":"DB!$N$4","v":5},{"$f":"DB!$O$4","v":4},{"$f":"DB!$P$4","v":4},{"$f":"DB!$Q$4","v":4},{"$f":"DB!$R$4","v":4},{"$f":"DB!$S$4","v":4},{"$f":"SUM(BL472:BW472)","v":48},null,"日",{"$f":"DB!$H$5","v":7},{"$f":"DB!$I$5","v":5},{"$f":"DB!$J$5","v":5},{"$f":"DB!$K$5","v":6},{"$f":"DB!$L$5","v":7},{"$f":"DB!$M$5","v":4},{"$f":"DB!$N$5","v":6},{"$f":"DB!$O$5","v":4},{"$f":"DB!$P$5","v":6},{"$f":"DB!$Q$5","v":6},{"$f":"DB!$R$5","v":6},{"$f":"DB!$S$5","v":6},{"$f":"SUM(CA472:CL472)","v":68}]
["MWh/月",null,null,null,null,null,null,null,null,null,null,null,null,null,null,"MWh/月",null,null,null,null,null,null,null,null,null,null,null,null,null,null,"MWh/月",null,null,null,null,null,null,null,null,null,null,null,null,null,null,null,null,"MWh/月",null,null,null,null,null,null,null,null,null,null,null,null,null,null,"MWh/月",null,null,null,null,null,null,null,null,null,null,null,null,null,null,"MWh/月"]
["昼間",{"$f":"B470*B$456","v":0},0,0,0,0,0,0,0,0,0,0,0,{"$f":"SUM(B474:M474)","v":0},null,"昼間",{"$f":"Q470*Q$456","v":0},0,0,0,0,0,0,0,0,0,0,0,{"$f":"SUM(Q474:AB474)","v":0},null,"昼間",{"$f":"AF470*AF$456","v":0},0,0,0,0,0,0,0,0,0,0,0,{"$f":"SUM(AF474:AQ474)","v":0},null,null,null,"昼間",{"$f":"AW470*AW$456","v":0},0,0,0,0,0,0,0,0,0,0,0,{"$f":"SUM(AW474:BH474)","v":0},null,"昼間",{"$f":"BL470*BL$456","v":0},0,0,0,0,0,0,0,0,0,0,0,{"$f":"SUM(BL474:BW474)","v":0},null,"昼間",{"$f":"CA470*CA$456","v":0},0,0,0,0,0,0,0,0,0,0,0,{"$f":"SUM(CA474:CL474)","v":0}]
["夜間",{"$f":"B471*B$456","v":0},{"$f":"C471*C$456","v":0},{"$f":"D471*D$456","v":0},{"$f":"E471*E$456","v":0},{"$f":"F471*F$456","v":0},{"$f":"G73*G$456","v":0},{"$f":"H471*H$456","v":0},0,0,0,0,0,0,null,"夜間",{"$f":"Q471*Q$456","v":0},{"$f":"R471*R$456","v":0},{"$f":"S471*S$456","v":0},{"$f":"T471*T$456","v":0},{"$f":"U471*U$456","v":0},{"$f":"V73*V$456","v":0},{"$f":"W471*W$456","v":0},0,0,0,0,0,0,null,"夜間",{"$f":"AF471*AF$456","v":0},{"$f":"AG471*AG$456","v":0},{"$f":"AH471*AH$456","v":0},{"$f":"AI471*AI$456","v":0},{"$f":"AJ471*AJ$456","v":0},{"$f":"AK73*AK$456","v":0},{"$f":"AL471*AL$456","v":0},0,0,0,0,0,0,null,null,null,"夜間",{"$f":"AW471*AW$456","v":0},{"$f":"AX471*AX$456","v":0},{"$f":"AY471*AY$456","v":0},{"$f":"AZ471*AZ$456","v":0},{"$f":"BA471*BA$456","v":0},{"$f":"BB73*BB$456","v":0},{"$f":"BC471*BC$456","v":0},0,0,0,0,0,0,null,"夜間",{"$f":"BL471*BL$456","v":0},{"$f":"BM471*BM$456","v":0},{"$f":"BN471*BN$456","v":0},{"$f":"BO471*BO$456","v":0},{"$f":"BP471*BP$456","v":0},{"$f":"BQ73*BQ$456","v":0},{"$f":"BR471*BR$456","v":0},0,0,0,0,0,0,null,"夜間",{"$f":"CA471*CA$456","v":0},{"$f":"CB471*CB$456","v":0},{"$f":"CC471*CC$456","v":0},{"$f":"CD471*CD$456","v":0},{"$f":"CE471*CE$456","v":0},{"$f":"CF73*CF$456","v":0},{"$f":"CG471*CG$456","v":0},0,0,0,0,0,0]
[null,null,"単価","値","料金",null,null,null,null,null,null,null,null,null,null,null,null,null,null,null,null,null,null,null,null,null,null,null,null,null,null,null,null,null,null,null,null,null,null,null,null,null,null,null,null,null,null,null,null,"単価","値","料金"]
["基本",null,{"$f":"詳細版!AD18","v":1733.4},{"$f":"F468","v":0},{"$f":"C477*D477*12","v":0},null,null,null,null,null,null,null,null,null,null,null,null,null,null,null,null,null,null,null,null,null,null,null,null,null,null,null,null,null,null,null,null,null,null,null,null,null,null,null,null,null,null,"基本",null,{"$f":"詳細版!AD18","v":1733.4},{"$f":"BA468","v":0},{"$f":"AX477*AY477*12","v":0}]
["従量","昼間",{"$f":"詳細版!AD19+詳細版!$U$39+詳細版!$U$40","v":16.849999999999998},{"$f":"SUM(N474,AC474,AR474)","v":0},{"$f":"C478*D478","v":0},null,null,null,null,null,null,null,null,null,null,null,null,null,null,null,null,null,null,null,null,null,null,null,null,null,null,null,null,null,null,null,null,null,null,null,null,null,null,null,null,null,null,null,"昼間",{"$f":"詳細版!AD19+詳細版!$U$39+詳細版!$U$40","v":16.849999999999998},{"$f":"SUM(BI474,BX474,CM474)","v":0},{"$f":"AX478*AY478","v":0}]
[null,"夜間",{"$f":"詳細版!AD20+詳細版!$U$39+詳細版!$U$40","v":15.8},{"$f":"SUM(N475,AC475,AR475)","v":0},0,null,null,null,null,null,null,null,null,null,null,null,null,null,null,null,null,null,null,null,null,null,null,null,null,null,null,null,null,null,null,null,null,null,null,null,null,null,null,null,null,null,null,null,"夜間",{"$f":"詳細版!AD20+詳細版!$U$39+詳細版!$U$40","v":15.8},{"$f":"SUM(BI475,BX475,CM475)","v":0},{"$f":"AX479*AY479","v":0}]
[null,null,null,"合計",{"$f":"SUM(E477:E479)","v":0},null,null,null,null,null,null,null,null,null,null,null,null,null,null,null,null,null,null,null,null,null,null,null,null,null,null,null,null,null,null,null,null,null,null,null,null,null,null,null,null,null,null,null,null,null,"合計",{"$f":"SUM(AZ477:AZ479)","v":0}]

{"sheet":"Unit","index":6,"n_rows":747,"n_cols":41,"rows_kept":747,"cut":false,"hidden":true,"merged":[[2,0,2,1],[10,0,10,1],[6,6,6,7],[2,5,2,7],[2,2,2,4],[3,3,3,4],[4,3,4,4],[11,0,13,0],[23,0,25,0],[14,0,14,1],[15,0,17,0],[18,0,18,1],[19,0,21,0],[22,0,22,1],[4,0,6,0],[5,3,5,4],[5,6,5,7],[6,3,6,4],[151,0,151,1],[151,2,151,4],[151,5,151,7],[3,6,3,7],[4,6,4,7],[3,0,3,1],[26,0,26,1],[152,0,152,1],[152,3,152,4],[152,6,152,7],[153,3,153,4],[154,3,154,4],[155,3,155,4],[153,6,153,7],[154,6,154,7],[155,6,155,7],[169,0,171,0],[172,0,172,1],[173,0,175,0],[176,0,176,1],[153,0,155,0],[160,0,160,1],[161,0,163,0],[164,0,164,1],[165,0,167,0],[168,0,168,1],[469,0,471,0],[319,0,321,0],[322,0,322,1],[323,0,325,0],[326,0,326,1],[311,0,313,0],[314,0,314,1],[315,0,317,0],[318,0,318,1],[451,0,451,1],[303,3,303,4],[304,3,304,4],[303,6,303,7],[304,6,304,7],[305,3,305,4],[305,6,305,7],[301,0,301,1],[303,0,305,0],[310,0,310,1],[301,2,301,4],[301,5,301,7],[302,0,302,1],[302,3,302,4],[302,6,302,7],[451,2,451,4],[451,5,451,7],[452,0,452,1],[452,3,452,4],[452,6,452,7],[453,0,455,0],[453,3,453,4],[454,3,454,4],[455,3,455,4],[603,0,605,0],[603,3,603,4],[603,6,603,7],[604,3,604,4],[604,6,604,7],[605,3,605,4],[605,6,605,7],[453,6,453,7],[454,6,454,7],[601,0,601,1],[601,2,601,4],[601,5,601,7],[602,0,602,1],[602,3,602,4],[602,6,602,7],[455,6,455,7],[460,0,460,1],[461,0,463,0],[464,0,464,1],[465,0,467,0],[468,0,468,1],[472,0,472,1],[473,0,475,0],[476,0,476,1],[622,0,622,1],[623,0,625,0],[626,0,626,1],[610,0,610,1],[611,0,613,0],[614,0,614,1],[615,0,617,0],[618,0,618,1],[619,0,621,0]]}
["病院"]
["最大・年間需要原単位"]
[null,null,"設備所要容量",null,null,"年間需要"]
["電力需要",null,51,"W/㎡",null,209,"kWh/㎡"]
["熱需要","冷房",392,"kJ/（㎡・h）",null,363,"MJ/㎡"]
[null,"暖房",298,"kJ/（㎡・h）",null,162,"MJ/㎡"]
[null,"給湯",98,"kJ/（㎡・h）",null,270,"MJ/㎡"]
[]
[]
["月別需要パターン"]
[null,null,"1月","2月","3月","4月","5月","6月","7月","8月","9月","10月","11月","12月","計"]
["電力","平日",5.41,5.41,5.94,5.84,6.02,6.68,6.44,7.54,6.27,6.32,5.82,5.67,{"$f":"SUM(C12:N12)","v":73.36}]
[null,"土曜",0.93,0.7,0.93,1.02,1.03,1.05,1.36,1.0900000000000001,1.1100000000000001,1.02,1.01,0.93,{"$f":"SUM(C13:N13)","v":12.18}]
[null,"休日",1.37,0.97,0.97,1.3,1.52,0.89,1.38,0.92,1.37,1.31,1.29,1.17,{"$f":"SUM(C14:N14)","v":14.459999999999999}]
["計",null,{"$f":"SUM(C12:C14)","v":7.71},7.08,7.84,8.16,8.57,8.6199999999999992,9.18,9.5500000000000007,8.75,8.65,8.120000000000001,7.77,99.999999999999986]
["冷房","平日",0,0,0,3.11,7.86,8.5500000000000007,16.09,22.59,11.99,8.2799999999999994,2.08,0,{"$f":"SUM(C16:N16)","v":80.55}]
[null,"土曜",0,0,0,0.41,1,1.21,2.74,2.0699999999999998,2.31,0.82,0.28000000000000003,0,{"$f":"SUM(C17:N17)","v":10.84}]
[null,"休日",0,0,0,0.39,0.74,0.79,2.41,1.47,1.98,0.64,0.19,0,{"$f":"SUM(C18:N18)","v":8.61}]
["計",null,{"$f":"SUM(C16:C18)","v":0},0,0,3.91,9.6,10.55,21.24,26.13,16.28,9.74,2.5500000000000003,0,100]
["暖房","平日",20.149999999999999,18.54,15.64,0,0,0,0,0,0,0,0,16.29,{"$f":"SUM(C20:N20)","v":70.62}]
[null,"土曜",4.3499999999999996,2.93,2.9,0,0,0,0,0,0,0,0,2.82,{"$f":"SUM(C21:N21)","v":13}]
[null,"休日",7.44,3.02,2.63,0,0,0,0,0,0,0,0,3.29,{"$f":"SUM(C22:N22)","v":16.38}]
["計",null,{"$f":"SUM(C20:C22)","v":31.94},24.49,21.169999999999998,0,0,0,0,0,0,0,0,22.4,100]
["給湯","平日",7.75,7.56,7.81,6.09,5.13,5.24,3.87,4.1900000000000004,4.3,5.35,6.49,7.58,{"$f":"SUM(C24:N24)","v":71.36}]
[null,"土曜",1.31,0.97,1.18,0.98,0.86,0.78,0.87,0.76,0.67,0.9,1.06,1.21,{"$f":"SUM(C25:N25)","v":11.55}]
[null,"休日",2.36,1.55,1.56,1.44,1.69,0.77,1.02,0.76,1.0900000000000001,1.42,1.65,1.78,{"$f":"SUM(C26:N26)","v":17.09}]
["計",null,{"$f":"SUM(C24:C26)","v":11.42},10.08,10.55,8.51,7.68,6.7900000000000009,5.76,5.71,6.06,7.67,9.2000000000000011,10.569999999999999,100]
[]
[]
["時刻別需要パターン（電力）"]
[null,"1月","2月","3月","4月","5月","6月","7月","8月","9月","10月","11月","12月",null,null,"1月","2月","3月","4月","5月","6月","7月","8月","9月","10月","11月","12月",null,null,"1月","2月","3月","4月","5月","6月","7月","8月","9月","10月","11月","12月"]
[null,"平日","平日","平日","平日","平日","平日","平日","平日","平日","平日","平日","平日",null,null,"土曜","土曜","土曜","土曜","土曜","土曜","土曜","土曜","土曜","土曜","土曜","土曜",null,null,"休日","休日","休日","休日","休日","休日","休日","休日","休日","休日","休日","休日"]
[0,1.61,1.61,1.61,1.8,1.75,1.81,1.76,1.77,1.79,1.78,1.8,1.61,null,0,1.81,1.82,1.82,2.14,2.04,2,2.0499999999999998,2.0099999999999998,2.04,2.0099999999999998,2.02,1.81,null,0,2.2000000000000002,2.1800000000000002,2.1800000000000002,2.37,2.4,2.38,2.42,2.44,2.48,2.4,2.38,2.1800000000000002]
[1,1.61,1.61,1.61,1.8,1.75,1.8,1.76,1.77,1.79,1.78,1.8,1.61,null,1,1.81,1.82,1.82,2.17,2.04,2,2.0499999999999998,2.0099999999999998,2.04,2.0099999999999998,2.02,1.81,null,1,2.21,2.1800000000000002,2.1800000000000002,2.37,2.4,2.3199999999999998,2.42,2.42,2.48,2.4,2.38,2.1800000000000002]
[2,1.46,1.46,1.46,1.66,1.62,1.67,1.64,1.65,1.66,1.65,1.66,1.47,null,2,1.64,1.65,1.65,1.91,1.89,1.85,1.9,1.87,1.9,1.86,1.87,1.65,null,2,1.99,1.98,1.98,2.19,2.2200000000000002,2.14,2.25,2.25,2.29,2.2200000000000002,2.2000000000000002,1.98]
[3,1.45,1.45,1.45,1.65,1.61,1.65,1.64,1.64,1.64,1.63,1.65,1.45,null,3,1.63,1.63,1.64,1.9,1.87,1.84,1.89,1.86,1.89,1.84,1.85,1.63,null,3,1.95,1.96,1.96,2.17,2.2000000000000002,2.12,2.2400000000000002,2.2400000000000002,2.25,2.2000000000000002,2.1800000000000002,1.96]
[4,1.45,1.45,1.45,1.65,1.6,1.64,1.64,1.64,1.64,1.62,1.65,1.45,null,4,1.63,1.63,1.64,1.9,1.87,1.84,1.89,1.86,1.89,1.84,1.85,1.63,null,4,1.95,1.96,1.96,2.17,2.2000000000000002,2.12,2.23,2.2400000000000002,2.25,2.1800000000000002,2.1800000000000002,1.96]
[5,1.91,1.91,1.92,2.08,2.0099999999999998,2.0499999999999998,2.0299999999999998,2.02,2.04,2.0299999999999998,2.08,1.91,null,5,2.16,2.17,2.1800000000000002,2.35,2.36,2.31,2.35,2.3199999999999998,2.34,2.33,2.35,2.17,null,5,2.59,2.61,2.61,2.75,2.78,2.69,2.78,2.79,2.8,2.73,2.76,2.6]
[6,1.95,1.95,1.96,2.12,2.0499999999999998,2.11,2.0699999999999998,2.06,2.08,2.0699999999999998,2.12,1.96,null,6,2.21,2.2200000000000002,2.2200000000000002,2.38,2.4,2.36,2.39,2.36,2.38,2.38,2.39,2.2200000000000002,null,6,2.65,2.66,2.66,2.8,2.83,2.74,2.83,2.86,2.85,2.79,2.82,2.66]
[7,2.85,2.85,2.86,2.95,2.86,2.91,2.85,2.82,2.88,2.88,2.95,2.85,null,7,3.07,3.07,3.07,3.16,3.17,3.1,3.12,3.1,3.09,3.15,3.17,3.08,null,7,3.67,3.68,3.68,3.71,3.74,3.65,3.69,3.73,3.71,3.69,3.73,3.67]
[8,5.61,5.57,5.51,5.25,5.16,5.18,5.39,5.56,5.38,5.21,5.26,5.54,null,8,6.08,6,5.92,5.63,5.6,5.56,5.76,5.89,5.65,5.62,5.65,5.93,null,8,5.69,5.6,5.57,5.36,5.38,5.35,5.43,5.48,5.38,5.36,5.39,5.59]
[9,7.44,7.43,7.42,7.16,7.13,7.11,7.16,7.15,7.13,7.12,7.17,7.42,null,9,7.49,7.46,7.44,7.13,7.1,7.11,7.16,7.1,7.1,7.15,7.16,7.44,null,9,6.76,6.72,6.71,6.43,6.45,6.41,6.36,6.34,6.33,6.44,6.46,6.71]
[10,7.56,7.54,7.55,7.31,7.39,7.33,7.39,7.38,7.38,7.3,7.32,7.55,null,10,7.55,7.55,7.54,7.24,7.21,7.29,7.29,7.27,7.36,7.28,7.27,7.55,null,10,6.79,6.77,6.79,6.55,6.52,6.49,6.46,6.42,6.45,6.51,6.51,6.78]
[11,7.54,7.55,7.56,7.32,7.48,7.36,7.4,7.42,7.38,7.36,7.32,7.55,null,11,7.53,7.54,7.54,7.23,7.21,7.37,7.29,7.31,7.36,7.32,7.27,7.54,null,11,6.78,6.77,6.79,6.54,6.54,6.57,6.47,6.47,6.42,6.5,6.51,6.77]
[12,7.52,7.53,7.54,7.33,7.49,7.36,7.39,7.39,7.38,7.43,7.31,7.53,null,12,7.16,7.16,7.17,6.9,6.89,7.02,6.95,7.03,7.06,6.99,6.93,7.17,null,12,6.7,6.7,6.7,6.47,6.48,6.54,6.44,6.44,6.36,6.46,6.45,6.7]
[13,7.54,7.54,7.55,7.33,7.52,7.38,7.39,7.41,7.37,7.48,7.34,7.55,null,13,7.12,7.13,7.14,6.87,7,7.01,6.95,7,7.18,6.94,6.9,7.14,null,13,6.7,6.69,6.69,6.46,6.44,6.53,6.43,6.43,6.35,6.48,6.45,6.7]
[14,7.54,7.55,7.55,7.33,7.46,7.36,7.4,7.38,7.35,7.46,7.34,7.55,null,14,7.12,7.13,7.14,6.87,7.03,7.04,6.92,6.94,7.09,6.94,6.9,7.14,null,14,6.69,6.69,6.69,6.46,6.44,6.52,6.42,6.38,6.34,6.47,6.45,6.69]
[15,7.54,7.55,7.55,7.33,7.39,7.34,7.4,7.36,7.34,7.44,7.32,7.55,null,15,7.12,7.13,7.14,6.87,6.99,6.93,6.9,6.85,6.89,6.93,6.9,7.14,null,15,6.69,6.69,6.69,6.46,6.41,6.47,6.45,6.34,6.34,6.44,6.45,6.69]
[16,7.54,7.55,7.55,7.32,7.33,7.3,7.37,7.34,7.29,7.33,7.31,7.55,null,16,6.76,6.76,6.76,6.52,6.5,6.54,6.4,6.37,6.23,6.58,6.55,6.77,null,16,6.11,6.13,6.13,5.97,5.9,5.95,5.81,5.9,5.83,5.92,5.94,6.15]
[17,6.91,6.92,6.92,6.73,6.69,6.67,6.73,6.76,6.64,6.68,6.72,6.92,null,17,6.43,6.43,6.44,6.23,6.21,6.18,6.05,6.07,5.92,6.23,6.26,6.45,null,17,5.73,5.74,5.74,5.61,5.55,5.56,5.46,5.53,5.5,5.57,5.59,5.76]
[18,3.44,3.44,3.44,3.5,3.5,3.5,3.4,3.38,3.44,3.48,3.5,3.44,null,18,3.49,3.5,3.5,3.54,3.55,3.54,3.49,3.53,3.45,3.54,3.56,3.51,null,18,4.01,4.04,4.04,4.08,4.03,4.07,4.03,4.01,4.0599999999999996,4.0599999999999996,4.0599999999999996,4.04]
[19,2.78,2.79,2.79,2.89,2.87,2.88,2.79,2.75,2.86,2.86,2.89,2.79,null,19,2.88,2.88,2.89,2.98,3,2.99,2.96,2.99,2.93,2.98,3,2.89,null,19,3.43,3.46,3.46,3.55,3.5,3.56,3.53,3.52,3.56,3.53,3.53,3.45]
[20,2.34,2.34,2.34,2.48,2.4300000000000002,2.4900000000000002,2.41,2.38,2.4700000000000002,2.44,2.48,2.34,null,20,2.37,2.37,2.37,2.5099999999999998,2.54,2.54,2.52,2.54,2.5,2.5099999999999998,2.5299999999999998,2.38,null,20,2.82,2.84,2.84,2.96,2.95,3.02,3.02,3,3.04,2.99,2.98,2.84]
[21,1.51,1.51,1.51,1.71,1.67,1.75,1.71,1.69,1.74,1.7,1.71,1.51,null,21,1.68,1.69,1.69,1.89,1.89,1.9,1.94,1.94,1.93,1.89,1.9,1.69,null,21,2.0099999999999998,2.0299999999999998,2.0299999999999998,2.23,2.2400000000000002,2.2999999999999998,2.33,2.29,2.35,2.2599999999999998,2.2400000000000002,2.02]
[22,1.45,1.45,1.45,1.65,1.62,1.68,1.65,1.64,1.67,1.63,1.65,1.45,null,22,1.63,1.63,1.64,1.84,1.82,1.84,1.89,1.89,1.89,1.84,1.85,1.63,null,22,1.94,1.96,1.96,2.17,2.2000000000000002,2.25,2.27,2.2400000000000002,2.29,2.2000000000000002,2.1800000000000002,1.96]
[23,1.45,1.45,1.45,1.65,1.62,1.67,1.63,1.64,1.66,1.64,1.65,1.45,null,23,1.63,1.63,1.64,1.84,1.82,1.84,1.89,1.89,1.89,1.84,1.85,1.63,null,23,1.94,1.96,1.96,2.17,2.2000000000000002,2.25,2.23,2.2400000000000002,2.29,2.2000000000000002,2.1800000000000002,1.96]
["合計",{"$f":"SUM(B33:B56)","v":100.00000000000001},100.00000000000001,100.00000000000001,100,100.00000000000001,100,100.00000000000001,100,100,100,100.00000000000001,100.00000000000001,null,"合計",{"$f":"SUM(P33:P56)","v":99.999999999999986},100,100.00000000000001,100.00000000000003,99.999999999999986,100.00000000000001,100,100,100.00000000000003,100.00000000000003,100.00000000000001,99.999999999999986,null,"合計",{"$f":"SUM(AD33:AD56)","v":100.00000000000001},99.999999999999972,99.999999999999986,99.999999999999986,99.999999999999986,100,100,100,100.00000000000003,100,100.00000000000001,100.00000000000001]
[]
[]
["時刻別需要パターン（冷房）"]
[null,"1月","2月","3月","4月","5月","6月","7月","8月","9月","10月","11月","12月",null,null,"1月","2月","3月","4月","5月","6月","7月","8月","9月","10月","11月","12月",null,null,"1月","2月","3月","4月","5月","6月","7月","8月","9月","10月","11月","12月"]
[null,"平日","平日","平日","平日","平日","平日","平日","平日","平日","平日","平日","平日",null,null,"土曜","土曜","土曜","土曜","土曜","土曜","土曜","土曜","土曜","土曜","土曜","土曜",null,null,"休日","休日","休日","休日","休日","休日","休日","休日","休日","休日","休日","休日"]
[0,0,0,0,0.39,0.4,0.63,0.69,0.78,0.74,0.39,0.47,0,null,0,0,0,0,0.55000000000000004,0.54,0.84,0.85,0.86,0.73,0.6,0.61,0,null,0,0,0,0,1.28,0.97,1.1499999999999999,1.31,1.33,1.28,1.26,1.57,0]
[1,0,0,0,0.37,0.38,0.61,0.65,0.71,0.71,0.37,0.43,0,null,1,0,0,0,1.29,0.42,0.8,0.81,0.82,0.72,0.56000000000000005,0.59,0,null,1,0,0,0,1.2,0.95,1.1200000000000001,1.33,1.27,1.24,1.17,1.51,0]
[2,0,0,0,0.36,0.36,0.56999999999999995,0.57999999999999996,0.63,0.64,0.35,0.42,0,null,2,0,0,0,1.77,0.42,0.7,0.75,0.74,0.65,0.48,0.56000000000000005,0,null,2,0,0,0,1.2,0.92,1.03,1.19,1.1399999999999999,1.1499999999999999,1.04,1.47,0]
[3,0,0,0,0.33,0.34,0.55000000000000004,0.54,0.6,0.6,0.34,0.4,0,null,3,0,0,0,1.81,0.4,0.69,0.7,0.72,0.6,0.44,0.55000000000000004,0,null,3,0,0,0,1.17,0.82,0.98,1.08,1.1100000000000001,1.06,0.91,1.42,0]
[4,0,0,0,0.32,0.32,0.53,0.52,0.59,0.57999999999999996,0.33,0.38,0,null,4,0,0,0,1.36,0.39,0.66,0.66,0.72,0.56000000000000005,0.39,0.53,0,null,4,0,0,0,1.1299999999999999,0.79,0.96,1.08,1.06,1.06,0.87,1.39,0]
[5,0,0,0,0.31,0.33,0.55000000000000004,0.61,0.62,0.56999999999999995,0.31,0.37,0,null,5,0,0,0,1.21,0.4,0.7,0.78,0.72,0.57999999999999996,0.36,0.52,0,null,5,0,0,0,1.0900000000000001,0.78,0.97,1.29,1.04,1.07,0.83,1.34,0]
[6,0,0,0,0.34,0.39,0.63,0.76,0.77,0.69,0.33,0.37,0,null,6,0,0,0,1.03,0.44,0.81,0.93,0.84,0.7,0.35,0.52,0,null,6,0,0,0,1.18,0.85,1.1299999999999999,1.54,1.24,1.4,0.85,1.33,0]
[7,0,0,0,0.56000000000000005,0.99,1.57,2.0099999999999998,2.1,2.0099999999999998,0.98,0.56000000000000005,0,null,7,0,0,0,1.18,0.97,1.62,2.23,2.36,2.08,0.72,0.68,0,null,7,0,0,0,1.57,1.56,2.6,3.64,3.6,3.86,2.2400000000000002,1.59,0]
[8,0,0,0,1.61,4.07,4.3600000000000003,7.39,8.15,7.63,4.76,1.73,0,null,8,0,0,0,4.76,3.77,4.58,7.52,9.74,7.49,4.68,2.25,0,null,8,0,0,0,3.5,3.61,5.27,7.4,8.15,7.45,5.95,2.12,0]
[9,0,0,0,4.91,7.34,7.35,7.82,7.62,7.89,7.43,4.95,0,null,9,0,0,0,7.55,7.28,7.18,8.1300000000000008,7.31,8.57,8.51,5.75,0,null,9,0,0,0,5.73,5.65,6.78,7.49,7.07,7.66,6.78,4.1100000000000003,0]
[10,0,0,0,8.5500000000000007,9.6999999999999993,9.26,8.77,8.7100000000000009,9.15,9.4499999999999993,9.1,0,null,10,0,0,0,9.8699999999999992,9.4499999999999993,9.18,9.34,9.0500000000000007,9.36,11.5,10.41,0,null,10,0,0,0,7.41,8.4499999999999993,8.61,8.1300000000000008,7.92,8.4,8.5399999999999991,6.38,0]
[11,0,0,0,10.83,10.48,9.6999999999999993,9.06,9.18,9.7100000000000009,10.38,11.35,0,null,11,0,0,0,10.89,10.5,10.199999999999999,9.8800000000000008,9.36,10.029999999999999,12.87,13.1,0,null,11,0,0,0,9.14,10.02,9.51,8.3800000000000008,8.34,8.85,9.4700000000000006,9.5299999999999994,0]
[12,0,0,0,11.97,10.79,10.14,9.1300000000000008,9.2799999999999994,9.6,11,12.68,0,null,12,0,0,0,10.18,10.87,9.92,9.41,9.08,9.85,12.29,14.14,0,null,12,0,0,0,10.78,10.66,9.84,8.2200000000000006,8.5399999999999991,8.91,10.02,12.28,0]
[13,0,0,0,12.46,10.89,10.220000000000001,9.16,9.27,9.4499999999999993,11.39,13.17,0,null,13,0,0,0,10.34,11.97,10.15,9.51,9.14,10.39,11.66,13.26,0,null,13,0,0,0,11.46,11.49,9.82,8.39,8.5500000000000007,8.6999999999999993,10.68,13.46,0]
[14,0,0,0,12.44,10.56,9.92,9.1199999999999992,9,8.99,11,12.43,0,null,14,0,0,0,10.17,12.07,10.18,9.07,8.93,10.02,10.23,11.5,0,null,14,0,0,0,11.11,11.18,9.56,8.33,8.4700000000000006,8.52,9.93,10.8,0]
[15,0,0,0,11.38,9.98,9.44,8.99,8.6,8.6,10.18,10.69,0,null,15,0,0,0,8.8000000000000007,10.66,9.9,8.49,8.64,8.81,9.01,9.1,0,null,15,0,0,0,10.210000000000001,10.34,9.15,8.15,8.35,8.1300000000000008,9.26,8.1999999999999993,0]
[16,0,0,0,10.02,9.3000000000000007,8.91,8.56,8.16,8.07,8.81,8.6199999999999992,0,null,16,0,0,0,6.21,7.36,7.36,6.31,6.31,5.84,5.94,5.74,0,null,16,0,0,0,4.96,5.76,5.36,4.9400000000000004,5,4.67,4.88,4.25,0]
[17,0,0,0,7.68,7.63,7.28,7.53,7.22,6.75,6.78,6.77,0,null,17,0,0,0,5.12,5.87,6.09,5.42,5.58,4.59,4.42,4.54,0,null,17,0,0,0,3.47,4.1399999999999997,4.01,4.1500000000000004,4.03,3.71,3.57,3.31,0]
[18,0,0,0,2.14,2.34,2.64,2.86,2.77,2.57,2.13,2.0299999999999998,0,null,18,0,0,0,1.71,2.3199999999999998,2.8,2.9,2.86,2.56,1.62,1.6,0,null,18,0,0,0,2.95,3.07,3.42,3.75,3.6,3.33,3.14,3.08,0]
[19,0,0,0,0.93,1.07,1.53,1.53,1.48,1.48,1,0.92,0,null,19,0,0,0,1,1.1499999999999999,1.66,1.81,1.79,1.67,0.88,0.9,0,null,19,0,0,0,2.37,2.09,2.62,2.75,2.76,2.6,2.37,2.77,0]
[20,0,0,0,0.78,0.93,1.39,1.41,1.38,1.36,0.88,0.76,0,null,20,0,0,0,0.97,0.98,1.45,1.62,1.61,1.54,0.8,0.85,0,null,20,0,0,0,2.15,1.88,2.34,2.5299999999999998,2.59,2.4700000000000002,2.1800000000000002,2.61,0]
[21,0,0,0,0.51,0.56999999999999995,0.89,0.95,0.96,0.9,0.56999999999999995,0.53,0,null,21,0,0,0,0.88,0.72,1,1.1399999999999999,1.1100000000000001,1.03,0.67,0.8,0,null,21,0,0,0,1.81,1.54,1.53,1.94,1.96,1.73,1.63,2.2400000000000002,0]
[22,0,0,0,0.42,0.43,0.68,0.71,0.72,0.67,0.44,0.45,0,null,22,0,0,0,0.68,0.55000000000000004,0.8,0.88,0.88,0.83,0.54,0.76,0,null,22,0,0,0,1.59,1.25,1.1299999999999999,1.5,1.5,1.4,1.28,1.67,0]
[23,0,0,0,0.39,0.41,0.65,0.65,0.7,0.64,0.4,0.42,0,null,23,0,0,0,0.67,0.5,0.73,0.86,0.83,0.8,0.48,0.74,0,null,23,0,0,0,1.54,1.23,1.1100000000000001,1.49,1.38,1.35,1.1499999999999999,1.57,0]
["合計",{"$f":"SUM(B63:B86)","v":0},0,0,100,100,100.00000000000001,100,99.999999999999986,100,100,100.00000000000001,0,null,"合計",{"$f":"SUM(P63:P86)","v":0},0,0,99.999999999999986,100,100,100.00000000000001,99.999999999999986,100.00000000000001,100.00000000000001,99.999999999999986,0,null,"合計",{"$f":"SUM(AD63:AD86)","v":0},0,0,100.00000000000001,100.00000000000001,100.00000000000001,100.00000000000001,99.999999999999986,99.999999999999986,100.00000000000001,99.999999999999986,0]
[]
[]
["時刻別需要パターン（暖房）"]
[null,"1月","2月","3月","4月","5月","6月","7月","8月","9月","10月","11月","12月",null,null,"1月","2月","3月","4月","5月","6月","7月","8月","9月","10月","11月","12月",null,null,"1月","2月","3月","4月","5月","6月","7月","8月","9月","10月","11月","12月"]
[null,"平日","平日","平日","平日","平日","平日","平日","平日","平日","平日","平日","平日",null,null,"土曜","土曜","土曜","土曜","土曜","土曜","土曜","土曜","土曜","土曜","土曜","土曜",null,null,"休日","休日","休日","休日","休日","休日","休日","休日","休日","休日","休日","休日"]
[0,1.65,1.66,1.69,0,0,0,0,0,0,0,0,1.66,null,0,1.66,1.84,1.74,0,0,0,0,0,0,0,0,1.42,null,0,2.66,2.69,2.41,0,0,0,0,0,0,0,0,2.4500000000000002]
[1,1.71,1.73,1.74,0,0,0,0,0,0,0,0,1.86,null,1,1.69,1.9,1.81,0,0,0,0,0,0,0,0,1.49,null,1,3.07,2.78,2.48,0,0,0,0,0,0,0,0,2.4900000000000002]
[2,1.84,1.87,1.85,0,0,0,0,0,0,0,0,2,null,2,1.84,2.0499999999999998,1.9,0,0,0,0,0,0,0,0,1.56,null,2,3.25,3,2.6,0,0,0,0,0,0,0,0,2.65]
[3,1.94,1.95,1.92,0,0,0,0,0,0,0,0,2.02,null,3,1.92,2.14,1.94,0,0,0,0,0,0,0,0,1.64,null,3,3.08,3.2,2.74,0,0,0,0,0,0,0,0,2.78]
[4,1.99,2.02,2,0,0,0,0,0,0,0,0,2.0299999999999998,null,4,1.96,2.2200000000000002,2,0,0,0,0,0,0,0,0,1.67,null,4,3.02,3.37,2.87,0,0,0,0,0,0,0,0,2.86]
[5,2.0299999999999998,2.1,2.09,0,0,0,0,0,0,0,0,2.0699999999999998,null,5,1.98,2.2599999999999998,2.08,0,0,0,0,0,0,0,0,1.71,null,5,3.01,3.51,3.01,0,0,0,0,0,0,0,0,2.89]
[6,2.08,2.13,2.09,0,0,0,0,0,0,0,0,2.08,null,6,2.02,2.27,2.1,0,0,0,0,0,0,0,0,1.75,null,6,3,3.48,2.99,0,0,0,0,0,0,0,0,2.91]
[7,2.96,2.73,2.71,0,0,0,0,0,0,0,0,2.91,null,7,2.82,2.75,2.65,0,0,0,0,0,0,0,0,2.4700000000000002,null,7,3.98,4.09,3.8,0,0,0,0,0,0,0,0,3.89]
[8,16.36,15.76,16.07,0,0,0,0,0,0,0,0,16.940000000000001,null,8,15.09,14.08,14.38,0,0,0,0,0,0,0,0,14.76,null,8,10.16,12.07,12.12,0,0,0,0,0,0,0,0,11.91]
[9,10.34,10.16,10.33,0,0,0,0,0,0,0,0,10.5,null,9,10.44,10.26,10.33,0,0,0,0,0,0,0,0,10.15,null,9,8.8000000000000007,9.14,8.8699999999999992,0,0,0,0,0,0,0,0,8.85]
[10,7.21,7.03,7.22,0,0,0,0,0,0,0,0,7.25,null,10,7.53,7.53,7.83,0,0,0,0,0,0,0,0,7.65,null,10,7.49,6.76,7.11,0,0,0,0,0,0,0,0,7.14]
[11,6.26,6.24,6.36,0,0,0,0,0,0,0,0,6.31,null,11,6.6,6.67,6.92,0,0,0,0,0,0,0,0,6.81,null,11,6.7,5.83,6.41,0,0,0,0,0,0,0,0,6.13]
[12,5.65,5.75,5.96,0,0,0,0,0,0,0,0,5.63,null,12,6.26,6.16,6.47,0,0,0,0,0,0,0,0,6.43,null,12,6.37,5.39,5.74,0,0,0,0,0,0,0,0,5.59]
[13,5.32,5.49,5.59,0,0,0,0,0,0,0,0,5.26,null,13,5.96,5.8,6.16,0,0,0,0,0,0,0,0,6.33,null,13,5.99,5.05,5.47,0,0,0,0,0,0,0,0,5.41]
[14,5.28,5.36,5.41,0,0,0,0,0,0,0,0,5.1100000000000003,null,14,6.04,5.77,6,0,0,0,0,0,0,0,0,6.22,null,14,5.74,4.99,5.59,0,0,0,0,0,0,0,0,5.33]
[15,5.42,5.54,5.31,0,0,0,0,0,0,0,0,5.17,null,15,6.19,6.04,5.76,0,0,0,0,0,0,0,0,6.18,null,15,5.71,5.19,5.63,0,0,0,0,0,0,0,0,5.47]
[16,5.7,5.8,5.35,0,0,0,0,0,0,0,0,5.41,null,16,5.04,4.91,4.6100000000000003,0,0,0,0,0,0,0,0,5.18,null,16,2.96,2.78,3,0,0,0,0,0,0,0,0,3.08]
[17,6.23,6.28,5.84,0,0,0,0,0,0,0,0,5.89,null,17,4.91,4.83,4.47,0,0,0,0,0,0,0,0,5.01,null,17,2.5,2.56,2.66,0,0,0,0,0,0,0,0,2.81]
[18,2.85,2.94,2.85,0,0,0,0,0,0,0,0,2.8,null,18,2.71,2.76,2.89,0,0,0,0,0,0,0,0,2.96,null,18,2.5299999999999998,2.79,2.89,0,0,0,0,0,0,0,0,3.05]
[19,1.37,1.44,1.48,0,0,0,0,0,0,0,0,1.4,null,19,1.33,1.48,1.55,0,0,0,0,0,0,0,0,1.58,null,19,1.87,2.1,2.2200000000000002,0,0,0,0,0,0,0,0,2.34]
[20,1.31,1.39,1.47,0,0,0,0,0,0,0,0,1.34,null,20,1.28,1.44,1.49,0,0,0,0,0,0,0,0,1.54,null,20,1.81,2.11,2.23,0,0,0,0,0,0,0,0,2.29]
[21,1.4,1.44,1.51,0,0,0,0,0,0,0,0,1.39,null,21,1.43,1.5,1.56,0,0,0,0,0,0,0,0,1.68,null,21,1.98,2.2200000000000002,2.31,0,0,0,0,0,0,0,0,2.4700000000000002]
[22,1.5,1.55,1.56,0,0,0,0,0,0,0,0,1.45,null,22,1.61,1.62,1.65,0,0,0,0,0,0,0,0,1.84,null,22,2.12,2.39,2.38,0,0,0,0,0,0,0,0,2.5499999999999998]
[23,1.6,1.64,1.6,0,0,0,0,0,0,0,0,1.52,null,23,1.69,1.72,1.71,0,0,0,0,0,0,0,0,1.97,null,23,2.2000000000000002,2.5099999999999998,2.4700000000000002,0,0,0,0,0,0,0,0,2.66]
["合計",{"$f":"SUM(B93:B116)","v":100.00000000000001},100,99.999999999999986,0,0,0,0,0,0,0,0,100.00000000000001,null,"合計",{"$f":"SUM(P93:P116)","v":100},100,100,0,0,0,0,0,0,0,0,100.00000000000003,null,"合計",{"$f":"SUM(AD93:AD116)","v":100},99.999999999999986,100,0,0,0,0,0,0,0,0,100]
[]
[]
["時刻別需要パターン（給湯）"]
[null,"1月","2月","3月","4月","5月","6月","7月","8月","9月","10月","11月","12月",null,null,"1月","2月","3月","4月","5月","6月","7月","8月","9月","10月","11月","12月",null,null,"1月","2月","3月","4月","5月","6月","7月","8月","9月","10月","11月","12月"]
[null,"平日","平日","平日","平日","平日","平日","平日","平日","平日","平日","平日","平日",null,null,"土曜","土曜","土曜","土曜","土曜","土曜","土曜","土曜","土曜","土曜","土曜","土曜",null,null,"休日","休日","休日","休日","休日","休日","休日","休日","休日","休日","休日","休日"]
[0,1.19,1.23,1.23,1.27,1.17,1.22,1.31,1.34,1.24,1.24,1.1299999999999999,1.2,null,0,1.26,1.49,1.1299999999999999,1.61,1.6,1.6,1.76,1.49,1.8,1.57,1.34,1.44,null,0,1.76,1.44,1.46,1.39,1.39,1.38,1.32,1.49,1.5,1.5,1.25,1.43]
[1,1.17,1.1399999999999999,1.19,1.19,1.25,1.21,1.33,1.25,1.22,1.24,1.1599999999999999,1.17,null,1,1.4,1.36,1.51,1.46,1.46,1.56,1.4,1.42,1.51,1.42,1.71,1.31,null,1,1.39,1.4,1.33,1.43,1.4,1.53,1.48,1.35,1.52,1.37,1.36,1.37]
[2,1.1299999999999999,1.1599999999999999,1.1499999999999999,1.19,1.23,1.22,1.33,1.3,1.25,1.24,1.18,1.1499999999999999,null,2,1.4,1.36,1.62,1.46,1.45,1.55,1.59,1.42,1.63,1.42,1.46,1.31,null,2,1.41,1.4,1.33,1.42,1.39,1.67,1.56,1.41,1.51,1.37,1.36,1.43]
[3,1.35,1.42,1.46,1.45,1.5,1.54,1.45,1.6,1.45,1.48,1.42,1.51,null,3,1.44,1.65,1.54,1.6,1.57,1.68,1.85,1.55,1.92,1.57,1.76,1.78,null,3,1.53,2.04,1.45,1.81,1.75,1.68,2,1.54,1.65,1.59,1.72,1.64]
[4,1.31,1.34,1.3,1.34,1.36,1.37,1.47,1.41,1.41,1.38,1.29,1.34,null,4,1.67,1.67,1.55,1.64,1.62,1.73,1.76,1.57,1.81,1.58,1.63,1.57,null,4,1.55,1.55,1.58,1.58,1.55,1.69,1.62,1.57,1.68,1.52,1.52,1.52]
[5,1.53,1.45,1.49,1.51,1.49,1.48,1.5,1.61,1.53,1.47,1.37,1.4,null,5,1.68,1.71,1.79,2.0499999999999998,1.9,2.15,1.9,1.67,2,1.58,1.91,1.47,null,5,1.62,1.57,1.9,1.77,1.62,1.85,1.83,1.64,1.68,1.61,1.78,1.83]
[6,1.44,1.59,1.53,1.57,1.63,1.53,1.7,1.69,1.64,1.64,1.62,1.6,null,6,1.69,1.83,1.96,1.9,1.88,2.0299999999999998,2.14,1.89,2.14,2,2.0699999999999998,1.7,null,6,1.68,2.2599999999999998,1.61,1.9,1.92,1.83,1.95,1.85,2.0099999999999998,1.93,1.82,1.89]
[7,1.91,1.9,1.92,1.88,1.88,1.96,1.99,1.78,1.86,1.91,1.76,1.83,null,7,2.2999999999999998,2.17,2.4300000000000002,2.4,2.19,2.19,2.36,2.04,2.11,2.15,2.2400000000000002,2.13,null,7,2.17,1.97,2.3199999999999998,2.2599999999999998,2.0699999999999998,2.2999999999999998,2.36,2.1800000000000002,2.38,2.0699999999999998,2.1800000000000002,2.14]
[8,3.09,3.03,3.11,3.07,2.99,2.92,3.1,3.2,3.04,3.17,2.96,3.1,null,8,3.52,3.73,3.29,3.41,3.54,3.81,3.82,3.35,4.43,3.68,3.86,3.58,null,8,3.56,3.83,3.69,3.66,3.71,3.91,3.61,3.19,3.44,3.53,3.64,3.66]
[9,6.92,7.08,6.99,6.91,7,6.92,6.77,6.64,6.85,6.88,7.07,7.06,null,9,5.64,5.43,5.27,5.49,4.82,4.99,4.96,5.77,4.47,5.01,5.22,5.31,null,9,5.73,5.3,5.52,4.91,6.15,5.26,5.21,6.14,5.42,5.28,5.68,5.22]
[10,5.61,5.59,5.55,5.47,5.63,5.52,5.57,5.59,5.44,5.51,5.57,5.47,null,10,5.14,4.6399999999999997,4.72,4.8600000000000003,5.03,5.09,5.03,5.36,5.24,4.9800000000000004,5,5.59,null,10,5.34,4.6500000000000004,5.01,4.9000000000000004,5.03,4.59,5.13,5.23,5.05,5.08,5.25,4.8499999999999996]
[11,6.53,6.29,6.31,6.34,6.16,6.42,6.1,6.14,6.33,6.26,6.3,6.3,null,11,6.34,6.2,6.74,6.45,6.36,5.94,6.02,6.11,5.82,6.33,6.34,6.36,null,11,6.08,6.68,6.18,6.42,6.24,6.23,6.3,6.07,5.98,6.21,6.19,6.28]
[12,8.7899999999999991,9.1,9.06,9.07,9.02,8.82,8.84,8.8800000000000008,8.92,8.99,9.2200000000000006,9.18,null,12,9,9.1300000000000008,8.94,8.4,8.68,8.83,8.75,8.8800000000000008,8.76,8.61,8.52,8.9499999999999993,null,12,8.98,8.56,8.64,8.7799999999999994,8.61,8.56,8.3800000000000008,8.69,8.82,8.89,9.3000000000000007,8.93]
[13,8.77,8.65,8.66,8.5500000000000007,8.43,8.67,8.5,8.5500000000000007,8.4,8.48,8.67,8.64,null,13,8.82,9.4700000000000006,9.25,9.01,9.34,9.19,8.74,8.49,8.8699999999999992,9.2799999999999994,9.3800000000000008,9.1999999999999993,null,13,8.8000000000000007,9.32,9.3699999999999992,9.5299999999999994,8.98,9.27,8.93,8.99,9.02,9.2100000000000009,8.4499999999999993,9.26]
[14,8.23,8.1,8.06,8.18,8.2100000000000009,8.06,7.86,7.85,8.15,8.1,8.18,8.14,null,14,8.69,8.2100000000000009,8.57,8.59,8.93,8.15,8.27,8.61,8.0500000000000007,8.82,8.09,7.97,null,14,8.5399999999999991,8.75,8.5500000000000007,8.36,8.06,8.5,8.4,7.92,8.59,8.4499999999999993,8.31,8.66]
[15,7.48,7.37,7.49,7.35,7.39,7.25,7.56,7.2,7.41,7.38,7.38,7.48,null,15,7.82,8.35,7.75,7.74,7.45,7.89,7.73,7.32,7.85,7.97,7.86,7.76,null,15,7.55,7.62,7.92,7.39,7.68,7.92,7.71,7.57,7.34,7.81,7.9,7.92]
[16,7.23,7.31,7.3,7.25,7.19,7.29,7.04,7.22,7.13,7.08,7.21,7.07,null,16,6.49,6.18,6.56,6.52,6.46,6,6.16,6.54,6.18,6.12,6.38,6.71,null,16,6.79,6.19,6.54,6.6,6.38,6.05,6.71,6.84,6.77,6.57,6.56,6.45]
[17,6.38,6.26,6.31,6.34,6.42,6.32,6.24,6.32,6.4,6.25,6.41,6.36,null,17,5.27,4.71,4.7699999999999996,4.9400000000000004,4.6399999999999997,4.93,5.13,5.7,4.83,4.84,4.83,5.3,null,17,5.34,5.0999999999999996,5.31,5.01,5.74,4.95,4.6500000000000004,5.58,4.83,5.23,5.53,4.92]
[18,5.26,5.13,5.15,5.24,4.93,5.21,5.2,5.3,5.1100000000000003,5.33,5.28,5.22,null,18,4.3600000000000003,4.34,4.4000000000000004,4.1100000000000003,4.7,4.3,3.89,4.68,3.92,4.4400000000000004,4.24,4.66,null,18,4.63,4.17,4.38,4.32,4.9000000000000004,4.09,4.5199999999999996,4.8600000000000003,4.57,4.3499999999999996,4.54,4.16]
[19,4.9400000000000004,5.17,5.0599999999999996,5.18,5.22,5.04,5.0199999999999996,4.8600000000000003,5.2,5.07,5.0999999999999996,5.21,null,19,4.95,5.08,4.5599999999999996,4.68,4.8499999999999996,4.8899999999999997,5.26,4.8899999999999997,4.7699999999999996,4.8,4.59,4.71,null,19,4.7699999999999996,4.66,4.82,4.91,4.87,4.93,4.8899999999999997,5.19,4.84,5.05,4.83,4.96]
[20,4.7300000000000004,4.62,4.63,4.3,4.6100000000000003,4.6399999999999997,4.62,4.7300000000000004,4.51,4.51,4.54,4.43,null,20,5.0999999999999996,5.0199999999999996,5.52,5.66,5.09,5.15,4.71,4.87,5.3,5.57,5.56,5.51,null,20,5.29,5.46,5.17,5.12,4.9400000000000004,5.19,5.0999999999999996,4.54,5.01,5.0599999999999996,5.37,5.2]
[21,2.2599999999999998,2.34,2.2999999999999998,2.67,2.46,2.5499999999999998,2.6,2.5499999999999998,2.62,2.56,2.4,2.48,null,21,2.92,3.16,2.64,2.7,3.04,2.87,3.23,3.1,3.18,2.92,2.82,2.34,null,21,2.54,2.85,2.77,3.24,2.4500000000000002,3.29,3.09,2.94,3.04,2.89,2.41,2.91]
[22,1.5,1.44,1.53,1.44,1.53,1.54,1.57,1.6,1.56,1.56,1.51,1.45,null,22,1.72,1.67,2.0299999999999998,1.8,1.97,1.89,1.91,1.77,1.77,1.8,1.72,1.94,null,22,1.62,1.79,1.65,1.77,1.68,1.86,1.79,1.74,1.85,1.86,1.65,1.83]
[23,1.25,1.29,1.22,1.24,1.3,1.3,1.33,1.39,1.33,1.27,1.27,1.21,null,23,1.38,1.44,1.46,1.52,1.43,1.59,1.63,1.51,1.64,1.54,1.47,1.4,null,23,1.33,1.44,1.5,1.52,1.49,1.47,1.46,1.48,1.5,1.57,1.4,1.54]
["合計",{"$f":"SUM(B123:B146)","v":100.00000000000001},100.00000000000001,100,99.999999999999986,99.999999999999986,100,99.999999999999986,99.999999999999986,100.00000000000001,100,100,99.999999999999986,null,"合計",{"$f":"SUM(P123:P146)","v":99.999999999999986},100,100,99.999999999999986,100,100.00000000000001,100,100.00000000000001,100,100.00000000000001,99.999999999999986,100,null,"合計",{"$f":"SUM(AD123:AD146)","v":100.00000000000001},99.999999999999986,100,99.999999999999986,100.00000000000001,100,99.999999999999986,100,100,100,100.00000000000003,100]
[]
[]
[]
["ホテル"]
[null,null,"設備所要容量",null,null,"年間需要"]
["電力需要",null,31,"W/㎡",null,183,"kWh/㎡"]
["熱需要","冷房",472,"kJ/（㎡・h）",null,366,"MJ/㎡"]
[null,"暖房",369,"kJ/（㎡・h）",null,200,"MJ/㎡"]
[null,"給湯",300,"kJ/（㎡・h）",null,420,"MJ/㎡"]
[]
[]
["月別需要パターン"]
[]
[null,null,"1月","2月","3月","4月","5月","6月","7月","8月","9月","10月","11月","12月","計"]
["電力","平日",5.17,5.17,5.67,5.21,5.53,6.36,6.02,6.97,5.94,5.88,5.17,5.42,{"$f":"SUM(C162:N162)","v":68.509999999999991}]
[null,"土曜",1.02,0.77,1.02,1.06,1.1000000000000001,1.1299999999999999,1.47,1.19,1.2,1.07,1.03,1.02,{"$f":"SUM(C163:N163)","v":13.079999999999998}]
[null,"休日",1.8,1.28,1.27,1.59,1.88,1.1299999999999999,1.79,1.19,1.79,1.61,1.55,1.53,{"$f":"SUM(C164:N164)","v":18.41}]
["計",null,{"$f":"SUM(C162:C164)","v":7.9899999999999993},7.22,7.9599999999999991,7.8599999999999994,8.5100000000000016,8.620000000000001,9.2799999999999994,9.35,8.93,8.56,7.75,7.97,99.999999999999986]
["冷房","平日",0,0,0,2.27,5.25,7.57,15.21,21.48,11.1,5.73,1.79,0,{"$f":"SUM(C166:N166)","v":70.400000000000006}]
[null,"土曜",0,0,0,0.5,0.97,1.54,3.39,2.67,2.96,0.76,0.5,0,{"$f":"SUM(C167:N167)","v":13.290000000000001}]
[null,"休日",0,0,0,0.87,1.26,1.44,4.4400000000000004,2.69,3.79,1.17,0.65,0,{"$f":"SUM(C168:N168)","v":16.309999999999999}]
["計",null,{"$f":"SUM(C166:C168)","v":0},0,0,3.64,7.4799999999999995,10.549999999999999,23.040000000000003,26.84,17.849999999999998,7.66,2.94,0,100.00000000000001]
["暖房","平日",18.579999999999998,17.8,14.34,0,0,0,0,0,0,0,0,15.51,{"$f":"SUM(C170:N170)","v":66.23}]
[null,"土曜",3.7,2.96,2.73,0,0,0,0,0,0,0,0,2.68,{"$f":"SUM(C171:N171)","v":12.07}]
[null,"休日",9.66,4.1100000000000003,3.38,0,0,0,0,0,0,0,0,4.55,{"$f":"SUM(C172:N172)","v":21.7}]
["計",null,{"$f":"SUM(C170:C172)","v":31.939999999999998},24.87,20.45,0,0,0,0,0,0,0,0,22.740000000000002,100.00000000000001]
["給湯","平日",7.43,7.26,7.49,5.8,4.87,4.9400000000000004,3.62,3.92,4.04,5.08,6.18,7.28,{"$f":"SUM(C174:N174)","v":67.91}]
[null,"土曜",1.47,1.1200000000000001,1.37,1.1399999999999999,0.98,0.89,0.99,0.8,0.77,1.04,1.24,1.32,{"$f":"SUM(C175:N175)","v":13.13}]
[null,"休日",2.54,1.8,1.74,1.66,1.79,0.89,1.1299999999999999,0.78,1.2,1.58,1.79,2.06,{"$f":"SUM(C176:N176)","v":18.959999999999997}]
["計",null,{"$f":"SUM(C174:C176)","v":11.440000000000001},10.18,10.6,8.6,7.64,6.72,5.74,5.5,6.0100000000000007,7.7,9.2100000000000009,10.66,99.999999999999986]
[]
[]
["時刻別需要パターン（電力）"]
[null,"1月","2月","3月","4月","5月","6月","7月","8月","9月","10月","11月","12月",null,null,"1月","2月","3月","4月","5月","6月","7月","8月","9月","10月","11月","12月",null,null,"1月","2月","3月","4月","5月","6月","7月","8月","9月","10月","11月","12月"]
[null,"平日","平日","平日","平日","平日","平日","平日","平日","平日","平日","平日","平日",null,null,"土曜","土曜","土曜","土曜","土曜","土曜","土曜","土曜","土曜","土曜","土曜","土曜",null,null,"休日","休日","休日","休日","休日","休日","休日","休日","休日","休日","休日","休日"]
[0,3.03,3.03,3.04,2.82,3.09,3.18,3.2,3.25,3.2,3.19,2.8,3.05,null,0,3.06,3.06,3.07,3.01,3.12,3.17,3.26,3.19,3.27,3.07,2.74,3.07,null,0,3.1,3.07,3.07,2.96,3.01,3.16,3.25,3.26,3.23,3.1,2.94,3.07]
[1,1.97,1.97,1.97,1.76,2.1,2.2200000000000002,2.2799999999999998,2.35,2.27,2.16,1.72,2,null,1,1.98,1.99,1.99,2.04,2.06,2.17,2.33,2.2599999999999998,2.36,2.0499999999999998,1.67,1.99,null,1,2.04,1.99,1.99,1.92,1.92,2.11,2.3199999999999998,2.3199999999999998,2.31,1.99,1.84,1.99]
[2,1.87,1.87,1.88,1.67,2,2.1,2.2000000000000002,2.2599999999999998,2.16,2.0299999999999998,1.6,1.9,null,2,1.89,1.89,1.89,1.94,1.89,1.99,2.2400000000000002,2.17,2.27,1.95,1.57,1.89,null,2,1.95,1.89,1.9,1.83,1.82,2,2.2400000000000002,2.2400000000000002,2.23,1.88,1.67,1.9]
[3,1.87,1.87,1.88,1.61,1.95,2.1,2.2000000000000002,2.2599999999999998,2.15,1.97,1.59,1.88,null,3,1.88,1.89,1.89,1.94,2.02,1.96,2.2400000000000002,2.17,2.27,1.95,1.57,1.89,null,3,1.94,1.89,1.89,1.82,1.82,2,2.23,2.2400000000000002,2.2200000000000002,1.77,1.66,1.89]
[4,1.87,1.87,1.87,1.61,1.96,2.08,2.2200000000000002,2.2599999999999998,2.13,1.95,1.59,1.87,null,4,1.88,1.89,1.89,1.87,2.02,1.96,2.2400000000000002,2.17,2.27,1.95,1.57,1.89,null,4,1.92,1.89,1.89,1.82,1.82,2,2.23,2.2400000000000002,2.2200000000000002,1.71,1.57,1.89]
[5,1.87,1.87,1.88,1.58,1.96,2.08,2.2200000000000002,2.2599999999999998,2.13,1.91,1.56,1.87,null,5,1.89,1.89,1.89,1.84,1.96,1.99,2.2400000000000002,2.17,2.27,1.87,1.57,1.89,null,5,1.9,1.89,1.89,1.83,1.82,2,2.2400000000000002,2.2000000000000002,2.2200000000000002,1.71,1.56,1.9]
[6,3.09,3.09,3.09,2.85,3.12,3.18,3.26,3.3,3.18,3.07,2.77,3.09,null,6,3.11,3.12,3.13,3.03,3.16,3.24,3.31,3.23,3.32,3.09,2.79,3.12,null,6,3.12,3.12,3.12,3.01,3.12,3.11,3.29,3.24,3.28,2.96,2.8,3.13]
[7,4.0199999999999996,4.01,3.99,3.67,3.83,3.89,3.9,3.88,3.85,3.91,3.62,3.99,null,7,3.98,3.98,3.95,3.67,3.92,3.88,3.89,3.82,3.89,3.84,3.58,3.94,null,7,3.97,3.98,3.96,3.74,3.91,3.74,3.85,3.82,3.85,3.74,3.65,3.94]
[8,4.3600000000000003,4.3499999999999996,4.3600000000000003,4.1399999999999997,4.2,4.24,4.24,4.22,4.21,4.3099999999999996,4.08,4.3600000000000003,null,8,4.33,4.33,4.34,4.0999999999999996,4.34,4.22,4.22,4.1500000000000004,4.22,4.28,3.99,4.34,null,8,4.32,4.33,4.32,4.0999999999999996,4.3600000000000003,4.2,4.18,4.18,4.18,4.1500000000000004,4.12,4.33]
[9,5.69,5.7,5.66,5.55,5.46,5.46,5.42,5.43,5.41,5.52,5.53,5.68,null,9,5.69,5.68,5.67,5.69,5.6,5.46,5.41,5.38,5.41,5.62,5.56,5.66,null,9,5.71,5.67,5.67,5.5,5.59,5.48,5.38,5.38,5.37,5.5,5.49,5.67]
[10,5.6,5.59,5.59,5.65,5.53,5.41,5.37,5.34,5.39,5.46,5.64,5.58,null,10,5.58,5.58,5.57,5.64,5.51,5.51,5.36,5.4,5.34,5.58,5.61,5.57,null,10,5.57,5.57,5.57,5.57,5.57,5.43,5.31,5.39,5.36,5.56,5.56,5.57]
[11,5.56,5.56,5.55,5.79,5.55,5.43,5.37,5.34,5.41,5.46,5.86,5.55,null,11,5.55,5.54,5.54,5.68,5.48,5.55,5.33,5.4,5.32,5.52,5.85,5.54,null,11,5.53,5.54,5.54,5.66,5.58,5.52,5.3,5.38,5.35,5.62,5.77,5.54]
[12,5.54,5.54,5.54,5.85,5.56,5.43,5.37,5.32,5.4,5.47,5.9,5.53,null,12,5.53,5.52,5.52,5.66,5.46,5.53,5.33,5.4,5.31,5.51,5.85,5.52,null,12,5.5,5.52,5.52,5.68,5.51,5.51,5.35,5.37,5.34,5.61,5.82,5.52]
[13,5.44,5.44,5.44,5.76,5.48,5.37,5.33,5.31,5.36,5.41,5.81,5.44,null,13,5.42,5.42,5.42,5.57,5.4,5.46,5.28,5.35,5.27,5.44,5.74,5.43,null,13,5.41,5.42,5.42,5.62,5.45,5.55,5.31,5.33,5.3,5.52,5.73,5.42]
[14,5.43,5.43,5.44,5.74,5.47,5.37,5.33,5.29,5.37,5.42,5.8,5.43,null,14,5.42,5.41,5.42,5.55,5.4,5.37,5.28,5.34,5.27,5.44,5.74,5.43,null,14,5.4,5.42,5.42,5.62,5.44,5.45,5.31,5.34,5.29,5.52,5.71,5.42]
[15,5.33,5.33,5.33,5.62,5.36,5.27,5.22,5.19,5.27,5.32,5.69,5.33,null,15,5.31,5.31,5.31,5.45,5.3,5.28,5.18,5.25,5.17,5.33,5.61,5.32,null,15,5.3,5.31,5.31,5.51,5.34,5.35,5.21,5.23,5.2,5.42,5.59,5.31]
[16,5.2,5.2,5.21,5.48,5.22,5.16,5.1100000000000003,5.08,5.15,5.21,5.56,5.2,null,16,5.18,5.18,5.18,5.32,5.18,5.16,5.07,5.13,5.0599999999999996,5.21,5.48,5.19,null,16,5.17,5.18,5.18,5.36,5.22,5.17,5.0999999999999996,5.12,5.09,5.3,5.46,5.18]
[17,5.39,5.39,5.4,5.66,5.4,5.31,5.27,5.22,5.29,5.37,5.74,5.39,null,17,5.38,5.37,5.38,5.51,5.35,5.32,5.22,5.29,5.2,5.39,5.67,5.39,null,17,5.36,5.38,5.38,5.55,5.4,5.3,5.25,5.25,5.24,5.48,5.67,5.38]
[18,5.44,5.45,5.45,5.71,5.42,5.35,5.3,5.27,5.32,5.42,5.78,5.44,null,18,5.43,5.42,5.43,5.57,5.4,5.36,5.27,5.33,5.24,5.44,5.72,5.44,null,18,5.4,5.43,5.43,5.59,5.45,5.35,5.29,5.26,5.28,5.52,5.71,5.43]
[19,5.71,5.73,5.72,5.97,5.69,5.58,5.52,5.5,5.57,5.66,6.06,5.73,null,19,5.71,5.71,5.72,5.81,5.67,5.63,5.5,5.58,5.48,5.7,6,5.71,null,19,5.68,5.7,5.72,5.85,5.77,5.61,5.52,5.48,5.52,5.79,5.99,5.72]
[20,5.66,5.66,5.66,5.89,5.56,5.47,5.35,5.31,5.44,5.52,5.97,5.66,null,20,5.65,5.65,5.65,5.72,5.54,5.48,5.35,5.4,5.32,5.6,5.92,5.66,null,20,5.62,5.65,5.65,5.71,5.66,5.46,5.37,5.34,5.37,5.69,5.9,5.65]
[21,3.76,3.75,3.73,3.64,3.68,3.74,3.69,3.67,3.73,3.72,3.6,3.73,null,21,3.79,3.81,3.77,3.53,3.77,3.76,3.72,3.72,3.72,3.78,3.85,3.75,null,21,3.76,3.79,3.78,3.61,3.79,3.78,3.75,3.71,3.76,3.84,3.69,3.77]
[22,3.24,3.24,3.25,3.08,3.3,3.38,3.41,3.42,3.4,3.36,2.96,3.24,null,22,3.27,3.27,3.28,3.02,3.33,3.36,3.44,3.43,3.45,3.3,3.27,3.28,null,22,3.26,3.28,3.28,3.16,3.4,3.44,3.46,3.42,3.47,3.4,3.14,3.28]
[23,3.06,3.06,3.07,2.9,3.11,3.2,3.22,3.27,3.21,3.18,2.77,3.06,null,23,3.09,3.09,3.1,2.84,3.12,3.19,3.29,3.27,3.3,3.09,3.08,3.09,null,23,3.07,3.09,3.1,2.98,3.23,3.28,3.26,3.26,3.32,3.22,2.96,3.1]
["合計",{"$f":"SUM(B183:B206)","v":99.999999999999986},100,99.999999999999986,100,100,99.999999999999972,99.999999999999972,99.999999999999986,100,100,99.999999999999972,99.999999999999986,null,"合計",{"$f":"SUM(P183:P206)","v":100.00000000000001},100.00000000000001,100.00000000000001,100.00000000000001,100,100,100,100,100,99.999999999999986,100,100,null,"合計",{"$f":"SUM(AD183:AD206)","v":100},100.00000000000003,100,99.999999999999986,100.00000000000001,99.999999999999986,100.00000000000001,100.00000000000001,100,100,99.999999999999972,100.00000000000001]
[]
[]
["時刻別需要パターン（冷房）"]
[null,"1月","2月","3月","4月","5月","6月","7月","8月","9月","10月","11月","12月",null,null,"1月","2月","3月","4月","5月","6月","7月","8月","9月","10月","11月","12月",null,null,"1月","2月","3月","4月","5月","6月","7月","8月","9月","10月","11月","12月"]
[null,"平日","平日","平日","平日","平日","平日","平日","平日","平日","平日","平日","平日",null,null,"土曜","土曜","土曜","土曜","土曜","土曜","土曜","土曜","土曜","土曜","土曜","土曜",null,null,"休日","休日","休日","休日","休日","休日","休日","休日","休日","休日","休日","休日"]
[0,0,0,0,0.02,0.25,0.77,1.31,1.51,1.34,0.45,0.01,0,null,0,0,0,0,0.01,0.26,0.71,1.1499999999999999,1.19,1.06,0.06,0,0,null,0,0,0,0,0.04,0.35,0.71,1.32,1.38,1.25,0.71,0.06,0]
[1,0,0,0,0.01,0.13,0.42,0.8,0.96,0.79,0.22,0.01,0,null,1,0,0,0,0.01,0.17,0.41,0.74,0.74,0.63,0.04,0,0,null,1,0,0,0,0.05,0.15,0.34,0.9,0.8,0.73,0.33,0.04,0]
[2,0,0,0,0.01,0.09,0.24,0.56999999999999995,0.76,0.56999999999999995,0.13,0,0,null,2,0,0,0,0.01,0.11,0.28000000000000003,0.57999999999999996,0.52,0.44,0.03,0,0,null,2,0,0,0,7.0000000000000007E-2,0.11,0.16,0.65,0.56000000000000005,0.5,0.13,0.03,0]
[3,0,0,0,0.01,0.08,0.22,0.56000000000000005,0.7,0.55000000000000004,0.11,0,0,null,3,0,0,0,0.01,0.12,0.3,0.55000000000000004,0.52,0.4,0.02,0,0,null,3,0,0,0,7.0000000000000007E-2,0.1,0.15,0.65,0.52,0.48,0.1,0.02,0]
[4,0,0,0,0.01,7.0000000000000007E-2,0.21,0.52,0.67,0.53,0.1,0,0,null,4,0,0,0,0.04,0.13,0.26,0.52,0.51,0.34,0.02,0,0,null,4,0,0,0,0.08,0.09,0.13,0.57999999999999996,0.49,0.45,0.09,0,0]
[5,0,0,0,0,0.06,0.21,0.56999999999999995,0.7,0.5,0.09,0,0,null,5,0,0,0,0.92,0.14000000000000001,0.3,0.62,0.52,0.38,0.01,0,0,null,5,0,0,0,0.08,0.08,0.13,0.71,0.45,0.45,7.0000000000000007E-2,0,0]
[6,0,0,0,0.02,0.19,0.56000000000000005,1.54,1.79,1.26,0.22,0,0,null,6,0,0,0,0.9,0.24,0.79,1.46,1.32,1.1599999999999999,0.06,0,0,null,6,0,0,0,0.16,0.2,0.49,1.8,1.37,1.43,0.3,0,0]
[7,0,0,0,0.03,0.53,1.35,2.4900000000000002,2.57,2.15,0.61,0,0,null,7,0,0,0,0.08,0.54,1.24,2.27,2.04,1.94,0.1,0,0,null,7,0,0,0,0.18,0.25,1.2,2.68,2.19,2.19,0.68,0,0]
[8,0,0,0,0.08,1.78,2.73,3.73,3.93,3.56,1.5,0.01,0,null,8,0,0,0,0.09,1.36,2.42,3.54,3.26,3.41,0.53,0,0,null,8,0,0,0,0.45,0.65,2.93,3.74,3.48,3.59,1.54,0.02,0]
[9,0,0,0,1.59,5.0599999999999996,5.28,6.31,6.51,6.98,6.16,0.77,0,null,9,0,0,0,3.93,4.5199999999999996,5,6.04,6.01,7.17,6.78,0.96,0,null,9,0,0,0,4.07,4.25,5.69,6.1,6.14,6.5,5.82,0.74,0]
[10,0,0,0,7.34,7.93,7.04,6.96,6.87,7.15,7.32,5.85,0,null,10,0,0,0,9.43,6.92,7.04,6.92,7.08,7.27,8.89,4.24,0,null,10,0,0,0,6.7,7.56,8.33,6.9,6.91,7.35,8.5399999999999991,5.54,0]
[11,0,0,0,9.3000000000000007,9.5500000000000007,8.23,7.34,7.35,8.09,9.09,9.31,0,null,11,0,0,0,7.59,8.2100000000000009,8.1999999999999993,7.58,7.57,7.65,11.31,10.02,0,null,11,0,0,0,8.61,9.3800000000000008,9.17,7.27,7.29,7.77,8.77,10.25,0]
[12,0,0,0,10.61,10.14,9.0299999999999994,7.72,7.68,8.2100000000000009,10.18,11.59,0,null,12,0,0,0,9.74,9.44,9.32,8.07,7.8,8.4600000000000009,11.76,11.1,0,null,12,0,0,0,10.5,10.48,9.52,7.38,7.89,8.33,9.57,9.7799999999999994,0]
[13,0,0,0,10.86,10.09,9.08,7.83,7.77,8.06,10.58,11.14,0,null,13,0,0,0,10.130000000000001,10.29,9.1,8.0299999999999994,7.98,8.74,11.53,11.24,0,null,13,0,0,0,10.74,10.38,9.4,7.78,7.76,8.16,9.7200000000000006,11.67,0]
[14,0,0,0,10.58,9.59,8.69,7.64,7.51,7.65,10.050000000000001,11.04,0,null,14,0,0,0,9.6300000000000008,11.03,9.0299999999999994,7.79,7.76,8.6300000000000008,9.89,10.14,0,null,14,0,0,0,10.4,10.01,8.94,7.45,7.94,7.96,8.9700000000000006,10.69,0]
[15,0,0,0,9.91,8.7100000000000009,8.25,7.41,7.03,7.2,9.0299999999999994,9.68,0,null,15,0,0,0,9.5299999999999994,8.94,8.6199999999999992,7.36,7.42,7.6,8.65,9.98,0,null,15,0,0,0,9.14,9.1199999999999992,8.44,7.09,7.38,7.29,8.4600000000000009,9.94,0]
[16,0,0,0,8.9,8.0299999999999994,7.75,7.15,6.81,6.78,7.53,8.4700000000000006,0,null,16,0,0,0,8.69,8.58,8.07,7.03,7.07,6.7,7.07,8.42,0,null,16,0,0,0,8.6999999999999993,8.49,7.63,6.95,6.97,6.83,7.61,8.7799999999999994,0]
[17,0,0,0,8.23,7.38,7.37,6.95,6.54,6.47,6.81,8.06,0,null,17,0,0,0,7.68,8.0399999999999991,7.85,6.84,7.25,6.13,6.12,9.25,0,null,17,0,0,0,7.77,7.98,6.96,6.86,6.82,6.37,7.01,8.27,0]
[18,0,0,0,7.63,6.74,7.09,6.47,6.2,6.27,6.55,8.09,0,null,18,0,0,0,6.68,7.52,6.83,6.59,6.76,5.95,5.93,7.98,0,null,18,0,0,0,7.59,7.26,6.52,6.44,6.7,6.17,6.78,7.82,0]
[19,0,0,0,7.52,6.19,6.66,6.13,5.92,6.24,6.13,7.73,0,null,19,0,0,0,6.69,6.66,6.19,6.4,6.43,6.02,5.69,8.3000000000000007,0,null,19,0,0,0,7.46,6.67,5.86,6.21,6.46,6.2,6.69,8.18,0]
[20,0,0,0,6.74,5.13,5.09,4.93,4.87,4.91,4.99,7.58,0,null,20,0,0,0,7.01,4.97,4.9800000000000004,4.97,5.14,4.82,4.66,7.52,0,null,20,0,0,0,6.2,5.41,4.3899999999999997,4.97,5.26,5.09,5.68,7.34,0]
[21,0,0,0,0.56000000000000005,1.18,1.63,2.0699999999999998,2.1,1.97,1.08,0.66,0,null,21,0,0,0,1.1000000000000001,0.92,1.33,1.93,1.97,1.99,0.61,0.72,0,null,21,0,0,0,0.8,0.7,1.25,2.1800000000000002,2.06,1.95,1.21,0.76,0]
[22,0,0,0,0.02,0.68,1.1599999999999999,1.61,1.7,1.5,0.61,0,0,null,22,0,0,0,0.06,0.52,0.95,1.59,1.69,1.63,0.14000000000000001,0.06,0,null,22,0,0,0,0.08,0.19,0.91,1.82,1.71,1.56,0.7,0.04,0]
[23,0,0,0,0.02,0.42,0.94,1.39,1.55,1.27,0.46,0,0,null,23,0,0,0,0.04,0.37,0.78,1.43,1.45,1.48,0.1,7.0000000000000007E-2,0,null,23,0,0,0,0.06,0.14000000000000001,0.75,1.57,1.47,1.4,0.52,0.03,0]
["合計",{"$f":"SUM(B213:B236)","v":0},0,0,99.999999999999986,100,100,100,100,99.999999999999986,99.999999999999986,100,0,null,"合計",{"$f":"SUM(P213:P236)","v":0},0,0,100.00000000000003,99.999999999999986,100,100.00000000000003,100,100,100,100,0,null,"合計",{"$f":"SUM(AD213:AD236)","v":0},0,0,99.999999999999986,100.00000000000001,99.999999999999986,99.999999999999986,100,100.00000000000001,99.999999999999986,100,0]
[]
[]
["時刻別需要パターン（暖房）"]
[null,"1月","2月","3月","4月","5月","6月","7月","8月","9月","10月","11月","12月",null,null,"1月","2月","3月","4月","5月","6月","7月","8月","9月","10月","11月","12月",null,null,"1月","2月","3月","4月","5月","6月","7月","8月","9月","10月","11月","12月"]
[null,"平日","平日","平日","平日","平日","平日","平日","平日","平日","平日","平日","平日",null,null,"土曜","土曜","土曜","土曜","土曜","土曜","土曜","土曜","土曜","土曜","土曜","土曜",null,null,"休日","休日","休日","休日","休日","休日","休日","休日","休日","休日","休日","休日"]
[0,3.67,3.66,3.54,0,0,0,0,0,0,0,0,3.49,null,0,3.73,3.84,3.71,0,0,0,0,0,0,0,0,2.69,null,0,3.56,3.9,3.65,0,0,0,0,0,0,0,0,3.36]
[1,4.67,4.63,4.8099999999999996,0,0,0,0,0,0,0,0,5.07,null,1,4.6500000000000004,4.66,5,0,0,0,0,0,0,0,0,3.92,null,1,4.3099999999999996,4.95,4.96,0,0,0,0,0,0,0,0,4.67]
[2,5.04,5.0199999999999996,5.41,0,0,0,0,0,0,0,0,5.92,null,2,5.16,5.0599999999999996,5.53,0,0,0,0,0,0,0,0,4.5,null,2,5.0199999999999996,5.53,5.56,0,0,0,0,0,0,0,0,5.34]
[3,5.16,5.2,5.65,0,0,0,0,0,0,0,0,5.59,null,3,5.24,5.18,5.44,0,0,0,0,0,0,0,0,4.84,null,3,5.15,5.75,5.61,0,0,0,0,0,0,0,0,5.28]
[4,5.25,5.27,5.75,0,0,0,0,0,0,0,0,5.65,null,4,5.25,5.28,5.35,0,0,0,0,0,0,0,0,4.92,null,4,5.18,5.88,5.87,0,0,0,0,0,0,0,0,5.43]
[5,5.33,5.42,5.94,0,0,0,0,0,0,0,0,5.62,null,5,5.33,5.32,5.58,0,0,0,0,0,0,0,0,4.91,null,5,4.84,6.09,6.1,0,0,0,0,0,0,0,0,5.59]
[6,5.53,5.54,6.08,0,0,0,0,0,0,0,0,5.64,null,6,5.69,5.5,5.66,0,0,0,0,0,0,0,0,5.13,null,6,4.92,6.22,6.01,0,0,0,0,0,0,0,0,5.33]
[7,5.33,5.14,5.42,0,0,0,0,0,0,0,0,5.42,null,7,5.27,5.12,5.4,0,0,0,0,0,0,0,0,5.0599999999999996,null,7,4.7,5.5,5.3,0,0,0,0,0,0,0,0,5.29]
[8,5,4.67,5.08,0,0,0,0,0,0,0,0,5.07,null,8,4.76,4.84,5.0599999999999996,0,0,0,0,0,0,0,0,4.7300000000000004,null,8,4.71,5,4.76,0,0,0,0,0,0,0,0,5]
[9,6.3,6.38,5.32,0,0,0,0,0,0,0,0,6.08,null,9,6.44,7.19,6.88,0,0,0,0,0,0,0,0,5.97,null,9,6.91,5.64,4.87,0,0,0,0,0,0,0,0,5.93]
[10,5.86,6.06,5.13,0,0,0,0,0,0,0,0,5.68,null,10,5.72,6.29,5.71,0,0,0,0,0,0,0,0,5.7,null,10,6.08,5.39,5.0999999999999996,0,0,0,0,0,0,0,0,4.37]
[11,4.2,4.51,4.1399999999999997,0,0,0,0,0,0,0,0,4.3899999999999997,null,11,4.12,4.7,3.81,0,0,0,0,0,0,0,0,4.6900000000000004,null,11,4.95,3.36,4.0999999999999996,0,0,0,0,0,0,0,0,3.39]
[12,2.96,3.12,3.1,0,0,0,0,0,0,0,0,3.18,null,12,3.03,2.56,3.05,0,0,0,0,0,0,0,0,3.53,null,12,3.87,2.39,2.57,0,0,0,0,0,0,0,0,2.91]
[13,2.61,2.57,2.84,0,0,0,0,0,0,0,0,2.62,null,13,2.48,2.27,2.66,0,0,0,0,0,0,0,0,3.28,null,13,3.66,2.23,2.38,0,0,0,0,0,0,0,0,2.77]
[14,2.7,2.56,2.72,0,0,0,0,0,0,0,0,2.5499999999999998,null,14,2.57,2.4300000000000002,2.59,0,0,0,0,0,0,0,0,3.14,null,14,3.4,2.2799999999999998,2.61,0,0,0,0,0,0,0,0,2.8]
[15,2.93,2.85,2.93,0,0,0,0,0,0,0,0,2.78,null,15,2.87,2.73,2.54,0,0,0,0,0,0,0,0,3.36,null,15,3.5,2.5099999999999998,2.84,0,0,0,0,0,0,0,0,3.01]
[16,3.36,3.16,3,0,0,0,0,0,0,0,0,3.17,null,16,3.32,3.07,2.72,0,0,0,0,0,0,0,0,3.61,null,16,3.7,2.91,2.98,0,0,0,0,0,0,0,0,3.45]
[17,3.59,3.48,3.1,0,0,0,0,0,0,0,0,3.29,null,17,3.44,3.27,2.95,0,0,0,0,0,0,0,0,3.78,null,17,3.71,3.18,3.24,0,0,0,0,0,0,0,0,3.76]
[18,3.67,3.64,3.39,0,0,0,0,0,0,0,0,3.35,null,18,3.58,3.48,3.24,0,0,0,0,0,0,0,0,3.82,null,18,3.43,3.55,3.56,0,0,0,0,0,0,0,0,3.9]
[19,3.78,3.84,3.55,0,0,0,0,0,0,0,0,3.39,null,19,3.6,3.67,3.78,0,0,0,0,0,0,0,0,3.91,null,19,3.49,3.8,3.76,0,0,0,0,0,0,0,0,3.92]
[20,3.67,3.74,3.82,0,0,0,0,0,0,0,0,3.56,null,20,3.73,3.87,3.77,0,0,0,0,0,0,0,0,4.1100000000000003,null,20,3.31,3.95,4.03,0,0,0,0,0,0,0,0,4.1399999999999997]
[21,3.03,3.11,3.07,0,0,0,0,0,0,0,0,2.78,null,21,3.29,3.2,3.07,0,0,0,0,0,0,0,0,3.32,null,21,2.52,3.27,3.31,0,0,0,0,0,0,0,0,3.36]
[22,3.05,3.09,3,0,0,0,0,0,0,0,0,2.73,null,22,3.22,3.16,3.14,0,0,0,0,0,0,0,0,3.32,null,22,2.46,3.24,3.31,0,0,0,0,0,0,0,0,3.37]
[23,3.31,3.34,3.21,0,0,0,0,0,0,0,0,2.98,null,23,3.51,3.31,3.36,0,0,0,0,0,0,0,0,3.76,null,23,2.62,3.48,3.52,0,0,0,0,0,0,0,0,3.63]
["合計",{"$f":"SUM(B243:B266)","v":100.00000000000001},100,99.999999999999986,0,0,0,0,0,0,0,0,100.00000000000001,null,"合計",{"$f":"SUM(P243:P266)","v":99.999999999999986},100,100,0,0,0,0,0,0,0,0,99.999999999999986,null,"合計",{"$f":"SUM(AD243:AD266)","v":100},100,100,0,0,0,0,0,0,0,0,100.00000000000001]
[]
[]
["時刻別需要パターン（給湯）"]
[null,"1月","2月","3月","4月","5月","6月","7月","8月","9月","10月","11月","12月",null,null,"1月","2月","3月","4月","5月","6月","7月","8月","9月","10月","11月","12月",null,null,"1月","2月","3月","4月","5月","6月","7月","8月","9月","10月","11月","12月"]
[null,"平日","平日","平日","平日","平日","平日","平日","平日","平日","平日","平日","平日",null,null,"土曜","土曜","土曜","土曜","土曜","土曜","土曜","土曜","土曜","土曜","土曜","土曜",null,null,"休日","休日","休日","休日","休日","休日","休日","休日","休日","休日","休日","休日"]
[0,2.54,2.57,2.61,2.6,2.61,2.42,2.41,2.96,2.72,2.64,2.37,2.5299999999999998,null,0,2.48,2.46,2.5299999999999998,2.73,2.41,2.23,1.91,2.73,2.4900000000000002,2.33,2.69,2.57,null,0,2.67,2.5,2.4900000000000002,2.65,2.85,2.96,2.36,2.82,2.56,2.71,2.67,2.65]
[1,1.82,1.81,1.82,1.82,1.85,1.9,1.86,1.61,1.84,1.77,1.69,1.73,null,1,1.86,1.7,2.0699999999999998,2.2200000000000002,1.7,1.81,2.56,1.88,2.25,1.66,2.19,2.09,null,1,1.82,1.66,2.0499999999999998,1.63,1.84,2.12,2.16,1.64,2.11,2.1800000000000002,1.82,1.46]
[2,1.58,1.59,1.68,1.62,1.72,1.64,1.68,1.82,1.58,1.76,1.76,1.75,null,2,1.71,1.88,1.21,1.3,1.55,2.0099999999999998,1.43,1.47,1.54,1.78,1.29,1.44,null,2,1.81,1.74,1.1399999999999999,1.52,1.71,1.34,1.37,1.79,1.69,1.38,1.54,1.64]
[3,1.08,1.1599999999999999,1.03,1.17,1.04,1.17,1.2,1.06,1.05,1.0900000000000001,0.95,1.04,null,3,1.05,0.87,1.55,1.21,0.98,1.02,1.31,1.23,1.1299999999999999,0.93,1.42,1.1399999999999999,null,3,0.9,0.91,0.92,1.0900000000000001,1.01,1.3,1.1100000000000001,1.07,1.24,0.94,0.97,0.9]
[4,0.88,0.84,0.89,0.92,0.93,0.93,0.93,0.99,0.93,0.89,0.93,0.89,null,4,0.79,0.79,0.79,1.06,0.87,0.92,0.96,0.92,1,1.04,1.03,1,null,4,0.91,1.1399999999999999,1.45,0.84,1.1499999999999999,0.9,1.1499999999999999,1.0900000000000001,0.92,0.84,1.01,1.02]
[5,1.35,1.35,1.35,1.1200000000000001,1.44,1.21,1.39,1.42,1.51,1.42,1.26,1.4,null,5,1.47,1.6,1.04,1.08,1.54,1.17,1.36,1.41,1.49,0.86,1.1100000000000001,1.23,null,5,1.54,1.17,0.99,1.57,1.32,1.38,1.62,1.22,1.28,1.27,1.58,1.27]
[6,3.22,3.35,3.32,3.22,2.97,3.23,3.06,3.04,2.91,3.11,3.13,3.23,null,6,3.25,2.99,3.28,3.17,3.28,3.14,3.4,2.96,3.42,3.13,3.19,3.34,null,6,3.04,3.45,2.99,3.03,3.22,3.15,3.14,3.38,2.79,3.14,3.25,3.13]
[7,6.6,6.36,6.39,6.6,6.44,6.31,6.62,6.47,6.5,6.66,6.31,6.42,null,7,6.43,6.42,6.34,6.78,6.24,6.71,6.75,6.44,6.85,6.11,7.01,6.09,null,7,6.8,6.54,6.71,6.03,6.86,6.28,6.55,6.44,6.79,6.35,6.32,6.53]
[8,5.25,5.47,5.45,5.34,5.4,5.36,5.57,5.47,5.38,5.48,5.27,5.38,null,8,4.84,5.48,5.41,5.09,5.13,6.27,5.67,4.97,5.92,5.64,5.41,5.7,null,8,5.3,5.39,5.61,5.71,5.6,5.76,5.36,5.44,5.48,4.67,6.02,5.0999999999999996]
[9,4.51,4.5599999999999996,4.49,4.4400000000000004,4.71,4.4000000000000004,4.33,4.21,4.63,4.49,4.4800000000000004,4.55,null,9,5.13,4.18,4.2699999999999996,4.78,4.59,4.5,4.18,4.68,4.6500000000000004,4.54,4.4000000000000004,4.28,null,9,4.5,4.46,4.25,4.2699999999999996,4.4400000000000004,4.07,4.5999999999999996,4.1900000000000004,4.47,4.51,4.42,4.41]
[10,4.03,4.04,4.1500000000000004,4.16,4.04,4.1900000000000004,4.1500000000000004,4.3899999999999997,3.79,4.1100000000000003,4.05,4.09,null,10,4.1500000000000004,4.29,4.29,4.16,3.75,3.79,4.34,4.3899999999999997,3.66,4.01,4.05,4.0199999999999996,null,10,3.92,4.1500000000000004,3.97,4.01,4.26,4.1399999999999997,3.82,4.66,3.96,4.28,4.0999999999999996,4.34]
[11,3.89,3.96,3.95,3.95,3.85,4.16,3.95,3.82,4.0199999999999996,3.79,3.92,4.0599999999999996,null,11,3.85,3.84,3.92,3.76,4.28,3.72,3.79,3.68,4.54,3.92,3.96,3.94,null,11,3.84,4.08,3.9,3.95,3.66,4.0599999999999996,4.18,3.2,4.3099999999999996,4.03,3.65,4.0999999999999996]
[12,4.1100000000000003,4.0999999999999996,4.1399999999999997,4.1100000000000003,4.18,4.13,4.1100000000000003,4.04,4.16,4.12,4.49,4.09,null,12,3.83,4.5599999999999996,4.4800000000000004,4.3499999999999996,4.26,4.33,4.26,4.32,3.53,4.21,4.24,4.22,null,12,4.38,3.81,4.34,4.34,4.13,4.3499999999999996,3.94,4.53,3.81,4.18,3.99,4.05]
[13,4.16,3.9,3.77,3.96,3.93,3.87,3.89,3.83,3.92,3.98,3.85,3.76,null,13,4.07,3.6,3.95,3.83,3.72,3.84,3.79,3.65,3.94,4,3.72,3.71,null,13,3.89,4.05,3.89,3.94,3.93,3.81,3.97,3.98,3.87,3.97,3.99,3.85]
[14,3.62,3.57,3.59,3.61,3.56,3.52,3.6,3.7,3.74,3.64,3.59,3.62,null,14,3.58,3.57,3.39,3.21,3.41,3.44,3.41,3.6,3.29,3.96,3.68,3.67,null,14,3.71,3.57,3.62,3.65,3.73,3.14,3.37,3.32,3.78,3.74,3.55,3.65]
[15,2.67,2.87,3.01,2.99,3.05,3.03,2.8,2.76,2.77,2.82,2.89,3.07,null,15,3.04,3.11,2.97,3.4,3.27,2.72,3.12,2.84,2.84,2.62,2.74,2.99,null,15,2.79,3.03,2.83,2.77,2.74,2.74,2.96,2.88,2.86,3.23,2.89,3.08]
[16,2.2999999999999998,2.31,2.25,2.2200000000000002,2.2200000000000002,2.2400000000000002,2.56,2.5,2.35,2.2799999999999998,2.36,2.2200000000000002,null,16,2.2599999999999998,2.25,2.2999999999999998,2.12,1.93,2.31,2.12,2.48,2.66,2.48,2.0499999999999998,2.31,null,16,2.25,2.25,2.5,2.4300000000000002,2.2799999999999998,2.59,2.52,2.2999999999999998,2.02,1.88,2.17,2.29]
[17,3.81,3.74,3.83,3.73,3.74,3.63,3.46,3.49,3.67,3.74,3.69,3.78,null,17,3.7,3.82,4.1100000000000003,3.67,3.84,3.9,3.61,3.9,3.5,3.84,3.82,4.1399999999999997,null,17,3.75,3.46,3.75,3.73,3.45,3.93,3.49,3.76,3.86,3.82,4.01,3.54]
[18,4.43,4.43,4.37,4.41,4.42,4.5999999999999996,4.47,4.53,4.37,4.55,4.49,4.3099999999999996,null,18,4.5999999999999996,4.82,4.0599999999999996,4.5,4.7699999999999996,4.1900000000000004,4.71,4.1900000000000004,4.05,4.08,4.67,3.79,null,18,4.54,4.5999999999999996,4.4400000000000004,4.42,4.54,4.22,4.29,4.22,4.42,4.87,4.2300000000000004,4.76]
[19,3.78,3.85,3.73,3.9,3.87,3.57,4.07,3.75,4.12,3.68,3.86,3.84,null,19,3.68,3.66,3.75,3.9,3.81,4.2,3.56,3.93,3.7,4.08,3.78,3.78,null,19,3.81,3.67,3.72,3.97,3.67,4.22,4.26,4.22,3.88,3.44,3.85,3.6]
[20,7.35,7.09,7.26,7.24,7.23,7.56,7.04,7.23,7.01,7.22,7.25,7.24,null,20,7.27,6.78,7.56,6.67,7.02,7.18,7.04,7.51,7.44,7.27,6.76,7.63,null,20,6.93,7.25,7.39,6.98,7.46,6.85,6.82,7.41,7.2,7.53,7.02,7.29]
[21,11.3,11.51,11.4,11.55,11.49,11.55,11.44,11.35,11.54,11.45,11.75,11.35,null,21,11.62,11.91,11.32,11.81,11.89,11.1,11.44,11.3,11.29,11.98,11.14,11.4,null,21,11.54,11.57,11.51,11.88,10.8,11.52,11.52,11.25,10.95,11.59,11.42,11.36]
[22,9.31,9.26,8.99,9.01,9.16,9.09,9.1199999999999992,9.07,9.17,9.06,9.23,9.33,null,22,9.15,9.26,9.08,9.23,8.7100000000000009,9.7200000000000006,9.1199999999999992,9.42,8.6999999999999993,8.58,9.23,9.15,null,22,9.19,8.8699999999999992,9.02,9.07,9.2799999999999994,8.98,9.42,9.26,9.42,9.2200000000000006,9.1999999999999993,9.84]
[23,6.41,6.31,6.53,6.31,6.15,6.29,6.29,6.49,6.32,6.25,6.43,6.32,null,23,6.19,6.16,6.33,5.97,7.05,5.78,6.16,6.1,6.12,6.95,6.42,6.37,null,23,6.17,6.68,6.52,6.52,6.07,6.19,6.02,5.93,6.33,6.23,6.33,6.14]
["合計",{"$f":"SUM(B273:B296)","v":99.999999999999986},100.00000000000001,100.00000000000001,100.00000000000001,100,100.00000000000001,100.00000000000003,99.999999999999986,100.00000000000003,100,100,100,null,"合計",{"$f":"SUM(P273:P296)","v":100},100,100,100,99.999999999999986,99.999999999999972,100,100,100.00000000000001,100,100.00000000000001,100.00000000000001,null,"合計",{"$f":"SUM(AD273:AD296)","v":99.999999999999986},100,100,99.999999999999986,100,100,99.999999999999986,100,100.00000000000001,100.00000000000001,100,100]
[]
[]
[]
["事務所"]
[null,null,"設備所要容量",null,null,"年間需要"]
["電力需要",null,37,"W/㎡",null,115,"kWh/㎡"]
["熱需要","冷房",357,"kJ/（㎡・h）",null,295,"MJ/㎡"]
[null,"暖房",268,"kJ/（㎡・h）",null,56,"MJ/㎡"]
[null,"給湯",0,"kJ/（㎡・h）",null,0,"MJ/㎡"]
[]
[]
["月別需要パターン"]
[]
[null,null,"1月","2月","3月","4月","5月","6月","7月","8月","9月","10月","11月","12月","計"]
["電力","平日",6.54,6.53,7.13,6.86,7.49,8.26,8.19,9.66,7.85,7.79,6.69,6.83,{"$f":"SUM(C312:N312)","v":89.82}]
[null,"土曜",0.28999999999999998,0.18,0.24,0.34,0.39,0.4,0.55000000000000004,0.49,0.46,0.37,0.31,0.28000000000000003,{"$f":"SUM(C313:N313)","v":4.3}]
[null,"休日",0.5,0.3,0.3,0.52,0.62,0.39,0.67,0.51,0.68,0.56000000000000005,0.46,0.37,{"$f":"SUM(C314:N314)","v":5.8800000000000008}]
["計",null,{"$f":"SUM(C312:C314)","v":7.33},7.01,7.67,7.7200000000000006,8.5,9.0500000000000007,9.41,10.66,8.99,8.7200000000000006,7.46,7.48,99.999999999999986]
["冷房","平日",0,0,0,3.35,10.14,11.02,20.32,28.12,14.78,10.34,1.58,0,{"$f":"SUM(C316:N316)","v":99.65}]
[null,"土曜",0,0,0,0.01,0.01,0.02,0.03,0.03,0.03,0.01,0.01,0,{"$f":"SUM(C317:N317)","v":0.15000000000000002}]
[null,"休日",0,0,0,0.01,0.02,0.02,0.05,0.03,0.04,0.02,0.01,0,{"$f":"SUM(C318:N318)","v":0.2}]
["計",null,{"$f":"SUM(C316:C318)","v":0},0,0,3.3699999999999997,10.17,11.059999999999999,20.400000000000002,28.180000000000003,14.849999999999998,10.37,1.6,0,100.00000000000001]
["暖房","平日",34.159999999999997,26.11,18.559999999999999,0,0,0,0,0,0,0,0,20.8,{"$f":"SUM(C320:N320)","v":99.63}]
[null,"土曜",0.04,0.02,0.02,0,0,0,0,0,0,0,0,0.02,{"$f":"SUM(C321:N321)","v":0.1}]
[null,"休日",0.17,0.04,0.02,0,0,0,0,0,0,0,0,0.04,{"$f":"SUM(C322:N322)","v":0.27}]
["計",null,{"$f":"SUM(C320:C322)","v":34.369999999999997},26.169999999999998,18.599999999999998,0,0,0,0,0,0,0,0,20.86,99.999999999999986]
["給湯","平日",0,0,0,0,0,0,0,0,0,0,0,0,0]
[null,"土曜",0,0,0,0,0,0,0,0,0,0,0,0,0]
[null,"休日",0,0,0,0,0,0,0,0,0,0,0,0,0]
["計",null,0,0,0,0,0,0,0,0,0,0,0,0,0]
[]
[]
["時刻別需要パターン（電力）"]
[null,"1月","2月","3月","4月","5月","6月","7月","8月","9月","10月","11月","12月",null,null,"1月","2月","3月","4月","5月","6月","7月","8月","9月","10月","11月","12月",null,null,"1月","2月","3月","4月","5月","6月","7月","8月","9月","10月","11月","12月"]
[null,"平日","平日","平日","平日","平日","平日","平日","平日","平日","平日","平日","平日",null,null,"土曜","土曜","土曜","土曜","土曜","土曜","土曜","土曜","土曜","土曜","土曜","土曜",null,null,"休日","休日","休日","休日","休日","休日","休日","休日","休日","休日","休日","休日"]
[0,0.84,0.85,0.79,0.99,1.03,1.1200000000000001,1.1200000000000001,1.1399999999999999,1.1499999999999999,1.08,0.95,0.85,null,0,3.78,4.54,4.45,4,4.2,4.0999999999999996,4.16,3.65,4.16,4.16,3.88,3.54,null,0,3.91,4.59,4.71,4.1399999999999997,3.97,4.0999999999999996,4.1399999999999997,3.68,4.0999999999999996,4.29,3.99,4.43]
[1,0.84,0.85,0.8,0.95,1.03,1.1000000000000001,1.1299999999999999,1.1399999999999999,1.1499999999999999,1.0900000000000001,0.9,0.85,null,1,3.78,4.54,4.45,4.01,4.2,4.0999999999999996,4.16,3.65,4.16,4.16,3.88,3.56,null,1,3.91,4.59,4.7,4.0199999999999996,3.93,3.9,4.1399999999999997,3.68,4.0999999999999996,4.29,3.93,4.4800000000000004]
[2,0.84,0.85,0.82,0.89,1.03,1.1000000000000001,1.1299999999999999,1.1399999999999999,1.1299999999999999,1.0900000000000001,0.81,0.85,null,2,3.78,4.54,4.45,3.59,4.2,4.0999999999999996,4.16,3.65,4.16,4.16,3.88,3.6,null,2,3.91,4.59,4.7,3.82,3.93,3.9,4.1399999999999997,3.68,4.0999999999999996,4.3,3.93,4.57]
[3,0.84,0.85,0.82,0.87,1.03,1.0900000000000001,1.1299999999999999,1.1399999999999999,1.1200000000000001,1.06,0.79,0.85,null,3,3.78,4.54,4.45,3.51,4.2,4.0999999999999996,4.16,3.65,4.16,4.16,3.74,3.76,null,3,3.91,4.59,4.7,3.84,3.97,3.9,4.1399999999999997,3.68,4.0999999999999996,4.1900000000000004,3.93,4.57]
[4,0.85,0.85,0.83,0.84,1.02,1.08,1.1399999999999999,1.1399999999999999,1.1100000000000001,1.05,0.78,0.85,null,4,3.78,4.54,4.45,3.51,4.2,4.0999999999999996,4.16,3.65,4.16,4.16,3.36,3.77,null,4,3.91,4.59,4.7,3.82,3.95,3.9,4.1399999999999997,3.59,4.0999999999999996,4.12,3.75,4.57]
[5,0.85,0.85,0.83,0.83,1.02,1.08,1.1399999999999999,1.1399999999999999,1.1100000000000001,1.05,0.78,0.85,null,5,3.78,4.53,4.45,3.32,4.25,4.0999999999999996,4.16,3.65,4.16,4.16,3.36,3.77,null,5,3.91,4.58,4.7,3.76,3.95,3.9,4.1399999999999997,3.56,4.0999999999999996,4.12,3.58,4.57]
[6,0.85,0.85,0.83,0.83,1,1.1000000000000001,1.1399999999999999,1.1399999999999999,1.1100000000000001,1.05,0.75,0.85,null,6,3.78,4.53,4.45,3.46,4.25,4.0999999999999996,4.16,3.65,4.16,4.16,3.36,3.77,null,6,3.91,4.58,4.7,3.48,3.95,3.9,4.1399999999999997,3.56,4.0999999999999996,4.13,3.58,4.5599999999999996]
[7,2.09,2.06,1.98,1.65,1.86,2.0299999999999998,2.29,2.42,2.21,1.94,1.59,2.04,null,7,4.79,4.53,4.41,3.56,4.21,3.89,4.16,4.4000000000000004,4.16,4.16,2.96,4.7699999999999996,null,7,4.54,4.58,4.63,3.48,3.93,3.9,4.1399999999999997,4.5,4.0999999999999996,4.1500000000000004,3.58,4.46]
[8,6.78,6.71,6.71,6.41,6.33,6.37,6.35,6.35,6.38,6.33,6.46,6.7,null,8,4.55,4.3099999999999996,4,3.56,4.2,4,4.17,4.4000000000000004,4.17,4.17,3.54,4.53,null,8,4.5599999999999996,4.25,4.0599999999999996,3.69,3.93,4.09,4.1399999999999997,4.5,4.0999999999999996,4.12,3.58,4.16]
[9,7.1,7.08,7.12,6.92,6.87,6.88,6.87,6.82,6.87,6.84,6.98,7.1,null,9,4.4800000000000004,3.57,3.95,4.29,4.2,4.0999999999999996,4.17,4.42,4.17,4.17,3.96,4.1500000000000004,null,9,4.55,4.07,3.71,3.93,4.18,4.1500000000000004,4.1399999999999997,4.5,4.0999999999999996,4.12,3.91,3.95]
[10,7.15,7.14,7.2,7.08,7.08,6.96,6.93,6.92,6.98,6.97,7.19,7.17,null,10,4.38,3.57,3.95,4.5999999999999996,4.2,4.1399999999999997,4.17,4.53,4.17,4.17,4.04,4.1399999999999997,null,10,4.46,3.75,3.71,4.17,4.2,4.1500000000000004,4.1399999999999997,4.5999999999999996,4.0999999999999996,4.12,4.3600000000000003,3.87]
[11,7.08,7.09,7.14,7.08,7.1,6.95,6.89,6.96,6.95,7,7.17,7.12,null,11,4.33,3.57,3.95,4.58,4.2,4.3600000000000003,4.17,4.53,4.17,4.17,4.34,4.28,null,11,4.2699999999999996,3.61,3.71,4.2699999999999996,4.3,4.1500000000000004,4.1399999999999997,4.6100000000000003,4.0999999999999996,4.12,4.59,3.87]
[12,6.66,6.67,6.71,6.7,6.69,6.59,6.56,6.59,6.58,6.63,6.81,6.69,null,12,4.33,3.57,3.95,4.5599999999999996,4.2,4.3,4.17,4.53,4.17,4.17,4.8600000000000003,4.3099999999999996,null,12,4.18,3.61,3.71,4.4800000000000004,4.33,4.1500000000000004,4.1399999999999997,4.6100000000000003,4.1900000000000004,4.12,4.7300000000000004,3.74]
[13,7.04,7.05,7.1,7.08,7.1,6.96,6.92,6.93,6.92,7.06,7.19,7.07,null,13,4.33,3.57,3.74,4.58,4.2,4.3600000000000003,4.17,4.53,4.17,4.17,4.88,4.3,null,13,4.16,3.61,3.71,4.6399999999999997,4.3,4.4000000000000004,4.1399999999999997,4.6100000000000003,4.2300000000000004,4.12,4.71,3.74]
[14,7.08,7.09,7.13,7.12,7.18,6.98,6.96,6.94,6.95,7.1,7.21,7.11,null,14,4.33,3.57,3.7,4.58,4.2,4.12,4.17,4.53,4.17,4.17,4.9400000000000004,4.3499999999999996,null,14,4.16,3.61,3.71,4.68,4.3,4.4000000000000004,4.1399999999999997,4.6100000000000003,4.2300000000000004,4.12,4.67,3.74]
[15,7.08,7.09,7.13,7.1,7.1,6.95,6.92,6.9,6.9,7.06,7.19,7.1,null,15,4.33,3.57,3.7,4.5599999999999996,4.2,4.12,4.17,4.54,4.17,4.17,4.99,4.3499999999999996,null,15,4.16,3.61,3.71,4.68,4.33,4.4000000000000004,4.1399999999999997,4.6100000000000003,4.2300000000000004,4.18,4.67,3.76]
[16,7.08,7.09,7.13,7.09,6.98,6.91,6.89,6.84,6.84,6.94,7.16,7.1,null,16,4.33,3.8,3.7,4.5599999999999996,4.2,4.3600000000000003,4.17,4.54,4.17,4.17,4.66,4.3499999999999996,null,16,4.16,3.61,3.71,4.68,4.3099999999999996,4.4000000000000004,4.1399999999999997,4.6100000000000003,4.24,4.3,4.43,3.87]
[17,7.08,7.09,7.13,7.08,6.91,6.84,6.83,6.77,6.75,6.85,7.14,7.1,null,17,4.33,3.9,3.7,4.5599999999999996,4.2,4.3600000000000003,4.17,4.54,4.17,4.17,4.57,4.3499999999999996,null,17,4.24,3.62,3.71,4.67,4.3099999999999996,4.4000000000000004,4.26,4.6100000000000003,4.24,4.1500000000000004,4.3,3.87]
[18,7.08,7.08,7.12,7.05,6.75,6.76,6.69,6.65,6.7,6.8,7.09,7.1,null,18,4.38,4.21,3.91,4.5999999999999996,4.2,4.3600000000000003,4.17,4.54,4.17,4.17,4.4800000000000004,4.59,null,18,4.42,3.76,3.88,4.49,4.33,4.41,4.2699999999999996,4.5199999999999996,4.24,4.12,4.32,4.0199999999999996]
[19,6.03,6.03,6.06,6.03,5.75,5.76,5.69,5.66,5.72,5.79,6.03,6.04,null,19,4.53,4.38,4.2,4.5599999999999996,4.2,4.3600000000000003,4.17,4.54,4.17,4.17,4.46,4.93,null,19,4.51,4.2,3.95,4.42,4.3099999999999996,4.41,4.2699999999999996,4.5,4.24,4.12,4.32,4.12]
[20,5.94,5.94,5.97,5.93,5.6,5.62,5.53,5.54,5.56,5.64,5.91,5.94,null,20,4.78,4.53,4.2,4.5599999999999996,4.07,4.17,4.17,4.54,4.17,4.17,4.4800000000000004,4.95,null,20,4.53,4.3600000000000003,4.24,4.4400000000000004,4.3099999999999996,4.41,4.2699999999999996,4.5,4.24,4.12,4.34,4.1500000000000004]
[21,1.1599999999999999,1.17,1.1100000000000001,1.43,1.42,1.48,1.47,1.45,1.5,1.41,1.29,1.1100000000000001,null,21,3.78,4.53,4.42,4.5599999999999996,3.94,4.0999999999999996,4.17,3.78,4.17,4.17,4.46,3.95,null,21,3.91,4.51,4.3,4.3099999999999996,4.3099999999999996,4.38,4.2699999999999996,3.56,4.24,4.12,4.32,4.2300000000000004]
[22,0.82,0.83,0.76,1.04,1.07,1.1499999999999999,1.1499999999999999,1.1399999999999999,1.17,1.0900000000000001,0.94,0.76,null,22,3.78,4.53,4.66,4.24,3.94,4.0999999999999996,4.17,3.78,4.17,4.17,4.46,3.95,null,22,3.91,4.55,4.3,3.97,4.33,4.1500000000000004,4.1399999999999997,3.56,4.24,4.16,4.18,4.25]
[23,0.84,0.84,0.78,1.01,1.05,1.1399999999999999,1.1299999999999999,1.1399999999999999,1.1399999999999999,1.08,0.89,0.8,null,23,3.78,4.53,4.71,4.09,3.94,4.0999999999999996,4.17,3.78,4.17,4.17,4.46,3.98,null,23,3.91,4.58,4.34,4.12,4.34,4.1500000000000004,4.1399999999999997,3.56,4.24,4.3,4.3,4.45]
["合計",{"$f":"SUM(B333:B356)","v":99.999999999999986},100.00000000000001,100.00000000000001,100,99.999999999999986,100.00000000000003,100,100.00000000000001,100.00000000000001,100,100,99.999999999999986,null,"合計",{"$f":"SUM(P333:P356)","v":100},100,100.00000000000001,100,100.00000000000003,99.999999999999986,100.00000000000003,100.00000000000004,100.00000000000003,100.00000000000003,99.999999999999972,100,null,"合計",{"$f":"SUM(AD333:AD356)","v":99.999999999999986},100.00000000000001,99.999999999999986,100.00000000000001,100,100,99.999999999999986,100,99.999999999999972,100,99.999999999999986,100.00000000000003]
[]
[]
["時刻別需要パターン（冷房）"]
[null,"1月","2月","3月","4月","5月","6月","7月","8月","9月","10月","11月","12月",null,null,"1月","2月","3月","4月","5月","6月","7月","8月","9月","10月","11月","12月",null,null,"1月","2月","3月","4月","5月","6月","7月","8月","9月","10月","11月","12月"]
[null,"平日","平日","平日","平日","平日","平日","平日","平日","平日","平日","平日","平日",null,null,"土曜","土曜","土曜","土曜","土曜","土曜","土曜","土曜","土曜","土曜","土曜","土曜",null,null,"休日","休日","休日","休日","休日","休日","休日","休日","休日","休日","休日","休日"]
[0,0,0,0,0.01,0.01,0.02,0.02,0.02,0.03,0.02,0.01,0,null,0,0,0,0,0.57999999999999996,1.33,2.04,2.72,2.86,2.5499999999999998,1.1499999999999999,0.47,0,null,0,0,0,0,1.19,1.8,2.54,3.04,3.07,2.97,2.5499999999999998,0.96,0]
[1,0,0,0,0.01,0.01,0.02,0.02,0.02,0.03,0.01,0.01,0,null,1,0,0,0,1.04,1.3,1.96,2.84,2.84,2.48,1.1000000000000001,0.54,0,null,1,0,0,0,0.98,1.34,2.36,2.96,2.99,2.95,2.2599999999999998,0.82,0]
[2,0,0,0,0.01,0.01,0.02,0.02,0.02,0.02,0.01,0.01,0,null,2,0,0,0,3.04,1.28,1.92,2.82,2.8,2.52,1.03,0.47,0,null,2,0,0,0,1.1100000000000001,1.27,2.2000000000000002,2.92,2.94,2.88,2.0699999999999998,0.8,0]
[3,0,0,0,0.01,0.01,0.02,0.02,0.02,0.02,0.01,0.01,0,null,3,0,0,0,4.9000000000000004,1.29,1.89,2.68,2.77,2.4,0.98,0.36,0,null,3,0,0,0,1.24,1.1599999999999999,2.08,2.86,2.86,2.83,1.86,0.72,0]
[4,0,0,0,0.01,0.01,0.02,0.02,0.02,0.02,0.01,0,0,null,4,0,0,0,3.53,1.29,1.85,2.54,2.72,2.31,1,0.25,0,null,4,0,0,0,1.25,1.0900000000000001,1.95,2.82,2.8,2.76,1.77,0.59,0]
[5,0,0,0,0,0.01,0.02,0.02,0.02,0.02,0.01,0,0,null,5,0,0,0,1.25,1.32,1.95,2.81,2.77,2.34,0.92,0.17,0,null,5,0,0,0,1.21,1.07,2.08,3.08,2.8,2.76,1.69,0.51,0]
[6,0,0,0,0.01,0.01,0.03,0.03,0.03,0.03,0.01,0,0,null,6,0,0,0,0.96,1.37,2.33,3.39,3.11,2.64,0.88,0.19,0,null,6,0,0,0,1.27,1.3,2.64,3.52,3.13,3.29,1.66,0.32,0]
[7,0,0,0,0.12,2.68,3.65,4.6500000000000004,5.0999999999999996,5.15,3.12,0.04,0,null,7,0,0,0,0.95,1.9,3.11,3.91,4.21,3.48,1.53,0.02,0,null,7,0,0,0,1.83,1.98,3.52,4.0199999999999996,4.43,3.92,2.3199999999999998,0.32,0]
[8,0,0,0,1.79,5.14,5.38,6.35,6.59,6.17,4.6500000000000004,0.47,0,null,8,0,0,0,1.67,3.55,3.85,4.45,4.26,4.5999999999999996,4.24,0.83,0,null,8,0,0,0,2.83,3.62,4.55,4.51,4.5,4.57,3.34,0.37,0]
[9,0,0,0,5.43,7.67,8.16,7.56,7.67,7.93,7.84,4.72,0,null,9,0,0,0,4.66,4.45,4.7699999999999996,5.13,4.96,5.59,7.27,4.25,0,null,9,0,0,0,4.67,4.72,5.61,4.9000000000000004,5.01,5.05,5.01,2.92,0]
[10,0,0,0,8.66,8.64,8.5399999999999991,7.76,7.85,8.33,8.61,8.67,0,null,10,0,0,0,5.94,5.8,5.98,5.6,5.86,5.54,9.4600000000000009,8.14,0,null,10,0,0,0,6.97,6.83,6.46,5.05,5.24,5.45,6.04,6.71,0]
[11,0,0,0,11.12,9.25,8.92,7.89,7.97,8.69,9.1300000000000008,12.18,0,null,11,0,0,0,7.81,6.56,6.52,5.82,5.69,5.84,10.15,10.17,0,null,11,0,0,0,8.2799999999999994,7.78,6.83,5.13,5.39,5.75,6.84,10.75,0]
[12,0,0,0,11.13,8.99,8.7200000000000006,7.76,7.94,8.2799999999999994,9.23,13.44,0,null,12,0,0,0,10.16,7.75,6.92,5.91,5.75,6.26,10.25,16.79,0,null,12,0,0,0,9.8000000000000007,8.43,7.22,5.24,5.33,5.88,7.92,13.81,0]
[13,0,0,0,13.36,9.49,9.5299999999999994,8.16,8.02,8.61,9.99,16.66,0,null,13,0,0,0,11.78,9.7100000000000009,7.38,6.32,6.07,6.73,10.26,16.09,0,null,13,0,0,0,11.17,9.64,6.86,5.32,5.54,6.01,8.41,17.510000000000002,0]
[14,0,0,0,13.86,9.67,9.5399999999999991,8.3800000000000008,8.0399999999999991,8.48,9.84,16.41,0,null,14,0,0,0,12.31,10.39,7.61,6.03,5.77,6.81,8.7799999999999994,14.14,0,null,14,0,0,0,10.74,9.6999999999999993,7.12,5.39,5.8,6.14,7.94,14.87,0]
[15,0,0,0,12.25,9.16,8.92,8.4700000000000006,7.99,8.25,9.42,12.31,0,null,15,0,0,0,10.44,8.58,7.67,5.83,5.64,6.42,8.43,11.61,0,null,15,0,0,0,11.32,8.52,7.16,5.44,5.8,6.08,8.17,10.75,0]
[16,0,0,0,9.6300000000000008,8.35,8.11,8.19,7.81,7.77,8.18,7.36,0,null,16,0,0,0,7.16,7.38,7.15,5.16,5.64,5.86,7.11,4.82,0,null,16,0,0,0,7.63,7.89,5.6,5.38,5.51,5.65,6.64,4.49,0]
[17,0,0,0,6.79,7.58,7.22,7.71,7.47,6.82,6.74,3.75,0,null,17,0,0,0,4.2,4.8499999999999996,5.65,4.6900000000000004,5.12,4.7,3.31,2.58,0,null,17,0,0,0,4.46,6.07,4.84,5.05,5.18,4.6100000000000003,4.25,2.7,0]
[18,0,0,0,3.61,5.8,5.87,6.63,6.64,6,5.7,2.54,0,null,18,0,0,0,1.76,4.09,4.53,4.0599999999999996,4.17,3.62,2.31,1.83,0,null,18,0,0,0,2.93,4.3,4.07,4.5199999999999996,4.2,3.62,3.68,2.8,0]
[19,0,0,0,1.48,4.12,4.08,5.24,5.29,4.93,4.04,1.07,0,null,19,0,0,0,1.46,3.33,3.39,3.77,3.78,3.55,2.33,1.45,0,null,19,0,0,0,2.59,3,3.12,4.2,3.91,3.49,3.46,2.74,0]
[20,0,0,0,0.63,3.13,2.95,4.6500000000000004,4.99,4.05,3.17,0.28999999999999998,0,null,20,0,0,0,1.38,3.08,3.23,3.64,3.67,3.61,2.16,1.32,0,null,20,0,0,0,2.09,2.4300000000000002,3.01,3.76,3.79,3.48,3.3,1.24,0]
[21,0,0,0,0.06,0.23,0.2,0.41,0.44,0.31,0.23,0.03,0,null,21,0,0,0,1.24,2.89,2.89,3.43,3.01,3.47,1.95,1.26,0,null,21,0,0,0,1.73,2.25,2.87,3.64,3.12,3.35,3.17,1.24,0]
[22,0,0,0,0.01,0.02,0.03,0.02,0.02,0.03,0.02,0.01,0,null,22,0,0,0,0.98,3.43,2.73,3.24,3.28,3.34,1.75,1.2,0,null,22,0,0,0,1.39,1.96,2.71,3.61,3.28,3.3,3.06,1.06,0]
[23,0,0,0,0.01,0.01,0.03,0.02,0.02,0.03,0.01,0.01,0,null,23,0,0,0,0.8,3.08,2.68,3.21,3.25,3.34,1.65,1.05,0,null,23,0,0,0,1.32,1.85,2.6,3.64,3.38,3.21,2.59,1,0]
["合計",{"$f":"SUM(B363:B386)","v":0},0,0,100.00000000000001,100,100,99.999999999999986,99.999999999999986,100.00000000000001,100.00000000000001,100.00000000000001,0,null,"合計",{"$f":"SUM(P363:P386)","v":0},0,0,100,100,100.00000000000003,100,100.00000000000001,100.00000000000001,100.00000000000001,100,0,null,"合計",{"$f":"SUM(AD363:AD386)","v":0},0,0,99.999999999999986,100,100,100,100,100,100,99.999999999999986,0]
[]
[]
["時刻別需要パターン（暖房）"]
[null,"1月","2月","3月","4月","5月","6月","7月","8月","9月","10月","11月","12月",null,null,"1月","2月","3月","4月","5月","6月","7月","8月","9月","10月","11月","12月",null,null,"1月","2月","3月","4月","5月","6月","7月","8月","9月","10月","11月","12月"]
[null,"平日","平日","平日","平日","平日","平日","平日","平日","平日","平日","平日","平日",null,null,"土曜","土曜","土曜","土曜","土曜","土曜","土曜","土曜","土曜","土曜","土曜","土曜",null,null,"休日","休日","休日","休日","休日","休日","休日","休日","休日","休日","休日","休日"]
[0,0.04,0.04,0.03,0,0,0,0,0,0,0,0,0.04,null,0,7.2,6.84,6.35,0,0,0,0,0,0,0,0,2.62,null,0,5.57,7.37,8.1,0,0,0,0,0,0,0,0,5.27]
[1,0.04,0.04,0.03,0,0,0,0,0,0,0,0,0.04,null,1,7.49,7.34,7.1,0,0,0,0,0,0,0,0,3.5,null,1,5.56,7.63,8.73,0,0,0,0,0,0,0,0,5.67]
[2,0.04,0.05,0.04,0,0,0,0,0,0,0,0,0.05,null,2,7.94,7.83,7.88,0,0,0,0,0,0,0,0,3.77,null,2,5.75,8.17,9.5399999999999991,0,0,0,0,0,0,0,0,6.54]
[3,0.05,0.05,0.05,0,0,0,0,0,0,0,0,0.05,null,3,8.44,8.23,8.39,0,0,0,0,0,0,0,0,4.97,null,3,6,8.8699999999999992,10.32,0,0,0,0,0,0,0,0,6.86]
[4,0.05,0.05,0.05,0,0,0,0,0,0,0,0,0.05,null,4,8.77,8.75,9.07,0,0,0,0,0,0,0,0,6.02,null,4,6.34,9.74,10.93,0,0,0,0,0,0,0,0,7.07]
[5,0.05,0.05,0.05,0,0,0,0,0,0,0,0,0.05,null,5,8.8800000000000008,9.35,10.18,0,0,0,0,0,0,0,0,6.7,null,5,6.68,10.53,11.66,0,0,0,0,0,0,0,0,7.27]
[6,0.05,0.06,0.05,0,0,0,0,0,0,0,0,0.05,null,6,9.2200000000000006,9.4600000000000009,10.15,0,0,0,0,0,0,0,0,6.23,null,6,6.99,10.73,11.06,0,0,0,0,0,0,0,0,7.44]
[7,22.54,28.04,35.96,0,0,0,0,0,0,0,0,35.299999999999997,null,7,6.88,6.07,5.81,0,0,0,0,0,0,0,0,5.2,null,7,5.93,6.65,5.43,0,0,0,0,0,0,0,0,6.51]
[8,15.26,14.56,14.05,0,0,0,0,0,0,0,0,14.82,null,8,1.53,1.95,1.83,0,0,0,0,0,0,0,0,1.68,null,8,4.07,2.34,1.1499999999999999,0,0,0,0,0,0,0,0,3.78]
[9,6.97,6.29,6.21,0,0,0,0,0,0,0,0,6.81,null,9,0.8,0,1.55,0,0,0,0,0,0,0,0,0.02,null,9,3.29,0.47,0,0,0,0,0,0,0,0,0,2.5099999999999998]
[10,4.7699999999999996,4.57,4.7300000000000004,0,0,0,0,0,0,0,0,4.7699999999999996,null,10,0.48,0,1.27,0,0,0,0,0,0,0,0,0,null,10,2.99,7.0000000000000007E-2,0,0,0,0,0,0,0,0,0,1.68]
[11,4.07,3.37,4.2699999999999996,0,0,0,0,0,0,0,0,3.42,null,11,0.53,0,1.36,0,0,0,0,0,0,0,0,1.05,null,11,2.59,0,0,0,0,0,0,0,0,0,0,1.18]
[12,4.01,3.33,3.6,0,0,0,0,0,0,0,0,3.14,null,12,0.51,0,0.78,0,0,0,0,0,0,0,0,1.08,null,12,2.4700000000000002,0,0,0,0,0,0,0,0,0,0,1.1200000000000001]
[13,2.91,2.17,2.59,0,0,0,0,0,0,0,0,2.14,null,13,0.73,0,7.0000000000000007E-2,0,0,0,0,0,0,0,0,1.54,null,13,2.48,0,0,0,0,0,0,0,0,0,0,1.26]
[14,2.78,1.64,2.04,0,0,0,0,0,0,0,0,1.73,null,14,0.89,0,0,0,0,0,0,0,0,0,0,1.71,null,14,2.41,0,0,0,0,0,0,0,0,0,0,1.28]
[15,3.12,2.16,1.76,0,0,0,0,0,0,0,0,1.99,null,15,1.04,0,0,0,0,0,0,0,0,0,0,2.0299999999999998,null,15,2.4500000000000002,0,0,0,0,0,0,0,0,0,0,1.36]
[16,3.91,3.06,1.95,0,0,0,0,0,0,0,0,2.48,null,16,1.1599999999999999,0.77,0,0,0,0,0,0,0,0,0,2.34,null,16,2.59,0,0,0,0,0,0,0,0,0,0,2.09]
[17,5.28,4.58,2.46,0,0,0,0,0,0,0,0,3.02,null,17,1.24,1.61,0,0,0,0,0,0,0,0,0,2.65,null,17,2.76,0,0,0,0,0,0,0,0,0,0,2.23]
[18,6.36,6.58,3.59,0,0,0,0,0,0,0,0,4.78,null,18,1.58,2.71,0.42,0,0,0,0,0,0,0,0,3.31,null,18,2.97,1.85,0.73,0,0,0,0,0,0,0,0,3.05]
[19,8.09,8.69,7.19,0,0,0,0,0,0,0,0,6.48,null,19,2.4500000000000002,3.74,2.68,0,0,0,0,0,0,0,0,6.5,null,19,3.34,2.48,1.1200000000000001,0,0,0,0,0,0,0,0,4.01]
[20,8.6199999999999992,9.58,8.39,0,0,0,0,0,0,0,0,7.87,null,20,3.24,5.36,3.68,0,0,0,0,0,0,0,0,7.58,null,20,3.64,4.2,3.68,0,0,0,0,0,0,0,0,4.63]
[21,0.93,0.98,0.87,0,0,0,0,0,0,0,0,0.89,null,21,5.12,6.14,5.01,0,0,0,0,0,0,0,0,9.01,null,21,3.97,5.3,5.18,0,0,0,0,0,0,0,0,5.34]
[22,0.03,0.03,0.02,0,0,0,0,0,0,0,0,0.01,null,22,6.6,6.71,7.71,0,0,0,0,0,0,0,0,9.48,null,22,4.4400000000000004,6.51,5.87,0,0,0,0,0,0,0,0,5.43]
[23,0.03,0.03,0.02,0,0,0,0,0,0,0,0,0.02,null,23,7.28,7.14,8.7100000000000009,0,0,0,0,0,0,0,0,11.01,null,23,4.72,7.09,6.5,0,0,0,0,0,0,0,0,6.42]
["合計",{"$f":"SUM(B393:B416)","v":100.00000000000001},99.999999999999986,100,0,0,0,0,0,0,0,0,100.00000000000001,null,"合計",{"$f":"SUM(P393:P416)","v":100.00000000000001},99.999999999999972,100,0,0,0,0,0,0,0,0,100.00000000000003,null,"合計",{"$f":"SUM(AD393:AD416)","v":100.00000000000001},100.00000000000001,100.00000000000003,0,0,0,0,0,0,0,0,100.00000000000001]
[]
[]
["時刻別需要パターン（給湯）"]
[null,"1月","2月","3月","4月","5月","6月","7月","8月","9月","10月","11月","12月",null,null,"1月","2月","3月","4月","5月","6月","7月","8月","9月","10月","11月","12月",null,null,"1月","2月","3月","4月","5月","6月","7月","8月","9月","10月","11月","12月"]
[null,"平日","平日","平日","平日","平日","平日","平日","平日","平日","平日","平日","平日",null,null,"土曜","土曜","土曜","土曜","土曜","土曜","土曜","土曜","土曜","土曜","土曜","土曜",null,null,"休日","休日","休日","休日","休日","休日","休日","休日","休日","休日","休日","休日"]
[0,0,0,0,0,0,0,0,0,0,0,0,0,null,0,0,0,0,0,0,0,0,0,0,0,0,0,null,0,0,0,0,0,0,0,0,0,0,0,0,0]
[1,0,0,0,0,0,0,0,0,0,0,0,0,null,1,0,0,0,0,0,0,0,0,0,0,0,0,null,1,0,0,0,0,0,0,0,0,0,0,0,0]
[2,0,0,0,0,0,0,0,0,0,0,0,0,null,2,0,0,0,0,0,0,0,0,0,0,0,0,null,2,0,0,0,0,0,0,0,0,0,0,0,0]
[3,0,0,0,0,0,0,0,0,0,0,0,0,null,3,0,0,0,0,0,0,0,0,0,0,0,0,null,3,0,0,0,0,0,0,0,0,0,0,0,0]
[4,0,0,0,0,0,0,0,0,0,0,0,0,null,4,0,0,0,0,0,0,0,0,0,0,0,0,null,4,0,0,0,0,0,0,0,0,0,0,0,0]
[5,0,0,0,0,0,0,0,0,0,0,0,0,null,5,0,0,0,0,0,0,0,0,0,0,0,0,null,5,0,0,0,0,0,0,0,0,0,0,0,0]
[6,0,0,0,0,0,0,0,0,0,0,0,0,null,6,0,0,0,0,0,0,0,0,0,0,0,0,null,6,0,0,0,0,0,0,0,0,0,0,0,0]
[7,0,0,0,0,0,0,0,0,0,0,0,0,null,7,0,0,0,0,0,0,0,0,0,0,0,0,null,7,0,0,0,0,0,0,0,0,0,0,0,0]
[8,0,0,0,0,0,0,0,0,0,0,0,0,null,8,0,0,0,0,0,0,0,0,0,0,0,0,null,8,0,0,0,0,0,0,0,0,0,0,0,0]
[9,0,0,0,0,0,0,0,0,0,0,0,0,null,9,0,0,0,0,0,0,0,0,0,0,0,0,null,9,0,0,0,0,0,0,0,0,0,0,0,0]
[10,0,0,0,0,0,0,0,0,0,0,0,0,null,10,0,0,0,0,0,0,0,0,0,0,0,0,null,10,0,0,0,0,0,0,0,0,0,0,0,0]
[11,0,0,0,0,0,0,0,0,0,0,0,0,null,11,0,0,0,0,0,0,0,0,0,0,0,0,null,11,0,0,0,0,0,0,0,0,0,0,0,0]
[12,0,0,0,0,0,0,0,0,0,0,0,0,null,12,0,0,0,0,0,0,0,0,0,0,0,0,null,12,0,0,0,0,0,0,0,0,0,0,0,0]
[13,0,0,0,0,0,0,0,0,0,0,0,0,null,13,0,0,0,0,0,0,0,0,0,0,0,0,null,13,0,0,0,0,0,0,0,0,0,0,0,0]
[14,0,0,0,0,0,0,0,0,0,0,0,0,null,14,0,0,0,0,0,0,0,0,0,0,0,0,null,14,0,0,0,0,0,0,0,0,0,0,0,0]
[15,0,0,0,0,0,0,0,0,0,0,0,0,null,15,0,0,0,0,0,0,0,0,0,0,0,0,null,15,0,0,0,0,0,0,0,0,0,0,0,0]
[16,0,0,0,0,0,0,0,0,0,0,0,0,null,16,0,0,0,0,0,0,0,0,0,0,0,0,null,16,0,0,0,0,0,0,0,0,0,0,0,0]
[17,0,0,0,0,0,0,0,0,0,0,0,0,null,17,0,0,0,0,0,0,0,0,0,0,0,0,null,17,0,0,0,0,0,0,0,0,0,0,0,0]
[18,0,0,0,0,0,0,0,0,0,0,0,0,null,18,0,0,0,0,0,0,0,0,0,0,0,0,null,18,0,0,0,0,0,0,0,0,0,0,0,0]
[19,0,0,0,0,0,0,0,0,0,0,0,0,null,19,0,0,0,0,0,0,0,0,0,0,0,0,null,19,0,0,0,0,0,0,0,0,0,0,0,0]
[20,0,0,0,0,0,0,0,0,0,0,0,0,null,20,0,0,0,0,0,0,0,0,0,0,0,0,null,20,0,0,0,0,0,0,0,0,0,0,0,0]
[21,0,0,0,0,0,0,0,0,0,0,0,0,null,21,0,0,0,0,0,0,0,0,0,0,0,0,null,21,0,0,0,0,0,0,0,0,0,0,0,0]
[22,0,0,0,0,0,0,0,0,0,0,0,0,null,22,0,0,0,0,0,0,0,0,0,0,0,0,null,22,0,0,0,0,0,0,0,0,0,0,0,0]
[23,0,0,0,0,0,0,0,0,0,0,0,0,null,23,0,0,0,0,0,0,0,0,0,0,0,0,null,23,0,0,0,0,0,0,0,0,0,0,0,0]
["合計",{"$f":"SUM(B423:B446)","v":0},0,0,0,0,0,0,0,0,0,0,0,null,"合計",{"$f":"SUM(P423:P446)","v":0},0,0,0,0,0,0,0,0,0,0,0,null,"合計",{"$f":"SUM(AD423:AD446)","v":0},0,0,0,0,0,0,0,0,0,0,0]
[]
[]
[]
["商業施設"]
[null,null,"設備所要容量",null,null,"年間需要"]
["電力需要",null,62,"W/㎡",null,284,"kWh/㎡"]
["熱需要","冷房",691,"kJ/（㎡・h）",null,627,"MJ/㎡"]
[null,"暖房",366,"kJ/（㎡・h）",null,188,"MJ/㎡"]
[null,"給湯",0,"kJ/（㎡・h）",null,0,"MJ/㎡"]
[]
[]
["月別需要パターン"]
[]
[null,null,"1月","2月","3月","4月","5月","6月","7月","8月","9月","10月","11月","12月","計"]
["電力","平日",5.24,5.24,5.76,5.39,5.53,6.13,5.85,6.83,5.71,5.81,5.38,5.5,{"$f":"SUM(C462:N462)","v":68.37}]
[null,"土曜",1.04,0.78,1.04,1.08,1.1000000000000001,1.1200000000000001,1.45,1.1499999999999999,1.17,1.08,1.07,1.04,{"$f":"SUM(C463:N463)","v":13.120000000000001}]
[null,"休日",1.83,1.3,1.3,1.62,1.9,1.1200000000000001,1.74,1.1599999999999999,1.73,1.64,1.61,1.56,{"$f":"SUM(C464:N464)","v":18.510000000000002}]
["計",null,{"$f":"SUM(C462:C464)","v":8.11},7.32,8.1,8.09,8.5300000000000011,8.370000000000001,9.0399999999999991,9.14,8.61,8.5299999999999994,8.06,8.1,100.00000000000001]
["冷房","平日",0,0,0,4.8,7.17,8.11,11.72,15.37,9.36,7.77,3.76,0,{"$f":"SUM(C466:N466)","v":68.06}]
[null,"土曜",0,0,0,1.18,1.52,1.63,2.83,2.21,2.41,1.28,0.99,0,{"$f":"SUM(C467:N467)","v":14.05}]
[null,"休日",0,0,0,1.75,2.35,1.58,3.5,2.21,3.16,1.95,1.39,0,{"$f":"SUM(C468:N468)","v":17.89}]
["計",null,{"$f":"SUM(C466:C468)","v":0},0,0,7.7299999999999995,11.04,11.319999999999999,18.05,19.79,14.93,10.999999999999998,6.14,0,100]
["暖房","平日",17.989999999999998,17.46,15.89,0,0,0,0,0,0,0,0,15.84,{"$f":"SUM(C470:N470)","v":67.180000000000007}]
[null,"土曜",3.71,2.78,3.04,0,0,0,0,0,0,0,0,3.03,{"$f":"SUM(C471:N471)","v":12.56}]
[null,"休日",7.22,4.2,3.98,0,0,0,0,0,0,0,0,4.8600000000000003,{"$f":"SUM(C472:N472)","v":20.260000000000002}]
["計",null,{"$f":"SUM(C470:C472)","v":28.919999999999998},24.44,22.91,0,0,0,0,0,0,0,0,23.73,100.00000000000001]
["給湯","平日",0,0,0,0,0,0,0,0,0,0,0,0,0]
[null,"土曜",0,0,0,0,0,0,0,0,0,0,0,0,0]
[null,"休日",0,0,0,0,0,0,0,0,0,0,0,0,0]
["計",null,0,0,0,0,0,0,0,0,0,0,0,0,0]
[]
[]
["時刻別需要パターン（電力）"]
[null,"1月","2月","3月","4月","5月","6月","7月","8月","9月","10月","11月","12月",null,null,"1月","2月","3月","4月","5月","6月","7月","8月","9月","10月","11月","12月",null,null,"1月","2月","3月","4月","5月","6月","7月","8月","9月","10月","11月","12月"]
[null,"平日","平日","平日","平日","平日","平日","平日","平日","平日","平日","平日","平日",null,null,"土曜","土曜","土曜","土曜","土曜","土曜","土曜","土曜","土曜","土曜","土曜","土曜",null,null,"休日","休日","休日","休日","休日","休日","休日","休日","休日","休日","休日","休日"]
[0,0.8,0.8,0.8,0.78,0.76,0.75,0.72,0.7,0.73,0.76,0.78,0.8,null,0,0.8,0.8,0.8,0.78,0.76,0.75,0.72,0.72,0.72,0.77,0.78,0.8,null,0,0.8,0.8,0.8,0.77,0.77,0.75,0.72,0.72,0.73,0.77,0.78,0.8]
[1,0.78,0.78,0.78,0.76,0.74,0.74,0.7,0.69,0.72,0.74,0.76,0.78,null,1,0.79,0.79,0.79,0.76,0.75,0.73,0.71,0.71,0.7,0.76,0.77,0.79,null,1,0.78,0.79,0.79,0.76,0.75,0.73,0.71,0.71,0.71,0.75,0.76,0.79]
[2,0.78,0.78,0.78,0.76,0.74,0.73,0.7,0.69,0.72,0.74,0.76,0.78,null,2,0.78,0.79,0.79,0.76,0.75,0.73,0.71,0.7,0.7,0.76,0.76,0.78,null,2,0.78,0.79,0.79,0.76,0.75,0.73,0.7,0.71,0.71,0.75,0.76,0.79]
[3,0.75,0.75,0.75,0.73,0.71,0.7,0.67,0.66,0.68,0.71,0.73,0.75,null,3,0.75,0.75,0.75,0.73,0.71,0.7,0.67,0.67,0.67,0.72,0.73,0.75,null,3,0.75,0.75,0.75,0.72,0.72,0.7,0.67,0.67,0.68,0.72,0.73,0.75]
[4,0.74,0.74,0.74,0.72,0.7,0.7,0.67,0.65,0.68,0.7,0.72,0.74,null,4,0.75,0.75,0.75,0.72,0.71,0.69,0.67,0.67,0.67,0.72,0.73,0.75,null,4,0.75,0.75,0.75,0.72,0.72,0.7,0.67,0.67,0.68,0.71,0.72,0.75]
[5,0.73,0.73,0.73,0.71,0.69,0.68,0.65,0.64,0.66,0.69,0.71,0.73,null,5,0.73,0.73,0.73,0.71,0.69,0.68,0.66,0.65,0.65,0.7,0.71,0.73,null,5,0.73,0.73,0.73,0.7,0.7,0.68,0.65,0.66,0.66,0.7,0.71,0.73]
[6,0.81,0.81,0.81,0.79,0.77,0.76,0.73,0.71,0.74,0.77,0.79,0.81,null,6,0.81,0.82,0.82,0.79,0.77,0.76,0.73,0.73,0.73,0.79,0.79,0.81,null,6,0.81,0.82,0.82,0.78,0.78,0.76,0.73,0.73,0.74,0.78,0.79,0.82]
[7,1.0900000000000001,1.0900000000000001,1.0900000000000001,1.06,1.03,1.02,0.97,0.96,1,1.03,1.06,1.0900000000000001,null,7,1.06,1.05,1.05,1.02,1,0.98,0.94,0.96,0.94,1.01,1.02,1.06,null,7,1.05,1.05,1.05,1.01,1.01,0.98,0.94,0.96,0.95,1,1.02,1.05]
[8,1.51,1.51,1.51,1.47,1.43,1.42,1.35,1.33,1.38,1.43,1.47,1.51,null,8,1.48,1.47,1.47,1.43,1.4,1.37,1.32,1.34,1.31,1.42,1.44,1.48,null,8,1.48,1.47,1.47,1.42,1.41,1.37,1.32,1.34,1.33,1.41,1.43,1.47]
[9,5.2,5.2,5.2,5.22,5.2,5.29,5.29,5.32,5.33,5.22,5.23,5.2,null,9,5.19,5.19,5.18,5.3,5.18,5.19,5.26,5.23,5.24,5.21,5.22,5.19,null,9,5.23,5.19,5.18,5.17,5.18,5.27,5.27,5.29,5.28,5.22,5.19,5.18]
[10,6.94,6.94,6.94,6.98,6.99,7.01,7.02,7.01,7.05,6.95,6.99,6.95,null,10,6.94,6.94,6.94,7.08,6.98,6.96,6.97,6.96,7.01,6.92,6.99,6.94,null,10,6.97,6.94,6.94,6.95,6.91,7.01,7,7.01,7.04,6.95,6.94,6.94]
[11,7.07,7.07,7.07,7.11,7.14,7.16,7.17,7.22,7.2,7.09,7.11,7.07,null,11,7.07,7.07,7.07,7.16,7.1,7.12,7.13,7.16,7.25,7.04,7.1,7.07,null,11,7.1,7.07,7.07,7.08,7.12,7.17,7.18,7.19,7.22,7.12,7.11,7.07]
[12,7.12,7.12,7.12,7.16,7.23,7.22,7.24,7.26,7.26,7.21,7.15,7.12,null,12,7.12,7.12,7.12,7.16,7.21,7.23,7.22,7.23,7.3,7.15,7.15,7.12,null,12,7.14,7.12,7.12,7.13,7.18,7.22,7.2,7.22,7.27,7.19,7.18,7.12]
[13,7.11,7.11,7.11,7.15,7.21,7.19,7.26,7.25,7.24,7.24,7.14,7.11,null,13,7.11,7.11,7.11,7.13,7.2,7.24,7.25,7.26,7.34,7.15,7.13,7.11,null,13,7.1,7.11,7.11,7.18,7.2,7.2,7.21,7.23,7.25,7.16,7.15,7.11]
[14,7.14,7.14,7.14,7.17,7.25,7.21,7.29,7.29,7.26,7.25,7.16,7.13,null,14,7.15,7.13,7.14,7.16,7.23,7.27,7.31,7.3,7.39,7.23,7.15,7.14,null,14,7.13,7.13,7.14,7.24,7.25,7.34,7.26,7.25,7.28,7.21,7.2,7.14]
[15,7.13,7.13,7.13,7.16,7.23,7.21,7.29,7.28,7.21,7.24,7.15,7.13,null,15,7.13,7.13,7.13,7.13,7.22,7.26,7.3,7.34,7.37,7.18,7.15,7.13,null,15,7.12,7.13,7.13,7.23,7.25,7.3,7.26,7.24,7.31,7.18,7.17,7.13]
[16,7.1,7.1,7.1,7.12,7.16,7.17,7.25,7.23,7.18,7.18,7.12,7.1,null,16,7.1,7.1,7.1,7.09,7.19,7.24,7.27,7.3,7.33,7.15,7.12,7.1,null,16,7.09,7.1,7.1,7.16,7.14,7.14,7.24,7.2,7.26,7.12,7.14,7.1]
[17,7.04,7.04,7.04,7.06,7.08,7.06,7.16,7.15,7.09,7.08,7.05,7.04,null,17,7.04,7.04,7.04,7.03,7.12,7.18,7.22,7.25,7.17,7.08,7.06,7.04,null,17,7.03,7.04,7.04,7.09,7.07,7.09,7.15,7.14,7.16,7.1,7.08,7.04]
[18,6.94,6.94,6.94,6.95,6.94,6.95,6.98,6.99,6.94,6.96,6.95,6.94,null,18,6.94,6.94,6.94,6.92,7.01,6.95,6.98,7.02,6.89,6.98,6.96,6.94,null,18,6.93,6.94,6.94,6.98,6.95,6.97,6.99,7.03,6.89,6.96,6.98,6.94]
[19,6.87,6.87,6.87,6.87,6.85,6.87,6.89,6.93,6.86,6.87,6.87,6.87,null,19,6.86,6.86,6.86,6.84,6.87,6.85,6.89,6.86,6.79,6.9,6.88,6.87,null,19,6.85,6.86,6.86,6.9,6.87,6.85,6.91,6.93,6.82,6.91,6.88,6.86]
[20,6.82,6.82,6.82,6.82,6.79,6.81,6.81,6.86,6.8,6.79,6.83,6.82,null,20,6.82,6.82,6.82,6.79,6.76,6.8,6.82,6.75,6.7,6.85,6.83,6.82,null,20,6.81,6.82,6.82,6.8,6.82,6.77,6.86,6.8,6.76,6.82,6.8,6.82]
[21,6.69,6.69,6.69,6.68,6.66,6.67,6.64,6.67,6.66,6.65,6.69,6.69,null,21,6.72,6.73,6.73,6.73,6.67,6.66,6.67,6.62,6.58,6.75,6.74,6.72,null,21,6.71,6.73,6.73,6.7,6.7,6.6,6.79,6.72,6.68,6.73,6.7,6.73]
[22,1.85,1.85,1.85,1.8,1.76,1.74,1.66,1.63,1.7,1.76,1.81,1.85,null,22,1.86,1.87,1.87,1.81,1.77,1.73,1.68,1.67,1.66,1.8,1.82,1.86,null,22,1.86,1.87,1.87,1.79,1.79,1.74,1.67,1.68,1.69,1.78,1.81,1.87]
[23,0.99,0.99,0.99,0.97,0.94,0.94,0.89,0.88,0.91,0.94,0.97,0.99,null,23,1,1,1,0.97,0.95,0.93,0.9,0.9,0.89,0.96,0.97,1,null,23,1,1,1,0.96,0.96,0.93,0.9,0.9,0.9,0.96,0.97,1]
["合計",{"$f":"SUM(B483:B506)","v":99.999999999999986},99.999999999999986,99.999999999999986,100.00000000000001,99.999999999999986,100,100,100,99.999999999999986,100.00000000000001,100,99.999999999999986,null,"合計",{"$f":"SUM(P483:P506)","v":100.00000000000001},100.00000000000001,100.00000000000001,100.00000000000001,100.00000000000001,100.00000000000001,100.00000000000001,100,100,99.999999999999986,99.999999999999972,100.00000000000001,null,"合計",{"$f":"SUM(AD483:AD506)","v":100},100.00000000000001,100.00000000000001,100.00000000000001,100.00000000000001,99.999999999999986,100,100.00000000000001,100,100,100.00000000000001,100.00000000000001]
[]
[]
["時刻別需要パターン（冷房）"]
[null,"1月","2月","3月","4月","5月","6月","7月","8月","9月","10月","11月","12月",null,null,"1月","2月","3月","4月","5月","6月","7月","8月","9月","10月","11月","12月",null,null,"1月","2月","3月","4月","5月","6月","7月","8月","9月","10月","11月","12月"]
[null,"平日","平日","平日","平日","平日","平日","平日","平日","平日","平日","平日","平日",null,null,"土曜","土曜","土曜","土曜","土曜","土曜","土曜","土曜","土曜","土曜","土曜","土曜",null,null,"休日","休日","休日","休日","休日","休日","休日","休日","休日","休日","休日","休日"]
[0,0,0,0,0,0,0,0,0,0,0,0,0,null,0,0,0,0,0,0,0,0,0,0,0,0,0,null,0,0,0,0,0,0,0,0,0,0,0,0,0]
[1,0,0,0,0,0,0,0,0,0,0,0,0,null,1,0,0,0,0,0,0,0,0,0,0,0,0,null,1,0,0,0,0,0,0,0,0,0,0,0,0]
[2,0,0,0,0,0,0,0,0,0,0,0,0,null,2,0,0,0,0,0,0,0,0,0,0,0,0,null,2,0,0,0,0,0,0,0,0,0,0,0,0]
[3,0,0,0,0,0,0,0,0,0,0,0,0,null,3,0,0,0,0,0,0,0,0,0,0,0,0,null,3,0,0,0,0,0,0,0,0,0,0,0,0]
[4,0,0,0,0,0,0,0,0,0,0,0,0,null,4,0,0,0,0,0,0,0,0,0,0,0,0,null,4,0,0,0,0,0,0,0,0,0,0,0,0]
[5,0,0,0,0,0,0,0,0,0,0,0,0,null,5,0,0,0,0,0,0,0,0,0,0,0,0,null,5,0,0,0,0,0,0,0,0,0,0,0,0]
[6,0,0,0,0,0,0,0,0,0,0,0,0,null,6,0,0,0,0,0,0,0,0,0,0,0,0,null,6,0,0,0,0,0,0,0,0,0,0,0,0]
[7,0,0,0,0,0,0,0,0,0,0,0,0,null,7,0,0,0,0,0,0,0,0,0,0,0,0,null,7,0,0,0,0,0,0,0,0,0,0,0,0]
[8,0,0,0,0,0,0,0,0,0,0,0,0,null,8,0,0,0,0,0,0,0,0,0,0,0,0,null,8,0,0,0,0,0,0,0,0,0,0,0,0]
[9,0,0,0,5.24,5.61,5.91,6.19,6.32,6.5,5.57,6,0,null,9,0,0,0,4.9000000000000004,5.14,5.37,5.76,5.76,5.71,6,4.45,0,null,9,0,0,0,4.96,5.19,5.78,5.92,5.92,6.14,5.57,5.0599999999999996,0]
[10,0,0,0,7.31,7.8,7.85,7.82,7.88,7.91,7.57,7,0,null,10,0,0,0,8.0500000000000007,7.44,7.35,7.59,7.28,7.58,7.28,5.85,0,null,10,0,0,0,7.06,7.46,7.63,7.71,7.66,7.81,7.22,6.39,0]
[11,0,0,0,8.15,8.32,8.09,8.1300000000000008,8.33,8.4499999999999993,8.1,7.97,0,null,11,0,0,0,9.6300000000000008,7.98,7.92,8.0399999999999991,7.83,8.2100000000000009,8.0500000000000007,7.26,0,null,11,0,0,0,7.92,8.02,8.18,8,7.98,8.2100000000000009,7.43,7.45,0]
[12,0,0,0,8.76,8.64,8.4700000000000006,8.1999999999999993,8.31,8.4600000000000009,8.5500000000000007,8.86,0,null,12,0,0,0,8.9,8.41,8.3800000000000008,8.17,7.99,8.48,8.4700000000000006,8.31,0,null,12,0,0,0,8.57,8.24,8.14,8.07,8.08,8.41,8.14,8.59,0]
[13,0,0,0,9.14,8.7799999999999994,8.4700000000000006,8.33,8.4,8.44,8.82,9.2200000000000006,0,null,13,0,0,0,8.77,8.77,8.5399999999999991,8.36,8.33,8.7200000000000006,8.64,8.91,0,null,13,0,0,0,8.8000000000000007,8.6300000000000008,8.57,8.17,8.08,8.2100000000000009,8.3699999999999992,8.73,0]
[14,0,0,0,9.27,8.7200000000000006,8.48,8.36,8.39,8.35,8.81,9.35,0,null,14,0,0,0,9.14,9.07,8.93,8.69,8.5,8.86,8.81,9.5500000000000007,0,null,14,0,0,0,9.33,8.86,9.08,8.4,8.36,8.48,8.6999999999999993,9.36,0]
[15,0,0,0,9.1199999999999992,8.5500000000000007,8.31,8.41,8.2899999999999991,8.16,8.75,9.1199999999999992,0,null,15,0,0,0,9.06,9.0500000000000007,9.0299999999999994,8.68,8.68,8.83,8.7799999999999994,9.7100000000000009,0,null,15,0,0,0,9.3699999999999992,9,9.06,8.4499999999999993,8.4600000000000009,8.7200000000000006,8.91,9.39,0]
[16,0,0,0,8.67,8.23,8.1999999999999993,8.27,8.1,7.96,8.2899999999999991,8.48,0,null,16,0,0,0,8.6,8.84,8.9499999999999993,8.5,8.58,8.5,8.48,9.24,0,null,16,0,0,0,8.93,8.7200000000000006,8.48,8.33,8.43,8.5399999999999991,8.61,8.99,0]
[17,0,0,0,8.07,7.85,7.85,7.99,7.8,7.6,7.74,7.75,0,null,17,0,0,0,8.09,8.41,8.58,8.24,8.43,7.82,7.91,8.69,0,null,17,0,0,0,8.43,8.39,8.09,8.18,8.23,8.07,8.26,8.51,0]
[18,0,0,0,7.16,7.19,7.32,7.31,7.18,7.08,7.19,7.04,0,null,18,0,0,0,6.97,7.67,7.37,7.51,7.68,7.04,7.28,7.86,0,null,18,0,0,0,7.46,7.5,7.32,7.56,7.58,7.11,7.58,7.69,0]
[19,0,0,0,6.51,6.69,6.99,6.93,6.86,6.88,6.83,6.43,0,null,19,0,0,0,6.26,6.86,6.68,7.06,6.92,6.76,6.83,7.09,0,null,19,0,0,0,6.74,6.81,6.6,7.13,7.03,6.71,7.14,6.93,0]
[20,0,0,0,6.08,6.48,6.73,6.69,6.69,6.69,6.53,6.24,0,null,20,0,0,0,5.66,5.9,6.28,6.51,6.57,6.41,6.48,6.36,0,null,20,0,0,0,6.04,6.27,6.32,6.67,6.61,6.28,6.67,6.27,0]
[21,0,0,0,5.63,6.14,6.29,6.36,6.42,6.47,6.22,5.69,0,null,21,0,0,0,5.13,5.62,5.76,6.04,6.35,6.11,6.06,5.81,0,null,21,0,0,0,5.5,5.96,5.85,6.41,6.55,6.28,6.37,5.83,0]
[22,0,0,0,0.89,1,1.04,1.01,1.03,1.05,1.03,0.85,0,null,22,0,0,0,0.84,0.84,0.86,0.85,1.1000000000000001,0.97,0.93,0.91,0,null,22,0,0,0,0.89,0.95,0.9,1,1.03,1.03,1.03,0.81,0]
[23,0,0,0,0,0,0,0,0,0,0,0,0,null,23,0,0,0,0,0,0,0,0,0,0,0,0,null,23,0,0,0,0,0,0,0,0,0,0,0,0]
["合計",{"$f":"SUM(B513:B536)","v":0},0,0,99.999999999999986,100,100,100,100,99.999999999999972,100,99.999999999999986,0,null,"合計",{"$f":"SUM(P513:P536)","v":0},0,0,100,100.00000000000001,100,100.00000000000001,100,100.00000000000001,100.00000000000001,100,0,null,"合計",{"$f":"SUM(AD513:AD536)","v":0},0,0,100,100,100,99.999999999999986,100,100,100,100,0]
[]
[]
["時刻別需要パターン（暖房）"]
[null,"1月","2月","3月","4月","5月","6月","7月","8月","9月","10月","11月","12月",null,null,"1月","2月","3月","4月","5月","6月","7月","8月","9月","10月","11月","12月",null,null,"1月","2月","3月","4月","5月","6月","7月","8月","9月","10月","11月","12月"]
[null,"平日","平日","平日","平日","平日","平日","平日","平日","平日","平日","平日","平日",null,null,"土曜","土曜","土曜","土曜","土曜","土曜","土曜","土曜","土曜","土曜","土曜","土曜",null,null,"休日","休日","休日","休日","休日","休日","休日","休日","休日","休日","休日","休日"]
[0,0,0,0,0,0,0,0,0,0,0,0,0,null,0,0,0,0,0,0,0,0,0,0,0,0,0,null,0,0,0,0,0,0,0,0,0,0,0,0,0]
[1,0,0,0,0,0,0,0,0,0,0,0,0,null,1,0,0,0,0,0,0,0,0,0,0,0,0,null,1,0,0,0,0,0,0,0,0,0,0,0,0]
[2,0,0,0,0,0,0,0,0,0,0,0,0,null,2,0,0,0,0,0,0,0,0,0,0,0,0,null,2,0,0,0,0,0,0,0,0,0,0,0,0]
[3,0,0,0,0,0,0,0,0,0,0,0,0,null,3,0,0,0,0,0,0,0,0,0,0,0,0,null,3,0,0,0,0,0,0,0,0,0,0,0,0]
[4,0,0,0,0,0,0,0,0,0,0,0,0,null,4,0,0,0,0,0,0,0,0,0,0,0,0,null,4,0,0,0,0,0,0,0,0,0,0,0,0]
[5,0,0,0,0,0,0,0,0,0,0,0,0,null,5,0,0,0,0,0,0,0,0,0,0,0,0,null,5,0,0,0,0,0,0,0,0,0,0,0,0]
[6,0,0,0,0,0,0,0,0,0,0,0,0,null,6,0,0,0,0,0,0,0,0,0,0,0,0,null,6,0,0,0,0,0,0,0,0,0,0,0,0]
[7,0,0,0,0,0,0,0,0,0,0,0,0,null,7,0,0,0,0,0,0,0,0,0,0,0,0,null,7,0,0,0,0,0,0,0,0,0,0,0,0]
[8,0,0,0,0,0,0,0,0,0,0,0,0,null,8,0,0,0,0,0,0,0,0,0,0,0,0,null,8,0,0,0,0,0,0,0,0,0,0,0,0]
[9,7.95,7.78,8.0299999999999994,0,0,0,0,0,0,0,0,8.06,null,9,7.89,7.92,7.77,0,0,0,0,0,0,0,0,7.06,null,9,9.32,8.17,7.9,0,0,0,0,0,0,0,0,7.5]
[10,8.91,8.7200000000000006,9.02,0,0,0,0,0,0,0,0,9.49,null,10,8.3800000000000008,8.65,9.0399999999999991,0,0,0,0,0,0,0,0,8.69,null,10,9.4,8.82,8.74,0,0,0,0,0,0,0,0,8.61]
[11,7.87,7.79,7.97,0,0,0,0,0,0,0,0,8.1,null,11,7.57,7.84,7.92,0,0,0,0,0,0,0,0,7.84,null,11,8.8000000000000007,7.7,7.88,0,0,0,0,0,0,0,0,7.57]
[12,7.38,7.39,7.58,0,0,0,0,0,0,0,0,7.53,null,12,7.24,7.45,7.56,0,0,0,0,0,0,0,0,7.57,null,12,8.1,7.21,7.26,0,0,0,0,0,0,0,0,7.09]
[13,7.1,7.18,7.28,0,0,0,0,0,0,0,0,7.15,null,13,7.11,7.16,7.36,0,0,0,0,0,0,0,0,7.38,null,13,7.56,6.93,7.05,0,0,0,0,0,0,0,0,6.94]
[14,7.06,7.11,7.13,0,0,0,0,0,0,0,0,6.99,null,14,7.13,7.01,7.2,0,0,0,0,0,0,0,0,7.24,null,14,7.16,6.84,7.19,0,0,0,0,0,0,0,0,6.87]
[15,7.19,7.21,6.99,0,0,0,0,0,0,0,0,7.02,null,15,7.28,7.14,6.96,0,0,0,0,0,0,0,0,7.23,null,15,7.06,6.99,7.17,0,0,0,0,0,0,0,0,7]
[16,7.37,7.37,7.02,0,0,0,0,0,0,0,0,7.22,null,16,7.49,7.31,7.02,0,0,0,0,0,0,0,0,7.37,null,16,7.06,7.16,7.21,0,0,0,0,0,0,0,0,7.33]
[17,7.61,7.62,7.3,0,0,0,0,0,0,0,0,7.46,null,17,7.78,7.51,7.27,0,0,0,0,0,0,0,0,7.61,null,17,7.19,7.49,7.39,0,0,0,0,0,0,0,0,7.77]
[18,7.52,7.54,7.34,0,0,0,0,0,0,0,0,7.38,null,18,7.63,7.45,7.48,0,0,0,0,0,0,0,0,7.51,null,18,6.86,7.59,7.54,0,0,0,0,0,0,0,0,7.87]
[19,7.62,7.68,7.56,0,0,0,0,0,0,0,0,7.44,null,19,7.71,7.71,7.69,0,0,0,0,0,0,0,0,7.75,null,19,6.86,7.84,7.77,0,0,0,0,0,0,0,0,8.07]
[20,7.76,7.88,7.97,0,0,0,0,0,0,0,0,7.68,null,20,7.9,7.99,7.87,0,0,0,0,0,0,0,0,7.88,null,20,6.93,8.1300000000000008,8.01,0,0,0,0,0,0,0,0,8.26]
[21,7.98,8.0500000000000007,8.1199999999999992,0,0,0,0,0,0,0,0,7.82,null,21,8.19,8.17,8.16,0,0,0,0,0,0,0,0,8.17,null,21,7.08,8.41,8.1999999999999993,0,0,0,0,0,0,0,0,8.41]
[22,0.68,0.68,0.69,0,0,0,0,0,0,0,0,0.66,null,22,0.7,0.69,0.7,0,0,0,0,0,0,0,0,0.7,null,22,0.62,0.72,0.69,0,0,0,0,0,0,0,0,0.71]
[23,0,0,0,0,0,0,0,0,0,0,0,0,null,23,0,0,0,0,0,0,0,0,0,0,0,0,null,23,0,0,0,0,0,0,0,0,0,0,0,0]
["合計",{"$f":"SUM(B543:B566)","v":100.00000000000001},100.00000000000001,100,0,0,0,0,0,0,0,0,99.999999999999972,null,"合計",{"$f":"SUM(P543:P566)","v":100},99.999999999999986,100,0,0,0,0,0,0,0,0,100.00000000000001,null,"合計",{"$f":"SUM(AD543:AD566)","v":100.00000000000001},100,100,0,0,0,0,0,0,0,0,100]
[]
[]
["時刻別需要パターン（給湯）"]
[null,"1月","2月","3月","4月","5月","6月","7月","8月","9月","10月","11月","12月",null,null,"1月","2月","3月","4月","5月","6月","7月","8月","9月","10月","11月","12月",null,null,"1月","2月","3月","4月","5月","6月","7月","8月","9月","10月","11月","12月"]
[null,"平日","平日","平日","平日","平日","平日","平日","平日","平日","平日","平日","平日",null,null,"土曜","土曜","土曜","土曜","土曜","土曜","土曜","土曜","土曜","土曜","土曜","土曜",null,null,"休日","休日","休日","休日","休日","休日","休日","休日","休日","休日","休日","休日"]
[0,0,0,0,0,0,0,0,0,0,0,0,0,null,0,0,0,0,0,0,0,0,0,0,0,0,0,null,0,0,0,0,0,0,0,0,0,0,0,0,0]
[1,0,0,0,0,0,0,0,0,0,0,0,0,null,1,0,0,0,0,0,0,0,0,0,0,0,0,null,1,0,0,0,0,0,0,0,0,0,0,0,0]
[2,0,0,0,0,0,0,0,0,0,0,0,0,null,2,0,0,0,0,0,0,0,0,0,0,0,0,null,2,0,0,0,0,0,0,0,0,0,0,0,0]
[3,0,0,0,0,0,0,0,0,0,0,0,0,null,3,0,0,0,0,0,0,0,0,0,0,0,0,null,3,0,0,0,0,0,0,0,0,0,0,0,0]
[4,0,0,0,0,0,0,0,0,0,0,0,0,null,4,0,0,0,0,0,0,0,0,0,0,0,0,null,4,0,0,0,0,0,0,0,0,0,0,0,0]
[5,0,0,0,0,0,0,0,0,0,0,0,0,null,5,0,0,0,0,0,0,0,0,0,0,0,0,null,5,0,0,0,0,0,0,0,0,0,0,0,0]
[6,0,0,0,0,0,0,0,0,0,0,0,0,null,6,0,0,0,0,0,0,0,0,0,0,0,0,null,6,0,0,0,0,0,0,0,0,0,0,0,0]
[7,0,0,0,0,0,0,0,0,0,0,0,0,null,7,0,0,0,0,0,0,0,0,0,0,0,0,null,7,0,0,0,0,0,0,0,0,0,0,0,0]
[8,0,0,0,0,0,0,0,0,0,0,0,0,null,8,0,0,0,0,0,0,0,0,0,0,0,0,null,8,0,0,0,0,0,0,0,0,0,0,0,0]
[9,0,0,0,0,0,0,0,0,0,0,0,0,null,9,0,0,0,0,0,0,0,0,0,0,0,0,null,9,0,0,0,0,0,0,0,0,0,0,0,0]
[10,0,0,0,0,0,0,0,0,0,0,0,0,null,10,0,0,0,0,0,0,0,0,0,0,0,0,null,10,0,0,0,0,0,0,0,0,0,0,0,0]
[11,0,0,0,0,0,0,0,0,0,0,0,0,null,11,0,0,0,0,0,0,0,0,0,0,0,0,null,11,0,0,0,0,0,0,0,0,0,0,0,0]
[12,0,0,0,0,0,0,0,0,0,0,0,0,null,12,0,0,0,0,0,0,0,0,0,0,0,0,null,12,0,0,0,0,0,0,0,0,0,0,0,0]
[13,0,0,0,0,0,0,0,0,0,0,0,0,null,13,0,0,0,0,0,0,0,0,0,0,0,0,null,13,0,0,0,0,0,0,0,0,0,0,0,0]
[14,0,0,0,0,0,0,0,0,0,0,0,0,null,14,0,0,0,0,0,0,0,0,0,0,0,0,null,14,0,0,0,0,0,0,0,0,0,0,0,0]
[15,0,0,0,0,0,0,0,0,0,0,0,0,null,15,0,0,0,0,0,0,0,0,0,0,0,0,null,15,0,0,0,0,0,0,0,0,0,0,0,0]
[16,0,0,0,0,0,0,0,0,0,0,0,0,null,16,0,0,0,0,0,0,0,0,0,0,0,0,null,16,0,0,0,0,0,0,0,0,0,0,0,0]
[17,0,0,0,0,0,0,0,0,0,0,0,0,null,17,0,0,0,0,0,0,0,0,0,0,0,0,null,17,0,0,0,0,0,0,0,0,0,0,0,0]
[18,0,0,0,0,0,0,0,0,0,0,0,0,null,18,0,0,0,0,0,0,0,0,0,0,0,0,null,18,0,0,0,0,0,0,0,0,0,0,0,0]
[19,0,0,0,0,0,0,0,0,0,0,0,0,null,19,0,0,0,0,0,0,0,0,0,0,0,0,null,19,0,0,0,0,0,0,0,0,0,0,0,0]
[20,0,0,0,0,0,0,0,0,0,0,0,0,null,20,0,0,0,0,0,0,0,0,0,0,0,0,null,20,0,0,0,0,0,0,0,0,0,0,0,0]
[21,0,0,0,0,0,0,0,0,0,0,0,0,null,21,0,0,0,0,0,0,0,0,0,0,0,0,null,21,0,0,0,0,0,0,0,0,0,0,0,0]
[22,0,0,0,0,0,0,0,0,0,0,0,0,null,22,0,0,0,0,0,0,0,0,0,0,0,0,null,22,0,0,0,0,0,0,0,0,0,0,0,0]
[23,0,0,0,0,0,0,0,0,0,0,0,0,null,23,0,0,0,0,0,0,0,0,0,0,0,0,null,23,0,0,0,0,0,0,0,0,0,0,0,0]
["合計",{"$f":"SUM(B573:B596)","v":0},0,0,0,0,0,0,0,0,0,0,0,null,"合計",{"$f":"SUM(P573:P596)","v":0},0,0,0,0,0,0,0,0,0,0,0,null,"合計",{"$f":"SUM(AD573:AD596)","v":0},0,0,0,0,0,0,0,0,0,0,0]
[]
[]
[]
["その他（地下鉄駅）"]
[null,null,"設備所要容量",null,null,"年間需要"]
["電力需要",null,0,"W/㎡",null,0,"kWh/㎡"]
["熱需要","冷房",{"$f":"MAX(DB!B305:M328)*3600","v":2248.6567164179105},"kJ/（㎡・h）",null,{"$f":"DB!N338*3.6","v":2048.7694029850745},"MJ/㎡"]
[null,"暖房",0,"kJ/（㎡・h）",null,0,"MJ/㎡"]
[null,"給湯",0,"kJ/（㎡・h）",null,0,"MJ/㎡"]
[]
[]
["月別需要パターン"]
[]
[null,null,"1月","2月","3月","4月","5月","6月","7月","8月","9月","10月","11月","12月","計"]
["電力","平日",0,0,0,0,0,0,0,0,0,0,0,0,{"$f":"SUM(C612:N612)","v":0}]
[null,"土曜",0,0,0,0,0,0,0,0,0,0,0,0,{"$f":"SUM(C613:N613)","v":0}]
[null,"休日",0,0,0,0,0,0,0,0,0,0,0,0,{"$f":"SUM(C614:N614)","v":0}]
["計",null,{"$f":"SUM(C612:C614)","v":0},0,0,0,0,0,0,0,0,0,0,0,0]
["冷房","平日",{"$f":"DB!B340*100","v":0},{"$f":"DB!C340*100","v":0},{"$f":"DB!D340*100","v":0},{"$f":"DB!E340*100","v":0},{"$f":"DB!F340*100","v":0.2307901612580687},{"$f":"DB!G340*100","v":0.13414678123125243},{"$f":"DB!H340*100","v":19.587003629044158},{"$f":"DB!I340*100","v":29.894669206232649},{"$f":"DB!J340*100","v":8.5025193499847571},{"$f":"DB!K340*100","v":10.874543910778623},{"$f":"DB!L340*100","v":0},{"$f":"DB!M340*100","v":0},{"$f":"SUM(C616:N616)","v":69.223673038529512}]
[null,"土曜",{"$f":"DB!B341*100","v":0},{"$f":"DB!C341*100","v":0},{"$f":"DB!D341*100","v":0},{"$f":"DB!E341*100","v":0},{"$f":"DB!F341*100","v":4.6158032251613731E-2},{"$f":"DB!G341*100","v":2.439032386022771E-2},{"$f":"DB!H341*100","v":4.8967509072610396},{"$f":"DB!I341*100","v":5.1990729054317653},{"$f":"DB!J341*100","v":1.7005038699969517},{"$f":"DB!K341*100","v":2.0713416972911665},{"$f":"DB!L341*100","v":0},{"$f":"DB!M341*100","v":0},{"$f":"SUM(C617:N617)","v":13.938217736092763}]
[null,"休日",{"$f":"DB!B342*100","v":0},{"$f":"DB!C342*100","v":0},{"$f":"DB!D342*100","v":0},{"$f":"DB!E342*100","v":0},{"$f":"DB!F342*100","v":8.0776556440324027E-2},{"$f":"DB!G342*100","v":2.439032386022771E-2},{"$f":"DB!H342*100","v":5.8761010887132468},{"$f":"DB!I342*100","v":5.1990729054317653},{"$f":"DB!J342*100","v":2.5507558049954273},{"$f":"DB!K342*100","v":3.1070125459367492},{"$f":"DB!L342*100","v":0},{"$f":"DB!M342*100","v":0},{"$f":"SUM(C618:N618)","v":16.838109225377742}]
["計",null,{"$f":"SUM(C616:C618)","v":0},0,0,0,0.35772474995000647,0.18292742895170785,30.359855625018447,40.292815017096174,12.753779024977137,16.052898154006542,0,0,100.00000000000003]
["暖房","平日",0,0,0,0,0,0,0,0,0,0,0,0,{"$f":"SUM(C620:N620)","v":0}]
[null,"土曜",0,0,0,0,0,0,0,0,0,0,0,0,{"$f":"SUM(C621:N621)","v":0}]
[null,"休日",0,0,0,0,0,0,0,0,0,0,0,0,{"$f":"SUM(C622:N622)","v":0}]
["計",null,{"$f":"SUM(C620:C622)","v":0},0,0,0,0,0,0,0,0,0,0,0,0]
["給湯","平日",0,0,0,0,0,0,0,0,0,0,0,0,0]
[null,"土曜",0,0,0,0,0,0,0,0,0,0,0,0,0]
[null,"休日",0,0,0,0,0,0,0,0,0,0,0,0,0]
["計",null,0,0,0,0,0,0,0,0,0,0,0,0,0]
[]
[]
["時刻別需要パターン（電力）"]
[null,"1月","2月","3月","4月","5月","6月","7月","8月","9月","10月","11月","12月",null,null,"1月","2月","3月","4月","5月","6月","7月","8月","9月","10月","11月","12月",null,null,"1月","2月","3月","4月","5月","6月","7月","8月","9月","10月","11月","12月"]
[null,"平日","平日","平日","平日","平日","平日","平日","平日","平日","平日","平日","平日",null,null,"土曜","土曜","土曜","土曜","土曜","土曜","土曜","土曜","土曜","土曜","土曜","土曜",null,null,"休日","休日","休日","休日","休日","休日","休日","休日","休日","休日","休日","休日"]
[0,0,0,0,0,0,0,0,0,0,0,0,0,null,0,0,0,0,0,0,0,0,0,0,0,0,0,null,0,0,0,0,0,0,0,0,0,0,0,0,0]
[1,0,0,0,0,0,0,0,0,0,0,0,0,null,1,0,0,0,0,0,0,0,0,0,0,0,0,null,1,0,0,0,0,0,0,0,0,0,0,0,0]
[2,0,0,0,0,0,0,0,0,0,0,0,0,null,2,0,0,0,0,0,0,0,0,0,0,0,0,null,2,0,0,0,0,0,0,0,0,0,0,0,0]
[3,0,0,0,0,0,0,0,0,0,0,0,0,null,3,0,0,0,0,0,0,0,0,0,0,0,0,null,3,0,0,0,0,0,0,0,0,0,0,0,0]
[4,0,0,0,0,0,0,0,0,0,0,0,0,null,4,0,0,0,0,0,0,0,0,0,0,0,0,null,4,0,0,0,0,0,0,0,0,0,0,0,0]
[5,0,0,0,0,0,0,0,0,0,0,0,0,null,5,0,0,0,0,0,0,0,0,0,0,0,0,null,5,0,0,0,0,0,0,0,0,0,0,0,0]
[6,0,0,0,0,0,0,0,0,0,0,0,0,null,6,0,0,0,0,0,0,0,0,0,0,0,0,null,6,0,0,0,0,0,0,0,0,0,0,0,0]
[7,0,0,0,0,0,0,0,0,0,0,0,0,null,7,0,0,0,0,0,0,0,0,0,0,0,0,null,7,0,0,0,0,0,0,0,0,0,0,0,0]
[8,0,0,0,0,0,0,0,0,0,0,0,0,null,8,0,0,0,0,0,0,0,0,0,0,0,0,null,8,0,0,0,0,0,0,0,0,0,0,0,0]
[9,0,0,0,0,0,0,0,0,0,0,0,0,null,9,0,0,0,0,0,0,0,0,0,0,0,0,null,9,0,0,0,0,0,0,0,0,0,0,0,0]
[10,0,0,0,0,0,0,0,0,0,0,0,0,null,10,0,0,0,0,0,0,0,0,0,0,0,0,null,10,0,0,0,0,0,0,0,0,0,0,0,0]
[11,0,0,0,0,0,0,0,0,0,0,0,0,null,11,0,0,0,0,0,0,0,0,0,0,0,0,null,11,0,0,0,0,0,0,0,0,0,0,0,0]
[12,0,0,0,0,0,0,0,0,0,0,0,0,null,12,0,0,0,0,0,0,0,0,0,0,0,0,null,12,0,0,0,0,0,0,0,0,0,0,0,0]
[13,0,0,0,0,0,0,0,0,0,0,0,0,null,13,0,0,0,0,0,0,0,0,0,0,0,0,null,13,0,0,0,0,0,0,0,0,0,0,0,0]
[14,0,0,0,0,0,0,0,0,0,0,0,0,null,14,0,0,0,0,0,0,0,0,0,0,0,0,null,14,0,0,0,0,0,0,0,0,0,0,0,0]
[15,0,0,0,0,0,0,0,0,0,0,0,0,null,15,0,0,0,0,0,0,0,0,0,0,0,0,null,15,0,0,0,0,0,0,0,0,0,0,0,0]
[16,0,0,0,0,0,0,0,0,0,0,0,0,null,16,0,0,0,0,0,0,0,0,0,0,0,0,null,16,0,0,0,0,0,0,0,0,0,0,0,0]
[17,0,0,0,0,0,0,0,0,0,0,0,0,null,17,0,0,0,0,0,0,0,0,0,0,0,0,null,17,0,0,0,0,0,0,0,0,0,0,0,0]
[18,0,0,0,0,0,0,0,0,0,0,0,0,null,18,0,0,0,0,0,0,0,0,0,0,0,0,null,18,0,0,0,0,0,0,0,0,0,0,0,0]
[19,0,0,0,0,0,0,0,0,0,0,0,0,null,19,0,0,0,0,0,0,0,0,0,0,0,0,null,19,0,0,0,0,0,0,0,0,0,0,0,0]
[20,0,0,0,0,0,0,0,0,0,0,0,0,null,20,0,0,0,0,0,0,0,0,0,0,0,0,null,20,0,0,0,0,0,0,0,0,0,0,0,0]
[21,0,0,0,0,0,0,0,0,0,0,0,0,null,21,0,0,0,0,0,0,0,0,0,0,0,0,null,21,0,0,0,0,0,0,0,0,0,0,0,0]
[22,0,0,0,0,0,0,0,0,0,0,0,0,null,22,0,0,0,0,0,0,0,0,0,0,0,0,null,22,0,0,0,0,0,0,0,0,0,0,0,0]
[23,0,0,0,0,0,0,0,0,0,0,0,0,null,23,0,0,0,0,0,0,0,0,0,0,0,0,null,23,0,0,0,0,0,0,0,0,0,0,0,0]
["合計",{"$f":"SUM(B633:B656)","v":0},0,0,0,0,0,0,0,0,0,0,0,null,"合計",{"$f":"SUM(P633:P656)","v":0},0,0,0,0,0,0,0,0,0,0,0,null,"合計",{"$f":"SUM(AD633:AD656)","v":0},0,0,0,0,0,0,0,0,0,0,0]
[]
[]
["時刻別需要パターン（冷房）"]
[null,"1月","2月","3月","4月","5月","6月","7月","8月","9月","10月","11月","12月",null,null,"1月","2月","3月","4月","5月","6月","7月","8月","9月","10月","11月","12月",null,null,"1月","2月","3月","4月","5月","6月","7月","8月","9月","10月","11月","12月"]
[null,"平日","平日","平日","平日","平日","平日","平日","平日","平日","平日","平日","平日",null,null,"土曜","土曜","土曜","土曜","土曜","土曜","土曜","土曜","土曜","土曜","土曜","土曜",null,null,"休日","休日","休日","休日","休日","休日","休日","休日","休日","休日","休日","休日"]
[0,{"$f":"DB!B346*100","v":0},{"$f":"DB!C346*100","v":0},{"$f":"DB!D346*100","v":0},{"$f":"DB!E346*100","v":0},{"$f":"DB!F346*100","v":0},{"$f":"DB!G346*100","v":0},{"$f":"DB!H346*100","v":0},{"$f":"DB!I346*100","v":0},{"$f":"DB!J346*100","v":0},{"$f":"DB!K346*100","v":0},{"$f":"DB!L346*100","v":0},{"$f":"DB!M346*100","v":0},null,0,{"$f":"DB!B346*100","v":0},{"$f":"DB!C346*100","v":0},{"$f":"DB!D346*100","v":0},{"$f":"DB!E346*100","v":0},{"$f":"DB!F346*100","v":0},{"$f":"DB!G346*100","v":0},{"$f":"DB!H346*100","v":0},{"$f":"DB!I346*100","v":0},{"$f":"DB!J346*100","v":0},{"$f":"DB!K346*100","v":0},{"$f":"DB!L346*100","v":0},{"$f":"DB!M346*100","v":0},null,0,{"$f":"DB!B346*100","v":0},{"$f":"DB!C346*100","v":0},{"$f":"DB!D346*100","v":0},{"$f":"DB!E346*100","v":0},{"$f":"DB!F346*100","v":0},{"$f":"DB!G346*100","v":0},{"$f":"DB!H346*100","v":0},{"$f":"DB!I346*100","v":0},{"$f":"DB!J346*100","v":0},{"$f":"DB!K346*100","v":0},{"$f":"DB!L346*100","v":0},{"$f":"DB!M346*100","v":0}]
[1,{"$f":"DB!B347*100","v":0},{"$f":"DB!C347*100","v":0},{"$f":"DB!D347*100","v":0},{"$f":"DB!E347*100","v":0},{"$f":"DB!F347*100","v":0},{"$f":"DB!G347*100","v":0},{"$f":"DB!H347*100","v":0},{"$f":"DB!I347*100","v":0},{"$f":"DB!J347*100","v":0},{"$f":"DB!K347*100","v":0},{"$f":"DB!L347*100","v":0},{"$f":"DB!M347*100","v":0},null,1,{"$f":"DB!B347*100","v":0},{"$f":"DB!C347*100","v":0},{"$f":"DB!D347*100","v":0},{"$f":"DB!E347*100","v":0},{"$f":"DB!F347*100","v":0},{"$f":"DB!G347*100","v":0},{"$f":"DB!H347*100","v":0},{"$f":"DB!I347*100","v":0},{"$f":"DB!J347*100","v":0},{"$f":"DB!K347*100","v":0},{"$f":"DB!L347*100","v":0},{"$f":"DB!M347*100","v":0},null,1,{"$f":"DB!B347*100","v":0},{"$f":"DB!C347*100","v":0},{"$f":"DB!D347*100","v":0},{"$f":"DB!E347*100","v":0},{"$f":"DB!F347*100","v":0},{"$f":"DB!G347*100","v":0},{"$f":"DB!H347*100","v":0},{"$f":"DB!I347*100","v":0},{"$f":"DB!J347*100","v":0},{"$f":"DB!K347*100","v":0},{"$f":"DB!L347*100","v":0},{"$f":"DB!M347*100","v":0}]
[2,{"$f":"DB!B348*100","v":0},{"$f":"DB!C348*100","v":0},{"$f":"DB!D348*100","v":0},{"$f":"DB!E348*100","v":0},{"$f":"DB!F348*100","v":0},{"$f":"DB!G348*100","v":0},{"$f":"DB!H348*100","v":0},{"$f":"DB!I348*100","v":0},{"$f":"DB!J348*100","v":0},{"$f":"DB!K348*100","v":0},{"$f":"DB!L348*100","v":0},{"$f":"DB!M348*100","v":0},null,2,{"$f":"DB!B348*100","v":0},{"$f":"DB!C348*100","v":0},{"$f":"DB!D348*100","v":0},{"$f":"DB!E348*100","v":0},{"$f":"DB!F348*100","v":0},{"$f":"DB!G348*100","v":0},{"$f":"DB!H348*100","v":0},{"$f":"DB!I348*100","v":0},{"$f":"DB!J348*100","v":0},{"$f":"DB!K348*100","v":0},{"$f":"DB!L348*100","v":0},{"$f":"DB!M348*100","v":0},null,2,{"$f":"DB!B348*100","v":0},{"$f":"DB!C348*100","v":0},{"$f":"DB!D348*100","v":0},{"$f":"DB!E348*100","v":0},{"$f":"DB!F348*100","v":0},{"$f":"DB!G348*100","v":0},{"$f":"DB!H348*100","v":0},{"$f":"DB!I348*100","v":0},{"$f":"DB!J348*100","v":0},{"$f":"DB!K348*100","v":0},{"$f":"DB!L348*100","v":0},{"$f":"DB!M348*100","v":0}]
[3,{"$f":"DB!B349*100","v":0},{"$f":"DB!C349*100","v":0},{"$f":"DB!D349*100","v":0},{"$f":"DB!E349*100","v":0},{"$f":"DB!F349*100","v":0},{"$f":"DB!G349*100","v":0},{"$f":"DB!H349*100","v":0},{"$f":"DB!I349*100","v":0},{"$f":"DB!J349*100","v":0},{"$f":"DB!K349*100","v":0},{"$f":"DB!L349*100","v":0},{"$f":"DB!M349*100","v":0},null,3,{"$f":"DB!B349*100","v":0},{"$f":"DB!C349*100","v":0},{"$f":"DB!D349*100","v":0},{"$f":"DB!E349*100","v":0},{"$f":"DB!F349*100","v":0},{"$f":"DB!G349*100","v":0},{"$f":"DB!H349*100","v":0},{"$f":"DB!I349*100","v":0},{"$f":"DB!J349*100","v":0},{"$f":"DB!K349*100","v":0},{"$f":"DB!L349*100","v":0},{"$f":"DB!M349*100","v":0},null,3,{"$f":"DB!B349*100","v":0},{"$f":"DB!C349*100","v":0},{"$f":"DB!D349*100","v":0},{"$f":"DB!E349*100","v":0},{"$f":"DB!F349*100","v":0},{"$f":"DB!G349*100","v":0},{"$f":"DB!H349*100","v":0},{"$f":"DB!I349*100","v":0},{"$f":"DB!J349*100","v":0},{"$f":"DB!K349*100","v":0},{"$f":"DB!L349*100","v":0},{"$f":"DB!M349*100","v":0}]
[4,{"$f":"DB!B350*100","v":0},{"$f":"DB!C350*100","v":0},{"$f":"DB!D350*100","v":0},{"$f":"DB!E350*100","v":0},{"$f":"DB!F350*100","v":0},{"$f":"DB!G350*100","v":0},{"$f":"DB!H350*100","v":0},{"$f":"DB!I350*100","v":0},{"$f":"DB!J350*100","v":0},{"$f":"DB!K350*100","v":0},{"$f":"DB!L350*100","v":0},{"$f":"DB!M350*100","v":0},null,4,{"$f":"DB!B350*100","v":0},{"$f":"DB!C350*100","v":0},{"$f":"DB!D350*100","v":0},{"$f":"DB!E350*100","v":0},{"$f":"DB!F350*100","v":0},{"$f":"DB!G350*100","v":0},{"$f":"DB!H350*100","v":0},{"$f":"DB!I350*100","v":0},{"$f":"DB!J350*100","v":0},{"$f":"DB!K350*100","v":0},{"$f":"DB!L350*100","v":0},{"$f":"DB!M350*100","v":0},null,4,{"$f":"DB!B350*100","v":0},{"$f":"DB!C350*100","v":0},{"$f":"DB!D350*100","v":0},{"$f":"DB!E350*100","v":0},{"$f":"DB!F350*100","v":0},{"$f":"DB!G350*100","v":0},{"$f":"DB!H350*100","v":0},{"$f":"DB!I350*100","v":0},{"$f":"DB!J350*100","v":0},{"$f":"DB!K350*100","v":0},{"$f":"DB!L350*100","v":0},{"$f":"DB!M350*100","v":0}]
[5,{"$f":"DB!B351*100","v":0},{"$f":"DB!C351*100","v":0},{"$f":"DB!D351*100","v":0},{"$f":"DB!E351*100","v":0},{"$f":"DB!F351*100","v":0},{"$f":"DB!G351*100","v":0},{"$f":"DB!H351*100","v":0},{"$f":"DB!I351*100","v":0},{"$f":"DB!J351*100","v":0},{"$f":"DB!K351*100","v":0},{"$f":"DB!L351*100","v":0},{"$f":"DB!M351*100","v":0},null,5,{"$f":"DB!B351*100","v":0},{"$f":"DB!C351*100","v":0},{"$f":"DB!D351*100","v":0},{"$f":"DB!E351*100","v":0},{"$f":"DB!F351*100","v":0},{"$f":"DB!G351*100","v":0},{"$f":"DB!H351*100","v":0},{"$f":"DB!I351*100","v":0},{"$f":"DB!J351*100","v":0},{"$f":"DB!K351*100","v":0},{"$f":"DB!L351*100","v":0},{"$f":"DB!M351*100","v":0},null,5,{"$f":"DB!B351*100","v":0},{"$f":"DB!C351*100","v":0},{"$f":"DB!D351*100","v":0},{"$f":"DB!E351*100","v":0},{"$f":"DB!F351*100","v":0},{"$f":"DB!G351*100","v":0},{"$f":"DB!H351*100","v":0},{"$f":"DB!I351*100","v":0},{"$f":"DB!J351*100","v":0},{"$f":"DB!K351*100","v":0},{"$f":"DB!L351*100","v":0},{"$f":"DB!M351*100","v":0}]
[6,{"$f":"DB!B352*100","v":0},{"$f":"DB!C352*100","v":0},{"$f":"DB!D352*100","v":0},{"$f":"DB!E352*100","v":0},{"$f":"DB!F352*100","v":0},{"$f":"DB!G352*100","v":0},{"$f":"DB!H352*100","v":7.2571466827341515},{"$f":"DB!I352*100","v":5.2713882163034711},{"$f":"DB!J352*100","v":0},{"$f":"DB!K352*100","v":0},{"$f":"DB!L352*100","v":0},{"$f":"DB!M352*100","v":0},null,6,{"$f":"DB!B352*100","v":0},{"$f":"DB!C352*100","v":0},{"$f":"DB!D352*100","v":0},{"$f":"DB!E352*100","v":0},{"$f":"DB!F352*100","v":0},{"$f":"DB!G352*100","v":0},{"$f":"DB!H352*100","v":7.2571466827341515},{"$f":"DB!I352*100","v":5.2713882163034711},{"$f":"DB!J352*100","v":0},{"$f":"DB!K352*100","v":0},{"$f":"DB!L352*100","v":0},{"$f":"DB!M352*100","v":0},null,6,{"$f":"DB!B352*100","v":0},{"$f":"DB!C352*100","v":0},{"$f":"DB!D352*100","v":0},{"$f":"DB!E352*100","v":0},{"$f":"DB!F352*100","v":0},{"$f":"DB!G352*100","v":0},{"$f":"DB!H352*100","v":7.2571466827341515},{"$f":"DB!I352*100","v":5.2713882163034711},{"$f":"DB!J352*100","v":0},{"$f":"DB!K352*100","v":0},{"$f":"DB!L352*100","v":0},{"$f":"DB!M352*100","v":0}]
[7,{"$f":"DB!B353*100","v":0},{"$f":"DB!C353*100","v":0},{"$f":"DB!D353*100","v":0},{"$f":"DB!E353*100","v":0},{"$f":"DB!F353*100","v":0},{"$f":"DB!G353*100","v":39.784946236559144},{"$f":"DB!H353*100","v":7.9266251590011398},{"$f":"DB!I353*100","v":5.5589184826472966},{"$f":"DB!J353*100","v":6.5700185070943853},{"$f":"DB!K353*100","v":13.281843504684732},{"$f":"DB!L353*100","v":0},{"$f":"DB!M353*100","v":0},null,7,{"$f":"DB!B353*100","v":0},{"$f":"DB!C353*100","v":0},{"$f":"DB!D353*100","v":0},{"$f":"DB!E353*100","v":0},{"$f":"DB!F353*100","v":0},{"$f":"DB!G353*100","v":39.784946236559144},{"$f":"DB!H353*100","v":7.9266251590011398},{"$f":"DB!I353*100","v":5.5589184826472966},{"$f":"DB!J353*100","v":6.5700185070943853},{"$f":"DB!K353*100","v":13.281843504684732},{"$f":"DB!L353*100","v":0},{"$f":"DB!M353*100","v":0},null,7,{"$f":"DB!B353*100","v":0},{"$f":"DB!C353*100","v":0},{"$f":"DB!D353*100","v":0},{"$f":"DB!E353*100","v":0},{"$f":"DB!F353*100","v":0},{"$f":"DB!G353*100","v":39.784946236559144},{"$f":"DB!H353*100","v":7.9266251590011398},{"$f":"DB!I353*100","v":5.5589184826472966},{"$f":"DB!J353*100","v":6.5700185070943853},{"$f":"DB!K353*100","v":13.281843504684732},{"$f":"DB!L353*100","v":0},{"$f":"DB!M353*100","v":0}]
[8,{"$f":"DB!B354*100","v":0},{"$f":"DB!C354*100","v":0},{"$f":"DB!D354*100","v":0},{"$f":"DB!E354*100","v":0},{"$f":"DB!F354*100","v":10.227272727272728},{"$f":"DB!G354*100","v":19.35483870967742},{"$f":"DB!H354*100","v":11.207069692709382},{"$f":"DB!I354*100","v":7.3648103309120261},{"$f":"DB!J354*100","v":5.5829734731647127},{"$f":"DB!K354*100","v":12.965307672828565},{"$f":"DB!L354*100","v":0},{"$f":"DB!M354*100","v":0},null,8,{"$f":"DB!B354*100","v":0},{"$f":"DB!C354*100","v":0},{"$f":"DB!D354*100","v":0},{"$f":"DB!E354*100","v":0},{"$f":"DB!F354*100","v":10.227272727272728},{"$f":"DB!G354*100","v":19.35483870967742},{"$f":"DB!H354*100","v":11.207069692709382},{"$f":"DB!I354*100","v":7.3648103309120261},{"$f":"DB!J354*100","v":5.5829734731647127},{"$f":"DB!K354*100","v":12.965307672828565},{"$f":"DB!L354*100","v":0},{"$f":"DB!M354*100","v":0},null,8,{"$f":"DB!B354*100","v":0},{"$f":"DB!C354*100","v":0},{"$f":"DB!D354*100","v":0},{"$f":"DB!E354*100","v":0},{"$f":"DB!F354*100","v":10.227272727272728},{"$f":"DB!G354*100","v":19.35483870967742},{"$f":"DB!H354*100","v":11.207069692709382},{"$f":"DB!I354*100","v":7.3648103309120261},{"$f":"DB!J354*100","v":5.5829734731647127},{"$f":"DB!K354*100","v":12.965307672828565},{"$f":"DB!L354*100","v":0},{"$f":"DB!M354*100","v":0}]
[9,{"$f":"DB!B355*100","v":0},{"$f":"DB!C355*100","v":0},{"$f":"DB!D355*100","v":0},{"$f":"DB!E355*100","v":0},{"$f":"DB!F355*100","v":0},{"$f":"DB!G355*100","v":0},{"$f":"DB!H355*100","v":0.1740644038294169},{"$f":"DB!I355*100","v":7.5010088781275224},{"$f":"DB!J355*100","v":5.7526218383713763},{"$f":"DB!K355*100","v":13.053937705748291},{"$f":"DB!L355*100","v":0},{"$f":"DB!M355*100","v":0},null,9,{"$f":"DB!B355*100","v":0},{"$f":"DB!C355*100","v":0},{"$f":"DB!D355*100","v":0},{"$f":"DB!E355*100","v":0},{"$f":"DB!F355*100","v":0},{"$f":"DB!G355*100","v":0},{"$f":"DB!H355*100","v":0.1740644038294169},{"$f":"DB!I355*100","v":7.5010088781275224},{"$f":"DB!J355*100","v":5.7526218383713763},{"$f":"DB!K355*100","v":13.053937705748291},{"$f":"DB!L355*100","v":0},{"$f":"DB!M355*100","v":0},null,9,{"$f":"DB!B355*100","v":0},{"$f":"DB!C355*100","v":0},{"$f":"DB!D355*100","v":0},{"$f":"DB!E355*100","v":0},{"$f":"DB!F355*100","v":0},{"$f":"DB!G355*100","v":0},{"$f":"DB!H355*100","v":0.1740644038294169},{"$f":"DB!I355*100","v":7.5010088781275224},{"$f":"DB!J355*100","v":5.7526218383713763},{"$f":"DB!K355*100","v":13.053937705748291},{"$f":"DB!L355*100","v":0},{"$f":"DB!M355*100","v":0}]
[10,{"$f":"DB!B356*100","v":0},{"$f":"DB!C356*100","v":0},{"$f":"DB!D356*100","v":0},{"$f":"DB!E356*100","v":0},{"$f":"DB!F356*100","v":10.227272727272728},{"$f":"DB!G356*100","v":0},{"$f":"DB!H356*100","v":7.5450224275289548},{"$f":"DB!I356*100","v":5.4277643260694104},{"$f":"DB!J356*100","v":6.2307217766810608},{"$f":"DB!K356*100","v":0.45581159787287928},{"$f":"DB!L356*100","v":0},{"$f":"DB!M356*100","v":0},null,10,{"$f":"DB!B356*100","v":0},{"$f":"DB!C356*100","v":0},{"$f":"DB!D356*100","v":0},{"$f":"DB!E356*100","v":0},{"$f":"DB!F356*100","v":10.227272727272728},{"$f":"DB!G356*100","v":0},{"$f":"DB!H356*100","v":7.5450224275289548},{"$f":"DB!I356*100","v":5.4277643260694104},{"$f":"DB!J356*100","v":6.2307217766810608},{"$f":"DB!K356*100","v":0.45581159787287928},{"$f":"DB!L356*100","v":0},{"$f":"DB!M356*100","v":0},null,10,{"$f":"DB!B356*100","v":0},{"$f":"DB!C356*100","v":0},{"$f":"DB!D356*100","v":0},{"$f":"DB!E356*100","v":0},{"$f":"DB!F356*100","v":10.227272727272728},{"$f":"DB!G356*100","v":0},{"$f":"DB!H356*100","v":7.5450224275289548},{"$f":"DB!I356*100","v":5.4277643260694104},{"$f":"DB!J356*100","v":6.2307217766810608},{"$f":"DB!K356*100","v":0.45581159787287928},{"$f":"DB!L356*100","v":0},{"$f":"DB!M356*100","v":0}]
[11,{"$f":"DB!B357*100","v":0},{"$f":"DB!C357*100","v":0},{"$f":"DB!D357*100","v":0},{"$f":"DB!E357*100","v":0},{"$f":"DB!F357*100","v":10.227272727272728},{"$f":"DB!G357*100","v":0},{"$f":"DB!H357*100","v":7.4312110865635672},{"$f":"DB!I357*100","v":5.2108555286521394},{"$f":"DB!J357*100","v":5.7217766810610726},{"$f":"DB!K357*100","v":13.193213471765006},{"$f":"DB!L357*100","v":0},{"$f":"DB!M357*100","v":0},null,11,{"$f":"DB!B357*100","v":0},{"$f":"DB!C357*100","v":0},{"$f":"DB!D357*100","v":0},{"$f":"DB!E357*100","v":0},{"$f":"DB!F357*100","v":10.227272727272728},{"$f":"DB!G357*100","v":0},{"$f":"DB!H357*100","v":7.4312110865635672},{"$f":"DB!I357*100","v":5.2108555286521394},{"$f":"DB!J357*100","v":5.7217766810610726},{"$f":"DB!K357*100","v":13.193213471765006},{"$f":"DB!L357*100","v":0},{"$f":"DB!M357*100","v":0},null,11,{"$f":"DB!B357*100","v":0},{"$f":"DB!C357*100","v":0},{"$f":"DB!D357*100","v":0},{"$f":"DB!E357*100","v":0},{"$f":"DB!F357*100","v":10.227272727272728},{"$f":"DB!G357*100","v":0},{"$f":"DB!H357*100","v":7.4312110865635672},{"$f":"DB!I357*100","v":5.2108555286521394},{"$f":"DB!J357*100","v":5.7217766810610726},{"$f":"DB!K357*100","v":13.193213471765006},{"$f":"DB!L357*100","v":0},{"$f":"DB!M357*100","v":0}]
[12,{"$f":"DB!B358*100","v":0},{"$f":"DB!C358*100","v":0},{"$f":"DB!D358*100","v":0},{"$f":"DB!E358*100","v":0},{"$f":"DB!F358*100","v":0},{"$f":"DB!G358*100","v":0},{"$f":"DB!H358*100","v":7.1901988351074513},{"$f":"DB!I358*100","v":5.2865213882163031},{"$f":"DB!J358*100","v":5.7526218383713763},{"$f":"DB!K358*100","v":13.104583438845276},{"$f":"DB!L358*100","v":0},{"$f":"DB!M358*100","v":0},null,12,{"$f":"DB!B358*100","v":0},{"$f":"DB!C358*100","v":0},{"$f":"DB!D358*100","v":0},{"$f":"DB!E358*100","v":0},{"$f":"DB!F358*100","v":0},{"$f":"DB!G358*100","v":0},{"$f":"DB!H358*100","v":7.1901988351074513},{"$f":"DB!I358*100","v":5.2865213882163031},{"$f":"DB!J358*100","v":5.7526218383713763},{"$f":"DB!K358*100","v":13.104583438845276},{"$f":"DB!L358*100","v":0},{"$f":"DB!M358*100","v":0},null,12,{"$f":"DB!B358*100","v":0},{"$f":"DB!C358*100","v":0},{"$f":"DB!D358*100","v":0},{"$f":"DB!E358*100","v":0},{"$f":"DB!F358*100","v":0},{"$f":"DB!G358*100","v":0},{"$f":"DB!H358*100","v":7.1901988351074513},{"$f":"DB!I358*100","v":5.2865213882163031},{"$f":"DB!J358*100","v":5.7526218383713763},{"$f":"DB!K358*100","v":13.104583438845276},{"$f":"DB!L358*100","v":0},{"$f":"DB!M358*100","v":0}]
[13,{"$f":"DB!B359*100","v":0},{"$f":"DB!C359*100","v":0},{"$f":"DB!D359*100","v":0},{"$f":"DB!E359*100","v":0},{"$f":"DB!F359*100","v":0},{"$f":"DB!G359*100","v":0},{"$f":"DB!H359*100","v":7.337484099886189},{"$f":"DB!I359*100","v":5.2007667473769175},{"$f":"DB!J359*100","v":6.0302282541640952},{"$f":"DB!K359*100","v":0.21524436566219296},{"$f":"DB!L359*100","v":0},{"$f":"DB!M359*100","v":0},null,13,{"$f":"DB!B359*100","v":0},{"$f":"DB!C359*100","v":0},{"$f":"DB!D359*100","v":0},{"$f":"DB!E359*100","v":0},{"$f":"DB!F359*100","v":0},{"$f":"DB!G359*100","v":0},{"$f":"DB!H359*100","v":7.337484099886189},{"$f":"DB!I359*100","v":5.2007667473769175},{"$f":"DB!J359*100","v":6.0302282541640952},{"$f":"DB!K359*100","v":0.21524436566219296},{"$f":"DB!L359*100","v":0},{"$f":"DB!M359*100","v":0},null,13,{"$f":"DB!B359*100","v":0},{"$f":"DB!C359*100","v":0},{"$f":"DB!D359*100","v":0},{"$f":"DB!E359*100","v":0},{"$f":"DB!F359*100","v":0},{"$f":"DB!G359*100","v":0},{"$f":"DB!H359*100","v":7.337484099886189},{"$f":"DB!I359*100","v":5.2007667473769175},{"$f":"DB!J359*100","v":6.0302282541640952},{"$f":"DB!K359*100","v":0.21524436566219296},{"$f":"DB!L359*100","v":0},{"$f":"DB!M359*100","v":0}]
[14,{"$f":"DB!B360*100","v":0},{"$f":"DB!C360*100","v":0},{"$f":"DB!D360*100","v":0},{"$f":"DB!E360*100","v":0},{"$f":"DB!F360*100","v":39.204545454545453},{"$f":"DB!G360*100","v":0},{"$f":"DB!H360*100","v":7.0563031398540543},{"$f":"DB!I360*100","v":5.2461662631154162},{"$f":"DB!J360*100","v":6.1844540407156074},{"$f":"DB!K360*100","v":13.421119270701446},{"$f":"DB!L360*100","v":0},{"$f":"DB!M360*100","v":0},null,14,{"$f":"DB!B360*100","v":0},{"$f":"DB!C360*100","v":0},{"$f":"DB!D360*100","v":0},{"$f":"DB!E360*100","v":0},{"$f":"DB!F360*100","v":39.204545454545453},{"$f":"DB!G360*100","v":0},{"$f":"DB!H360*100","v":7.0563031398540543},{"$f":"DB!I360*100","v":5.2461662631154162},{"$f":"DB!J360*100","v":6.1844540407156074},{"$f":"DB!K360*100","v":13.421119270701446},{"$f":"DB!L360*100","v":0},{"$f":"DB!M360*100","v":0},null,14,{"$f":"DB!B360*100","v":0},{"$f":"DB!C360*100","v":0},{"$f":"DB!D360*100","v":0},{"$f":"DB!E360*100","v":0},{"$f":"DB!F360*100","v":39.204545454545453},{"$f":"DB!G360*100","v":0},{"$f":"DB!H360*100","v":7.0563031398540543},{"$f":"DB!I360*100","v":5.2461662631154162},{"$f":"DB!J360*100","v":6.1844540407156074},{"$f":"DB!K360*100","v":13.421119270701446},{"$f":"DB!L360*100","v":0},{"$f":"DB!M360*100","v":0}]
[15,{"$f":"DB!B361*100","v":0},{"$f":"DB!C361*100","v":0},{"$f":"DB!D361*100","v":0},{"$f":"DB!E361*100","v":0},{"$f":"DB!F361*100","v":0},{"$f":"DB!G361*100","v":19.35483870967742},{"$f":"DB!H361*100","v":7.0094396465153652},{"$f":"DB!I361*100","v":5.4580306698950771},{"$f":"DB!J361*100","v":5.6909315237507707},{"$f":"DB!K361*100","v":0.22790579893643964},{"$f":"DB!L361*100","v":0},{"$f":"DB!M361*100","v":0},null,15,{"$f":"DB!B361*100","v":0},{"$f":"DB!C361*100","v":0},{"$f":"DB!D361*100","v":0},{"$f":"DB!E361*100","v":0},{"$f":"DB!F361*100","v":0},{"$f":"DB!G361*100","v":19.35483870967742},{"$f":"DB!H361*100","v":7.0094396465153652},{"$f":"DB!I361*100","v":5.4580306698950771},{"$f":"DB!J361*100","v":5.6909315237507707},{"$f":"DB!K361*100","v":0.22790579893643964},{"$f":"DB!L361*100","v":0},{"$f":"DB!M361*100","v":0},null,15,{"$f":"DB!B361*100","v":0},{"$f":"DB!C361*100","v":0},{"$f":"DB!D361*100","v":0},{"$f":"DB!E361*100","v":0},{"$f":"DB!F361*100","v":0},{"$f":"DB!G361*100","v":19.35483870967742},{"$f":"DB!H361*100","v":7.0094396465153652},{"$f":"DB!I361*100","v":5.4580306698950771},{"$f":"DB!J361*100","v":5.6909315237507707},{"$f":"DB!K361*100","v":0.22790579893643964},{"$f":"DB!L361*100","v":0},{"$f":"DB!M361*100","v":0}]
[16,{"$f":"DB!B362*100","v":0},{"$f":"DB!C362*100","v":0},{"$f":"DB!D362*100","v":0},{"$f":"DB!E362*100","v":0},{"$f":"DB!F362*100","v":0},{"$f":"DB!G362*100","v":21.50537634408602},{"$f":"DB!H362*100","v":7.5651067818169659},{"$f":"DB!I362*100","v":5.8060936238902343},{"$f":"DB!J362*100","v":5.8143121529919792},{"$f":"DB!K362*100","v":12.661433274246647},{"$f":"DB!L362*100","v":0},{"$f":"DB!M362*100","v":0},null,16,{"$f":"DB!B362*100","v":0},{"$f":"DB!C362*100","v":0},{"$f":"DB!D362*100","v":0},{"$f":"DB!E362*100","v":0},{"$f":"DB!F362*100","v":0},{"$f":"DB!G362*100","v":21.50537634408602},{"$f":"DB!H362*100","v":7.5651067818169659},{"$f":"DB!I362*100","v":5.8060936238902343},{"$f":"DB!J362*100","v":5.8143121529919792},{"$f":"DB!K362*100","v":12.661433274246647},{"$f":"DB!L362*100","v":0},{"$f":"DB!M362*100","v":0},null,16,{"$f":"DB!B362*100","v":0},{"$f":"DB!C362*100","v":0},{"$f":"DB!D362*100","v":0},{"$f":"DB!E362*100","v":0},{"$f":"DB!F362*100","v":0},{"$f":"DB!G362*100","v":21.50537634408602},{"$f":"DB!H362*100","v":7.5651067818169659},{"$f":"DB!I362*100","v":5.8060936238902343},{"$f":"DB!J362*100","v":5.8143121529919792},{"$f":"DB!K362*100","v":12.661433274246647},{"$f":"DB!L362*100","v":0},{"$f":"DB!M362*100","v":0}]
[17,{"$f":"DB!B363*100","v":0},{"$f":"DB!C363*100","v":0},{"$f":"DB!D363*100","v":0},{"$f":"DB!E363*100","v":0},{"$f":"DB!F363*100","v":19.886363636363637},{"$f":"DB!G363*100","v":0},{"$f":"DB!H363*100","v":0},{"$f":"DB!I363*100","v":4.54499596448749},{"$f":"DB!J363*100","v":5.8914250462677353},{"$f":"DB!K363*100","v":0.4431501645986326},{"$f":"DB!L363*100","v":0},{"$f":"DB!M363*100","v":0},null,17,{"$f":"DB!B363*100","v":0},{"$f":"DB!C363*100","v":0},{"$f":"DB!D363*100","v":0},{"$f":"DB!E363*100","v":0},{"$f":"DB!F363*100","v":19.886363636363637},{"$f":"DB!G363*100","v":0},{"$f":"DB!H363*100","v":0},{"$f":"DB!I363*100","v":4.54499596448749},{"$f":"DB!J363*100","v":5.8914250462677353},{"$f":"DB!K363*100","v":0.4431501645986326},{"$f":"DB!L363*100","v":0},{"$f":"DB!M363*100","v":0},null,17,{"$f":"DB!B363*100","v":0},{"$f":"DB!C363*100","v":0},{"$f":"DB!D363*100","v":0},{"$f":"DB!E363*100","v":0},{"$f":"DB!F363*100","v":19.886363636363637},{"$f":"DB!G363*100","v":0},{"$f":"DB!H363*100","v":0},{"$f":"DB!I363*100","v":4.54499596448749},{"$f":"DB!J363*100","v":5.8914250462677353},{"$f":"DB!K363*100","v":0.4431501645986326},{"$f":"DB!L363*100","v":0},{"$f":"DB!M363*100","v":0}]
[18,{"$f":"DB!B364*100","v":0},{"$f":"DB!C364*100","v":0},{"$f":"DB!D364*100","v":0},{"$f":"DB!E364*100","v":0},{"$f":"DB!F364*100","v":10.227272727272728},{"$f":"DB!G364*100","v":0},{"$f":"DB!H364*100","v":0.37490794670951333},{"$f":"DB!I364*100","v":5.7455609362389026},{"$f":"DB!J364*100","v":6.0456508328192475},{"$f":"DB!K364*100","v":6.9764497341099023},{"$f":"DB!L364*100","v":0},{"$f":"DB!M364*100","v":0},null,18,{"$f":"DB!B364*100","v":0},{"$f":"DB!C364*100","v":0},{"$f":"DB!D364*100","v":0},{"$f":"DB!E364*100","v":0},{"$f":"DB!F364*100","v":10.227272727272728},{"$f":"DB!G364*100","v":0},{"$f":"DB!H364*100","v":0.37490794670951333},{"$f":"DB!I364*100","v":5.7455609362389026},{"$f":"DB!J364*100","v":6.0456508328192475},{"$f":"DB!K364*100","v":6.9764497341099023},{"$f":"DB!L364*100","v":0},{"$f":"DB!M364*100","v":0},null,18,{"$f":"DB!B364*100","v":0},{"$f":"DB!C364*100","v":0},{"$f":"DB!D364*100","v":0},{"$f":"DB!E364*100","v":0},{"$f":"DB!F364*100","v":10.227272727272728},{"$f":"DB!G364*100","v":0},{"$f":"DB!H364*100","v":0.37490794670951333},{"$f":"DB!I364*100","v":5.7455609362389026},{"$f":"DB!J364*100","v":6.0456508328192475},{"$f":"DB!K364*100","v":6.9764497341099023},{"$f":"DB!L364*100","v":0},{"$f":"DB!M364*100","v":0}]
[19,{"$f":"DB!B365*100","v":0},{"$f":"DB!C365*100","v":0},{"$f":"DB!D365*100","v":0},{"$f":"DB!E365*100","v":0},{"$f":"DB!F365*100","v":0},{"$f":"DB!G365*100","v":0},{"$f":"DB!H365*100","v":7.7860346789850725},{"$f":"DB!I365*100","v":5.4378531073446332},{"$f":"DB!J365*100","v":5.7988895743368287},{"$f":"DB!K365*100","v":0},{"$f":"DB!L365*100","v":0},{"$f":"DB!M365*100","v":0},null,19,{"$f":"DB!B365*100","v":0},{"$f":"DB!C365*100","v":0},{"$f":"DB!D365*100","v":0},{"$f":"DB!E365*100","v":0},{"$f":"DB!F365*100","v":0},{"$f":"DB!G365*100","v":0},{"$f":"DB!H365*100","v":7.7860346789850725},{"$f":"DB!I365*100","v":5.4378531073446332},{"$f":"DB!J365*100","v":5.7988895743368287},{"$f":"DB!K365*100","v":0},{"$f":"DB!L365*100","v":0},{"$f":"DB!M365*100","v":0},null,19,{"$f":"DB!B365*100","v":0},{"$f":"DB!C365*100","v":0},{"$f":"DB!D365*100","v":0},{"$f":"DB!E365*100","v":0},{"$f":"DB!F365*100","v":0},{"$f":"DB!G365*100","v":0},{"$f":"DB!H365*100","v":7.7860346789850725},{"$f":"DB!I365*100","v":5.4378531073446332},{"$f":"DB!J365*100","v":5.7988895743368287},{"$f":"DB!K365*100","v":0},{"$f":"DB!L365*100","v":0},{"$f":"DB!M365*100","v":0}]
[20,{"$f":"DB!B366*100","v":0},{"$f":"DB!C366*100","v":0},{"$f":"DB!D366*100","v":0},{"$f":"DB!E366*100","v":0},{"$f":"DB!F366*100","v":0},{"$f":"DB!G366*100","v":0},{"$f":"DB!H366*100","v":0},{"$f":"DB!I366*100","v":5.5336965294592417},{"$f":"DB!J366*100","v":5.7526218383713763},{"$f":"DB!K366*100","v":0},{"$f":"DB!L366*100","v":0},{"$f":"DB!M366*100","v":0},null,20,{"$f":"DB!B366*100","v":0},{"$f":"DB!C366*100","v":0},{"$f":"DB!D366*100","v":0},{"$f":"DB!E366*100","v":0},{"$f":"DB!F366*100","v":0},{"$f":"DB!G366*100","v":0},{"$f":"DB!H366*100","v":0},{"$f":"DB!I366*100","v":5.5336965294592417},{"$f":"DB!J366*100","v":5.7526218383713763},{"$f":"DB!K366*100","v":0},{"$f":"DB!L366*100","v":0},{"$f":"DB!M366*100","v":0},null,20,{"$f":"DB!B366*100","v":0},{"$f":"DB!C366*100","v":0},{"$f":"DB!D366*100","v":0},{"$f":"DB!E366*100","v":0},{"$f":"DB!F366*100","v":0},{"$f":"DB!G366*100","v":0},{"$f":"DB!H366*100","v":0},{"$f":"DB!I366*100","v":5.5336965294592417},{"$f":"DB!J366*100","v":5.7526218383713763},{"$f":"DB!K366*100","v":0},{"$f":"DB!L366*100","v":0},{"$f":"DB!M366*100","v":0}]
[21,{"$f":"DB!B367*100","v":0},{"$f":"DB!C367*100","v":0},{"$f":"DB!D367*100","v":0},{"$f":"DB!E367*100","v":0},{"$f":"DB!F367*100","v":0},{"$f":"DB!G367*100","v":0},{"$f":"DB!H367*100","v":7.5182432884782751},{"$f":"DB!I367*100","v":5.2058111380145284},{"$f":"DB!J367*100","v":6.2307217766810608},{"$f":"DB!K367*100","v":0},{"$f":"DB!L367*100","v":0},{"$f":"DB!M367*100","v":0},null,21,{"$f":"DB!B367*100","v":0},{"$f":"DB!C367*100","v":0},{"$f":"DB!D367*100","v":0},{"$f":"DB!E367*100","v":0},{"$f":"DB!F367*100","v":0},{"$f":"DB!G367*100","v":0},{"$f":"DB!H367*100","v":7.5182432884782751},{"$f":"DB!I367*100","v":5.2058111380145284},{"$f":"DB!J367*100","v":6.2307217766810608},{"$f":"DB!K367*100","v":0},{"$f":"DB!L367*100","v":0},{"$f":"DB!M367*100","v":0},null,21,{"$f":"DB!B367*100","v":0},{"$f":"DB!C367*100","v":0},{"$f":"DB!D367*100","v":0},{"$f":"DB!E367*100","v":0},{"$f":"DB!F367*100","v":0},{"$f":"DB!G367*100","v":0},{"$f":"DB!H367*100","v":7.5182432884782751},{"$f":"DB!I367*100","v":5.2058111380145284},{"$f":"DB!J367*100","v":6.2307217766810608},{"$f":"DB!K367*100","v":0},{"$f":"DB!L367*100","v":0},{"$f":"DB!M367*100","v":0}]
[22,{"$f":"DB!B368*100","v":0},{"$f":"DB!C368*100","v":0},{"$f":"DB!D368*100","v":0},{"$f":"DB!E368*100","v":0},{"$f":"DB!F368*100","v":0},{"$f":"DB!G368*100","v":0},{"$f":"DB!H368*100","v":0},{"$f":"DB!I368*100","v":5.0544794188861983},{"$f":"DB!J368*100","v":5.4750154225786547},{"$f":"DB!K368*100","v":0},{"$f":"DB!L368*100","v":0},{"$f":"DB!M368*100","v":0},null,22,{"$f":"DB!B368*100","v":0},{"$f":"DB!C368*100","v":0},{"$f":"DB!D368*100","v":0},{"$f":"DB!E368*100","v":0},{"$f":"DB!F368*100","v":0},{"$f":"DB!G368*100","v":0},{"$f":"DB!H368*100","v":0},{"$f":"DB!I368*100","v":5.0544794188861983},{"$f":"DB!J368*100","v":5.4750154225786547},{"$f":"DB!K368*100","v":0},{"$f":"DB!L368*100","v":0},{"$f":"DB!M368*100","v":0},null,22,{"$f":"DB!B368*100","v":0},{"$f":"DB!C368*100","v":0},{"$f":"DB!D368*100","v":0},{"$f":"DB!E368*100","v":0},{"$f":"DB!F368*100","v":0},{"$f":"DB!G368*100","v":0},{"$f":"DB!H368*100","v":0},{"$f":"DB!I368*100","v":5.0544794188861983},{"$f":"DB!J368*100","v":5.4750154225786547},{"$f":"DB!K368*100","v":0},{"$f":"DB!L368*100","v":0},{"$f":"DB!M368*100","v":0}]
[23,{"$f":"DB!B369*100","v":0},{"$f":"DB!C369*100","v":0},{"$f":"DB!D369*100","v":0},{"$f":"DB!E369*100","v":0},{"$f":"DB!F369*100","v":0},{"$f":"DB!G369*100","v":0},{"$f":"DB!H369*100","v":6.6211421302805125},{"$f":"DB!I369*100","v":5.1452784503631968},{"$f":"DB!J369*100","v":5.4750154225786547},{"$f":"DB!K369*100","v":0},{"$f":"DB!L369*100","v":0},{"$f":"DB!M369*100","v":0},null,23,{"$f":"DB!B369*100","v":0},{"$f":"DB!C369*100","v":0},{"$f":"DB!D369*100","v":0},{"$f":"DB!E369*100","v":0},{"$f":"DB!F369*100","v":0},{"$f":"DB!G369*100","v":0},{"$f":"DB!H369*100","v":6.6211421302805125},{"$f":"DB!I369*100","v":5.1452784503631968},{"$f":"DB!J369*100","v":5.4750154225786547},{"$f":"DB!K369*100","v":0},{"$f":"DB!L369*100","v":0},{"$f":"DB!M369*100","v":0},null,23,{"$f":"DB!B369*100","v":0},{"$f":"DB!C369*100","v":0},{"$f":"DB!D369*100","v":0},{"$f":"DB!E369*100","v":0},{"$f":"DB!F369*100","v":0},{"$f":"DB!G369*100","v":0},{"$f":"DB!H369*100","v":6.6211421302805125},{"$f":"DB!I369*100","v":5.1452784503631968},{"$f":"DB!J369*100","v":5.4750154225786547},{"$f":"DB!K369*100","v":0},{"$f":"DB!L369*100","v":0},{"$f":"DB!M369*100","v":0}]
["合計",{"$f":"SUM(B663:B686)","v":0},0,0,0,100.00000000000001,100,100.00000000000001,100,100,100,0,0,null,"合計",{"$f":"SUM(P663:P686)","v":0},0,0,0,100.00000000000001,100,100.00000000000001,100,100,100,0,0,null,"合計",{"$f":"SUM(AD663:AD686)","v":0},0,0,0,100.00000000000001,100,100.00000000000001,100,100,100,0,0]
[]
[]
["時刻別需要パターン（暖房）"]
[null,"1月","2月","3月","4月","5月","6月","7月","8月","9月","10月","11月","12月",null,null,"1月","2月","3月","4月","5月","6月","7月","8月","9月","10月","11月","12月",null,null,"1月","2月","3月","4月","5月","6月","7月","8月","9月","10月","11月","12月"]
[null,"平日","平日","平日","平日","平日","平日","平日","平日","平日","平日","平日","平日",null,null,"土曜","土曜","土曜","土曜","土曜","土曜","土曜","土曜","土曜","土曜","土曜","土曜",null,null,"休日","休日","休日","休日","休日","休日","休日","休日","休日","休日","休日","休日"]
[0,0,0,0,0,0,0,0,0,0,0,0,0,null,0,0,0,0,0,0,0,0,0,0,0,0,0,null,0,0,0,0,0,0,0,0,0,0,0,0,0]
[1,0,0,0,0,0,0,0,0,0,0,0,0,null,1,0,0,0,0,0,0,0,0,0,0,0,0,null,1,0,0,0,0,0,0,0,0,0,0,0,0]
[2,0,0,0,0,0,0,0,0,0,0,0,0,null,2,0,0,0,0,0,0,0,0,0,0,0,0,null,2,0,0,0,0,0,0,0,0,0,0,0,0]
[3,0,0,0,0,0,0,0,0,0,0,0,0,null,3,0,0,0,0,0,0,0,0,0,0,0,0,null,3,0,0,0,0,0,0,0,0,0,0,0,0]
[4,0,0,0,0,0,0,0,0,0,0,0,0,null,4,0,0,0,0,0,0,0,0,0,0,0,0,null,4,0,0,0,0,0,0,0,0,0,0,0,0]
[5,0,0,0,0,0,0,0,0,0,0,0,0,null,5,0,0,0,0,0,0,0,0,0,0,0,0,null,5,0,0,0,0,0,0,0,0,0,0,0,0]
[6,0,0,0,0,0,0,0,0,0,0,0,0,null,6,0,0,0,0,0,0,0,0,0,0,0,0,null,6,0,0,0,0,0,0,0,0,0,0,0,0]
[7,0,0,0,0,0,0,0,0,0,0,0,0,null,7,0,0,0,0,0,0,0,0,0,0,0,0,null,7,0,0,0,0,0,0,0,0,0,0,0,0]
[8,0,0,0,0,0,0,0,0,0,0,0,0,null,8,0,0,0,0,0,0,0,0,0,0,0,0,null,8,0,0,0,0,0,0,0,0,0,0,0,0]
[9,0,0,0,0,0,0,0,0,0,0,0,0,null,9,0,0,0,0,0,0,0,0,0,0,0,0,null,9,0,0,0,0,0,0,0,0,0,0,0,0]
[10,0,0,0,0,0,0,0,0,0,0,0,0,null,10,0,0,0,0,0,0,0,0,0,0,0,0,null,10,0,0,0,0,0,0,0,0,0,0,0,0]
[11,0,0,0,0,0,0,0,0,0,0,0,0,null,11,0,0,0,0,0,0,0,0,0,0,0,0,null,11,0,0,0,0,0,0,0,0,0,0,0,0]
[12,0,0,0,0,0,0,0,0,0,0,0,0,null,12,0,0,0,0,0,0,0,0,0,0,0,0,null,12,0,0,0,0,0,0,0,0,0,0,0,0]
[13,0,0,0,0,0,0,0,0,0,0,0,0,null,13,0,0,0,0,0,0,0,0,0,0,0,0,null,13,0,0,0,0,0,0,0,0,0,0,0,0]
[14,0,0,0,0,0,0,0,0,0,0,0,0,null,14,0,0,0,0,0,0,0,0,0,0,0,0,null,14,0,0,0,0,0,0,0,0,0,0,0,0]
[15,0,0,0,0,0,0,0,0,0,0,0,0,null,15,0,0,0,0,0,0,0,0,0,0,0,0,null,15,0,0,0,0,0,0,0,0,0,0,0,0]
[16,0,0,0,0,0,0,0,0,0,0,0,0,null,16,0,0,0,0,0,0,0,0,0,0,0,0,null,16,0,0,0,0,0,0,0,0,0,0,0,0]
[17,0,0,0,0,0,0,0,0,0,0,0,0,null,17,0,0,0,0,0,0,0,0,0,0,0,0,null,17,0,0,0,0,0,0,0,0,0,0,0,0]
[18,0,0,0,0,0,0,0,0,0,0,0,0,null,18,0,0,0,0,0,0,0,0,0,0,0,0,null,18,0,0,0,0,0,0,0,0,0,0,0,0]
[19,0,0,0,0,0,0,0,0,0,0,0,0,null,19,0,0,0,0,0,0,0,0,0,0,0,0,null,19,0,0,0,0,0,0,0,0,0,0,0,0]
[20,0,0,0,0,0,0,0,0,0,0,0,0,null,20,0,0,0,0,0,0,0,0,0,0,0,0,null,20,0,0,0,0,0,0,0,0,0,0,0,0]
[21,0,0,0,0,0,0,0,0,0,0,0,0,null,21,0,0,0,0,0,0,0,0,0,0,0,0,null,21,0,0,0,0,0,0,0,0,0,0,0,0]
[22,0,0,0,0,0,0,0,0,0,0,0,0,null,22,0,0,0,0,0,0,0,0,0,0,0,0,null,22,0,0,0,0,0,0,0,0,0,0,0,0]
[23,0,0,0,0,0,0,0,0,0,0,0,0,null,23,0,0,0,0,0,0,0,0,0,0,0,0,null,23,0,0,0,0,0,0,0,0,0,0,0,0]
["合計",{"$f":"SUM(B693:B716)","v":0},0,0,0,0,0,0,0,0,0,0,0,null,"合計",{"$f":"SUM(P693:P716)","v":0},0,0,0,0,0,0,0,0,0,0,0,null,"合計",{"$f":"SUM(AD693:AD716)","v":0},0,0,0,0,0,0,0,0,0,0,0]
[]
[]
["時刻別需要パターン（給湯）"]
[null,"1月","2月","3月","4月","5月","6月","7月","8月","9月","10月","11月","12月",null,null,"1月","2月","3月","4月","5月","6月","7月","8月","9月","10月","11月","12月",null,null,"1月","2月","3月","4月","5月","6月","7月","8月","9月","10月","11月","12月"]
[null,"平日","平日","平日","平日","平日","平日","平日","平日","平日","平日","平日","平日",null,null,"土曜","土曜","土曜","土曜","土曜","土曜","土曜","土曜","土曜","土曜","土曜","土曜",null,null,"休日","休日","休日","休日","休日","休日","休日","休日","休日","休日","休日","休日"]
[0,0,0,0,0,0,0,0,0,0,0,0,0,null,0,0,0,0,0,0,0,0,0,0,0,0,0,null,0,0,0,0,0,0,0,0,0,0,0,0,0]
[1,0,0,0,0,0,0,0,0,0,0,0,0,null,1,0,0,0,0,0,0,0,0,0,0,0,0,null,1,0,0,0,0,0,0,0,0,0,0,0,0]
[2,0,0,0,0,0,0,0,0,0,0,0,0,null,2,0,0,0,0,0,0,0,0,0,0,0,0,null,2,0,0,0,0,0,0,0,0,0,0,0,0]
[3,0,0,0,0,0,0,0,0,0,0,0,0,null,3,0,0,0,0,0,0,0,0,0,0,0,0,null,3,0,0,0,0,0,0,0,0,0,0,0,0]
[4,0,0,0,0,0,0,0,0,0,0,0,0,null,4,0,0,0,0,0,0,0,0,0,0,0,0,null,4,0,0,0,0,0,0,0,0,0,0,0,0]
[5,0,0,0,0,0,0,0,0,0,0,0,0,null,5,0,0,0,0,0,0,0,0,0,0,0,0,null,5,0,0,0,0,0,0,0,0,0,0,0,0]
[6,0,0,0,0,0,0,0,0,0,0,0,0,null,6,0,0,0,0,0,0,0,0,0,0,0,0,null,6,0,0,0,0,0,0,0,0,0,0,0,0]
[7,0,0,0,0,0,0,0,0,0,0,0,0,null,7,0,0,0,0,0,0,0,0,0,0,0,0,null,7,0,0,0,0,0,0,0,0,0,0,0,0]
[8,0,0,0,0,0,0,0,0,0,0,0,0,null,8,0,0,0,0,0,0,0,0,0,0,0,0,null,8,0,0,0,0,0,0,0,0,0,0,0,0]
[9,0,0,0,0,0,0,0,0,0,0,0,0,null,9,0,0,0,0,0,0,0,0,0,0,0,0,null,9,0,0,0,0,0,0,0,0,0,0,0,0]
[10,0,0,0,0,0,0,0,0,0,0,0,0,null,10,0,0,0,0,0,0,0,0,0,0,0,0,null,10,0,0,0,0,0,0,0,0,0,0,0,0]
[11,0,0,0,0,0,0,0,0,0,0,0,0,null,11,0,0,0,0,0,0,0,0,0,0,0,0,null,11,0,0,0,0,0,0,0,0,0,0,0,0]
[12,0,0,0,0,0,0,0,0,0,0,0,0,null,12,0,0,0,0,0,0,0,0,0,0,0,0,null,12,0,0,0,0,0,0,0,0,0,0,0,0]
[13,0,0,0,0,0,0,0,0,0,0,0,0,null,13,0,0,0,0,0,0,0,0,0,0,0,0,null,13,0,0,0,0,0,0,0,0,0,0,0,0]
[14,0,0,0,0,0,0,0,0,0,0,0,0,null,14,0,0,0,0,0,0,0,0,0,0,0,0,null,14,0,0,0,0,0,0,0,0,0,0,0,0]
[15,0,0,0,0,0,0,0,0,0,0,0,0,null,15,0,0,0,0,0,0,0,0,0,0,0,0,null,15,0,0,0,0,0,0,0,0,0,0,0,0]
[16,0,0,0,0,0,0,0,0,0,0,0,0,null,16,0,0,0,0,0,0,0,0,0,0,0,0,null,16,0,0,0,0,0,0,0,0,0,0,0,0]
[17,0,0,0,0,0,0,0,0,0,0,0,0,null,17,0,0,0,0,0,0,0,0,0,0,0,0,null,17,0,0,0,0,0,0,0,0,0,0,0,0]
[18,0,0,0,0,0,0,0,0,0,0,0,0,null,18,0,0,0,0,0,0,0,0,0,0,0,0,null,18,0,0,0,0,0,0,0,0,0,0,0,0]
[19,0,0,0,0,0,0,0,0,0,0,0,0,null,19,0,0,0,0,0,0,0,0,0,0,0,0,null,19,0,0,0,0,0,0,0,0,0,0,0,0]
[20,0,0,0,0,0,0,0,0,0,0,0,0,null,20,0,0,0,0,0,0,0,0,0,0,0,0,null,20,0,0,0,0,0,0,0,0,0,0,0,0]
[21,0,0,0,0,0,0,0,0,0,0,0,0,null,21,0,0,0,0,0,0,0,0,0,0,0,0,null,21,0,0,0,0,0,0,0,0,0,0,0,0]
[22,0,0,0,0,0,0,0,0,0,0,0,0,null,22,0,0,0,0,0,0,0,0,0,0,0,0,null,22,0,0,0,0,0,0,0,0,0,0,0,0]
[23,0,0,0,0,0,0,0,0,0,0,0,0,null,23,0,0,0,0,0,0,0,0,0,0,0,0,null,23,0,0,0,0,0,0,0,0,0,0,0,0]
["合計",{"$f":"SUM(B723:B746)","v":0},0,0,0,0,0,0,0,0,0,0,0,null,"合計",{"$f":"SUM(P723:P746)","v":0},0,0,0,0,0,0,0,0,0,0,0,null,"合計",{"$f":"SUM(AD723:AD746)","v":0},0,0,0,0,0,0,0,0,0,0,0]

{"sheet":"DB","index":7,"n_rows":381,"n_cols":35,"rows_kept":381,"cut":false,"hidden":true,"merged":[[37,25,38,25],[37,26,37,27],[18,2,18,4],[18,5,18,7],[18,0,19,0],[18,1,19,1],[21,25,22,25],[21,26,21,27]]}
["■日数条件",null,null,null,null,null,"■日数条件（表内縦横入替）"]
[null,"平日","土曜","休日","計",null,null,"1月","2月","3月","4月","5月","6月","7月","8月","9月","10月","11月","12月","計"]
["1月",20,4,7,{"$f":"SUM(B3:D3)","v":31},null,"平日",{"$f":"B3","v":20},{"$f":"B4","v":20},{"$f":"B5","v":22},{"$f":"B6","v":20},{"$f":"B7","v":20},{"$f":"B8","v":22},{"$f":"B9","v":20},{"$f":"B10","v":23},{"$f":"B11","v":20},{"$f":"B12","v":21},{"$f":"B13","v":20},{"$f":"B14","v":21},{"$f":"SUM(H3:S3)","v":249}]
["2月",20,3,5,28,null,"土曜",{"$f":"C3","v":4},{"$f":"C4","v":3},{"$f":"C5","v":4},{"$f":"C6","v":4},{"$f":"C7","v":4},{"$f":"C8","v":4},{"$f":"C9","v":5},{"$f":"C10","v":4},{"$f":"C11","v":4},{"$f":"C12","v":4},{"$f":"C13","v":4},{"$f":"C14","v":4},{"$f":"SUM(H4:S4)","v":48}]
["3月",22,4,5,31,null,"休日",{"$f":"D3","v":7},{"$f":"D4","v":5},{"$f":"D5","v":5},{"$f":"D6","v":6},{"$f":"D7","v":7},{"$f":"D8","v":4},{"$f":"D9","v":6},{"$f":"D10","v":4},{"$f":"D11","v":6},{"$f":"D12","v":6},{"$f":"D13","v":6},{"$f":"D14","v":6},{"$f":"SUM(H5:S5)","v":68}]
["4月",20,4,6,30,null,"計",{"$f":"SUM(H3:H5)","v":31},28,31,30,31,30,31,31,30,31,30,31,{"$f":"SUM(H6:S6)","v":365}]
["5月",20,4,7,31]
["6月",22,4,4,30]
["7月",20,5,6,31]
["8月",23,4,4,31]
["9月",20,4,6,30]
["10月",21,4,6,31]
["11月",20,4,6,30]
["12月",21,4,6,31]
["計",{"$f":"SUM(B3:B14)","v":249},{"$f":"SUM(C3:C14)","v":48},{"$f":"SUM(D3:D14)","v":68},{"$f":"SUM(E3:E14)","v":365}]
[]
["■発電効率・部分負荷効率"]
["CGS機器リスト（60Hz）"]
["メーカ","容量","発電効率",null,null,"排熱回収効率（温水）",null,null,null,"発電効率(100%)",null,null,null,null,"発電効率(75%)",null,null,null,null,"発電効率(50%)",null,null,null,null,null,null,null,null,null,"発電効率回帰式係数a",null,null,null,null,"発電効率回帰式係数b"]
[null,null,1,0.75,0.5,1,0.75,0.5]
["JFE",155]
["三菱重工エンジ",210,37,34.4,29.8,38.6,42.1,47,null,null,null,null,null,null,null,null,null,null,null,null,null,null,null,null,null,"負荷率","回帰式変数"]
["三菱重工エンジ",210,36.5,34,29.4,38.1,43.2,47,null,null,null,null,null,null,null,null,null,null,null,null,null,null,null,null,null,null,"a","b"]
["JFE",210,null,null,null,null,null,null,null,null,null,null,null,null,null,null,null,null,null,null,null,null,null,null,null,1,25.975999999999999,7.0300000000000001E-2]
["JFE",260,null,null,null,null,null,null,null,null,null,null,null,null,null,null,null,null,null,null,null,null,null,null,null,0.75,24.378,7.3200000000000001E-2]
["JFE",260,null,null,null,null,null,null,null,null,null,null,null,null,null,null,null,null,null,null,null,null,null,null,null,0.5,21.439,8.0399999999999999E-2]
["三菱重工",305,40.4,39.1,36.299999999999997,33.4,37,41.7]
["JFE",350]
["JFE",350,null,null,null,null,null,null,null,null,null,null,null,null,null,null,null,null,null,null,null,null,null,null,null,"ex)","容量[kW]",4000]
["三菱重工エンジ",380,40.5,38.700000000000003,34.799999999999997,37.4,41.3,46.6,null,null,null,null,null,null,null,null,null,null,null,null,null,null,null,null,null,null,"負荷率",1]
["三菱重工エンジ",380,41.5,38.6,36.700000000000003,36.1,39.799999999999997,45.7,null,null,null,null,null,null,null,null,null,null,null,null,null,null,null,null,null,null,"発電効率",{"$f":"((-10.728*AB30^2+25.166*AB30+11.538)*AB29^(0.0344*AB30^2-0.0718*AB30+0.1077))/100","v":0.46536861756566467}]
["三菱重工",380,41.5,38.6,36.700000000000003,36.1,39.799999999999997,45.7]
["ヤンマー",400,40.5,38.299999999999997,34.700000000000003,32,32.799999999999997,35.4]
["ヤンマー",400,41.2,39,35.4,32.6,33.4,36.1]
["三菱重工",450,42,40.6,37.799999999999997,39.5,42.3,47.3]
["JFE",520]
["JFE",520,null,null,null,null,null,null,null,"排熱回収効率(100%)",null,null,null,null,"排熱回収効率(75%)",null,null,null,null,"排熱回収効率(50%)",null,null,null,null,null,null,null,null,null,"排熱回収効率回帰式係数a",null,null,null,null,"排熱回収効率回帰式係数b"]
["日立造船",520,39,38,36.1,41.5,36.299999999999997,37.4,null,null,null,null,null,null,null,null,null,null,null,null,null,null,null,null,null,"負荷率","回帰式変数"]
["日立製作所",585,40,38.799999999999997,36.4,39.6,41.6,44.4,null,null,null,null,null,null,null,null,null,null,null,null,null,null,null,null,null,null,"a","b"]
["富士電機",600,41.3,39.799999999999997,36.9,46.5,48.4,51.4,null,null,null,null,null,null,null,null,null,null,null,null,null,null,null,null,null,1,44.771000000000001,-0.03]
["三菱重工",610,41.2,39.5,36.700000000000003,34.200000000000003,37.1,41.8,null,null,null,null,null,null,null,null,null,null,null,null,null,null,null,null,null,0.75,49.177,-3.5999999999999997E-2]
["日立造船",648,39.6,38.799999999999997,36.799999999999997,36.700000000000003,36.799999999999997,37.700000000000003,null,null,null,null,null,null,null,null,null,null,null,null,null,null,null,null,null,0.5,59.228000000000002,-5.2999999999999999E-2]
["JFE",700]
["JFE",700]
["日立製作所",735,40.5,39.1,36.700000000000003,40.299999999999997,42.7,46.6,null,null,null,null,null,null,null,null,null,null,null,null,null,null,null,null,null,"ex)","容量[kW]",4000]
["ヤンマー",800,41.2,38.299999999999997,34.799999999999997,32.6,36.4,41.1,null,null,null,null,null,null,null,null,null,null,null,null,null,null,null,null,null,null,"負荷率",1]
["富士電機",800,41.7,40.200000000000003,37.5,46.1,48.1,51.3,null,null,null,null,null,null,null,null,null,null,null,null,null,null,null,null,null,null,"発電効率",{"$f":"((45.16*AB46^2-96.654*AB46+96.265)*AB45^(-0.088*AB46^2+0.178*AB46-0.12))/100","v":0.34908806031020473}]
["三井造船・ダイハツ",815,41,38.9,36.1,32.799999999999997,31.9,32.799999999999997]
["三菱重工",815,41.4,39.5,36.6,33.799999999999997,36.9,41.7]
["新潟原動機",950]
["日立造船",980]
["JFE",1000,41.2,39.799999999999997,34.1,39.700000000000003,37.700000000000003,37.299999999999997]
["三菱重工",1000,41.7,39.799999999999997,35.799999999999997,30.5,34,38.299999999999997]
["日立製作所",1000,42.5,41.4,38.4,38.6,39.5,41.3]
["JFE",1050]
["JFE",1050]
["日立造船",1070,42.3,41,38.6,39.4,40.700000000000003,42.8]
["三井造船・ダイハツ",1085,41,38.9,36.200000000000003,32.799999999999997,32,32.9]
["三菱重工",1200,41.3,40.1,38.1,31,33.6,{"$f":"19.6+17.9","v":37.5}]
["三菱重工",1200,41.3,40.1,38.1,32.299999999999997,35.6,40.4]
["富士電機",1200,43.3,42.1,40,43.2,44.7,46.9]
["新潟原動機",1260]
["日立造船",1390,42.2,41,38.6,39.9,{"$f":"19.7+21.3","v":41},{"$f":"21.3+22.1","v":43.400000000000006}]
["JFE",1400]
["JFE",1400]
["富士電機",1560,42.8,41.7,39.6,43.7,44.9,47.3]
["日立造船",1730,40.9,41.4,38.6,{"$f":"18+21.8","v":39.799999999999997},{"$f":"19.6+21.6","v":41.2},{"$f":"21.3+21.8","v":43.1}]
["新潟原動機",1900]
["新潟原動機",1900]
["新潟原動機",1910]
["富士電機",2000,43.3,42,39.9,43.2,44.4,46.5]
["新潟原動機",2550]
["新潟原動機",2550]
["新潟原動機",2560,43.3,41.1,35.4,34.200000000000003,35.200000000000003,32.200000000000003]
["日立製作所",2710,42.9,41.5,38.5,{"$f":"16.8+20.4","v":37.200000000000003},{"$f":"18+19.9","v":37.9},{"$f":"19.3+19.9","v":39.200000000000003}]
["三井造船・ダイハツ",2760,47.8,43.5,40.4,30.1,32.299999999999997,36.799999999999997]
["新潟原動機",2880,43.6,41.4,35.799999999999997,34.299999999999997,35.4,32.299999999999997]
["日立造船",3100]
["三菱重工",3650,46,44.7,41.8,{"$f":"18.2+18.7","v":36.9},{"$f":"20.1+18.5","v":38.6},{"$f":"22.9+19.6","v":42.5}]
["三菱重工",3650,49.5,48.1,45,{"$f":"14.6+21.3","v":35.9},{"$f":"17.2+21.2","v":38.4},{"$f":"19.7+21.5","v":41.2}]
["三井造船・ダイハツ",3680,47.8,43.5,40.4,30.1,32.299999999999997,36.799999999999997]
["三菱重工",4250,46,44.7,41.8,{"$f":"18.1+18.7","v":36.799999999999997},{"$f":"19.9+18.5","v":38.4},{"$f":"22.8+19.6","v":42.400000000000006}]
["三菱重工",4250,49.5,48.1,45,{"$f":"14.8+21.3","v":36.1},{"$f":"17.2+21.2","v":38.4},{"$f":"19.9+21.5","v":41.4}]
["三菱重工",4900,46,44.7,41.8,{"$f":"18.4+18.7","v":37.099999999999994},{"$f":"20.2+18.5","v":38.700000000000003},{"$f":"23+19.5","v":42.5}]
["三菱重工",4900,49.5,48.1,45,{"$f":"14.7+21.3","v":36},{"$f":"17.3+21.2","v":38.5},{"$f":"19.9+21.4","v":41.3}]
["川崎重工",5000,49,48.1,45.6,{"$f":"15.8+20.5","v":36.299999999999997},{"$f":"19.1+18.6","v":37.700000000000003},{"$f":"21.3+16.8","v":38.1}]
["川崎重工",5000,49.5,48.3,45.6,{"$f":"14.8+20.6","v":35.400000000000006},{"$f":"19.2+18.7","v":37.9},{"$f":"21.3+16.8","v":38.1}]
["三井造船・ダイハツ",5300,48.8,43.5,40.4,30,31.6,36.6]
["新潟原動機",5500,46.2,43.1,40.1,30.1,28.9,28.5]
["三菱重工",5500,46,44.7,41.8,{"$f":"18.3+18.7","v":37},{"$f":"20.1+18.5","v":38.6},{"$f":"23+19.5","v":42.5}]
["三菱重工",5500,49.5,48.1,45,{"$f":"14.7+21.3","v":36},{"$f":"17.3+21.2","v":38.5},{"$f":"19.8+21.4","v":41.2}]
["日立造船",7500,47.8,45.4,42.5,{"$f":"16.7+13.5","v":30.2},{"$f":"18.5+12.4","v":30.9},{"$f":"20.5+11.7","v":32.200000000000003}]
["川崎重工",7500,49,48.1,45.6,{"$f":"15.9+20.6","v":36.5},{"$f":"19.2+18.8","v":38},{"$f":"21.4+16.8","v":38.200000000000003}]
["川崎重工",7500,49.5,48.3,45.6,{"$f":"14.8+20.7","v":35.5},{"$f":"19.2+18.9","v":38.099999999999994},{"$f":"21.4+16.8","v":38.200000000000003}]
["日立造船",9390,47.9,45.5,42.6,{"$f":"16.9+13.4","v":30.299999999999997},{"$f":"18.7+12.2","v":30.9},{"$f":"20.9+11.7","v":32.599999999999994}]
["※主にJFE、新潟原動機製は、他社製品と比較して効率のバランスが異なるため、CGS機器モデルからは除外した。"]
[]
["■補機関連"]
["新設建物"]
["◇CGS"]
["単機容量",{"$f":"詳細版!U8","v":0},"kW/台"]
["補機電力",{"$f":"B101*5%","v":0},"kW","※単機容量の5%"]
["排温水温度差",7,"℃","※想定値"]
["排温水流量",{"$f":"B101*0.86/B103","v":0},"m3/h","※単機容量(cal)÷温度差"]
["排温水揚程",50,"m","※想定値"]
["ポンプ効率",0.65,"-","※想定値"]
["排温水ポンプ",{"$f":"0.163*B104/60*B105/B106","v":0},"kW/台"]
[]
["◇ジェネリンク"]
["単機容量",{"$f":"詳細版!U18/詳細版!U20","v":0},"kW/台","※分担熱量"]
["冷温水温度差",7,"℃","※想定値"]
["冷温水流量",{"$f":"B110*0.86/B111","v":0},"m3/h","※分担熱量(cal)÷温度差"]
["冷温水揚程",50,"m","※想定値"]
["ポンプ効率",0.65,"-","※想定値"]
["冷温水ポンプ",{"$f":"0.163*B112/60*B113/B114","v":0},"kW/台"]
["冷却水用分担熱量",{"$f":"B110*(1+1/詳細版!U22)","v":0},"kW","※分担熱量"]
["冷却水温度差",5,"℃","※想定値"]
["冷却水流量",{"$f":"B116*0.86/B117","v":0},"m3/h","※分担熱量(cal)÷温度差"]
["冷却水揚程",30,"m","※想定値"]
["ポンプ効率",0.65,"-","※想定値"]
["冷却水ポンプ",{"$f":"0.163*B118/60*B119/B120","v":0},"kW/台"]
["冷却塔ファン",{"$f":"B121/3","v":0},"kW/台"]
[]
["◇吸収式冷温水器"]
["分担熱量(冷)",{"$f":"詳細版!U24/詳細版!U26","v":0},"kW/台"]
["分担熱量(温)",{"$f":"詳細版!U25/詳細版!U26","v":0},"kW/台"]
["冷水温度差",7,"℃","※想定値"]
["冷水流量",{"$f":"B125*0.86/B127","v":0},"m3/h","※分担熱量(cal)÷温度差"]
["冷水揚程",50,"m","※想定値"]
["ポンプ効率",0.65,"-","※想定値"]
["冷水ポンプ",{"$f":"0.163*B128/60*B129/B130","v":0},"kW/台"]
["温水温度差",7,"℃","※想定値"]
["温水流量",{"$f":"B126*0.86/B132","v":0},"m3/h","※分担熱量(cal)÷温度差"]
["温水揚程",50,"m","※想定値"]
["ポンプ効率",0.65,"-","※想定値"]
["温水ポンプ",{"$f":"0.163*B133/60*B134/B135","v":0},"kW/台"]
["冷却水分担熱量",{"$f":"MAX(B125:B126)*(1+1/MAX(詳細版!U29:U30))","v":0},"kW/台"]
["冷却水温度差",5,"℃","※想定値"]
["冷却水流量",{"$f":"B137*0.86/B138","v":0},"m3/h","※分担熱量(cal)÷温度差"]
["冷却水揚程",30,"m","※想定値"]
["ポンプ効率",0.65,"-","※想定値"]
["冷却水ポンプ",{"$f":"0.163*B139/60*B140/B141","v":0},"kW/台"]
["冷却塔ファン",{"$f":"B142/3","v":0},"kW/台"]
[]
["◇ボイラ"]
["単機容量",{"$f":"詳細版!U31/詳細版!U32","v":0},"kW","※分担熱量"]
["ボイラ補機",{"$f":"B146*0.008","v":0},"kW/台"]
["給湯温水温度差",7,"℃","※想定値"]
["給湯温水流量",{"$f":"B146*0.86/B148","v":0},"m3/h","※分担熱量(cal)÷温度差"]
["給湯温水揚程",50,"m","※想定値"]
["ポンプ効率",0.65,"-","※想定値"]
["給湯温水ポンプ",{"$f":"0.163*B149/60*B150/B151","v":0},"kW/台"]
[]
["新設建物(旧システム想定）"]
["◇吸収式冷温水器"]
["分担熱量(冷)",{"$f":"詳細版!C17/3.6/詳細版!AC6","v":0},"kW/台"]
["分担熱量(温)",{"$f":"詳細版!C18/3.6/詳細版!AC6","v":0},"kW/台"]
["冷水温度差",7,"℃","※想定値"]
["冷水流量",{"$f":"B156*0.86/B158","v":0},"m3/h","※分担熱量(cal)÷温度差"]
["冷水揚程",50,"m","※想定値"]
["ポンプ効率",0.65,"-","※想定値"]
["冷水ポンプ",{"$f":"0.163*B159/60*B160/B161","v":0},"kW/台"]
["温水温度差",7,"℃","※想定値"]
["温水流量",{"$f":"B157*0.86/B163","v":0},"m3/h","※分担熱量(cal)÷温度差"]
["温水揚程",50,"m","※想定値"]
["ポンプ効率",0.65,"-","※想定値"]
["温水ポンプ",{"$f":"0.163*B164/60*B165/B166","v":0},"kW/台"]
["冷却水分担熱量",{"$f":"MAX(B156:B157)*(1+1/MAX(詳細版!AE5:AF5))","v":0},"kW/台"]
["冷却水温度差",5,"℃","※想定値"]
["冷却水流量",{"$f":"B168*0.86/B169","v":0},"m3/h","※分担熱量(cal)÷温度差"]
["冷却水揚程",30,"m","※想定値"]
["ポンプ効率",0.65,"-","※想定値"]
["冷却水ポンプ",{"$f":"0.163*B170/60*B171/B172","v":0},"kW/台"]
["冷却塔ファン",{"$f":"B173/3","v":0},"kW/台"]
[]
["◇ボイラ"]
["単機容量",{"$f":"詳細版!AC7/詳細版!AC8","v":0},"kW","※分担熱量"]
["ボイラ補機",{"$f":"B177*0.008","v":0},"kW/台"]
["給湯温水温度差",7,"℃","※想定値"]
["給湯温水流量",{"$f":"B177*0.86/B179","v":0},"m3/h","※分担熱量(cal)÷温度差"]
["給湯温水揚程",50,"m","※想定値"]
["ポンプ効率",0.65,"-","※想定値"]
["給湯温水ポンプ",{"$f":"0.163*B180/60*B181/B182","v":0},"kW/台"]
[]
["既設建物"]
["◇吸収式冷温水器"]
["分担熱量(冷)",{"$f":"詳細版!D17/3.6/詳細版!AC10","v":0},"kW/台"]
["分担熱量(温)",{"$f":"詳細版!D18/3.6/詳細版!AC10","v":0},"kW/台"]
["冷水温度差",7,"℃","※想定値"]
["冷水流量",{"$f":"B187*0.86/B189","v":0},"m3/h","※分担熱量(cal)÷温度差"]
["冷水揚程",50,"m","※想定値"]
["ポンプ効率",0.65,"-","※想定値"]
["冷水ポンプ",{"$f":"0.163*B190/60*B191/B192","v":0},"kW/台"]
["温水温度差",7,"℃","※想定値"]
["温水流量",{"$f":"B188*0.86/B194","v":0},"m3/h","※分担熱量(cal)÷温度差"]
["温水揚程",50,"m","※想定値"]
["ポンプ効率",0.65,"-","※想定値"]
["温水ポンプ",{"$f":"0.163*B195/60*B196/B197","v":0},"kW/台"]
["冷却水分担熱量",{"$f":"MAX(B187:B188)*(1+1/MAX(詳細版!AE9:AF9))","v":0},"kW/台"]
["冷却水温度差",5,"℃","※想定値"]
["冷却水流量",{"$f":"B199*0.86/B200","v":0},"m3/h","※分担熱量(cal)÷温度差"]
["冷却水揚程",30,"m","※想定値"]
["ポンプ効率",0.65,"-","※想定値"]
["冷却水ポンプ",{"$f":"0.163*B201/60*B202/B203","v":0},"kW/台"]
["冷却塔ファン",{"$f":"B204/3","v":0},"kW/台"]
[]
["◇ボイラ"]
["単機容量",{"$f":"詳細版!AC11/詳細版!AC12","v":0},"kW","※分担熱量"]
["ボイラ補機",{"$f":"B208*0.008","v":0},"kW/台"]
["給湯温水温度差",7,"℃","※想定値"]
["給湯温水流量",{"$f":"B208*0.86/B210","v":0},"m3/h","※分担熱量(cal)÷温度差"]
["給湯温水揚程",50,"m","※想定値"]
["ポンプ効率",0.65,"-","※想定値"]
["給湯温水ポンプ",{"$f":"0.163*B211/60*B212/B213","v":0},"kW/台"]
[]
["エネルギー料金"]
["■燃料調整費（電力2016年度[円/kWh]）"]
[null,"高圧","特高"]
["2016-04-01",-2.44,-2.4]
["2016-05-01",-2.88,-2.84]
["2016-06-01",-3.39,-3.34]
["2016-07-01",-3.65,-3.6]
["2016-08-01",-3.84,-3.78]
["2016-09-01",-3.9,-3.84]
["2016-10-01",-3.86,-3.8]
["2016-11-01",-3.8,-3.74]
["2016-12-01",-3.74,-3.68]
["2017-01-01",-3.68,-3.62]
["2017-02-01",-3.47,-3.42]
["2017-03-01",-3.19,-3.14]
["平均",{"$f":"AVERAGE(B219:B230)","v":-3.4866666666666664},{"$f":"AVERAGE(C219:C230)","v":-3.4333333333333331}]
["※出典：https://kepco.jp/biz/yakkan/seido/past_h2105_h2503"]
[]
["■再エネ賦課金（電力）"]
["2016年度","http://www.kepco.co.jp/corporate/pr/2016/pdf/0318_1j_01.pdf"]
["2017年度","http://www.kepco.co.jp/corporate/pr/2017/pdf/0314_2j_01.pdf"]
[]
["■都市ガス大口供給契約単純平均単価[円/m3]"]
[null,2011,2012,2013,2014,2015,2016]
["10万m3以上50万m3未満",78.099999999999994,85.9,94.5,101.1,84.1,62.1]
["50万m3以上200万m3未満",70.900000000000006,78.8,87.1,93.7,76.400000000000006,54.9]
["200万m3以上500万m3未満",66.5,74.7,82.9,89.4,72,50.6]
["500万m3以上",61.3,69.2,77.599999999999994,84.2,67.3,46]
[]
[]
["ガス料金単価近似式（大阪ガス2016年度大口供給契約平均単価より）"]
["千m3",2011,2012,2013,2014,2015,2016]
[{"$f":"300000/1000","v":300},{"$f":"B240","v":78.099999999999994},{"$f":"C240","v":85.9},94.5,101.1,84.1,62.1]
[{"$f":"(500000+2000000)/2/1000","v":1250},{"$f":"B241","v":70.900000000000006},78.8,87.1,93.7,76.400000000000006,54.9]
[{"$f":"(2000000+5000000)/2/1000","v":3500},{"$f":"B242","v":66.5},74.7,82.9,89.4,72,50.6]
[{"$f":"5500000/1000","v":5500},{"$f":"B243","v":61.3},69.2,77.599999999999994,84.2,67.3,46]
["http://ene.osakagas.co.jp/price/average-cost2015.html"]
[]
["空調Ａ契約（料金表3：2018年1月）"]
["定額基本料金",1882,"円/月"]
["夏期流量基本料金",972,"円/m3･月"]
["夏期単位料金",66.260000000000005,"円/m3"]
["冬期流量基本料金",2214,"円/m3･月"]
["冬期単位料金",70.47,"円/m3"]
[]
["都市ガス使用量(千m3)","年間都市ガス料金(千円/年)","都市ガス単価(円/m3)"]
[{"$f":"36000/1000","v":36},{"$f":"($B$255*12+(A262*1000/12*$B$257*8)+(A262*1000/12/30/24*$B$256*8)+(A262*1000/12*$B$259*4)+(A262*1000/12/30/24*$B$258*4))/1000","v":2527.7640000000001},{"$f":"B262/A262","v":70.215666666666664}]
[100,{"$f":"($B$255*12+(A263*1000/12*$B$257*8)+(A263*1000/12/30/24*$B$256*8)+(A263*1000/12*$B$259*4)+(A263*1000/12/30/24*$B$258*4))/1000","v":6981.4173333333338},{"$f":"B263/A263","v":69.814173333333343}]
[150,10460.834000000001,69.738893333333337]
[200,13940.250666666669,69.701253333333341]
[300,20899.083999999999,69.663613333333331]
[400,27857.917333333335,69.64479333333334]
[500,34816.750666666674,69.633501333333342]
[600,41775.584000000003,{"$f":"B269/A269","v":69.625973333333334}]
[700,48734.417333333338,69.620596190476192]
[800,55693.250666666674,69.616563333333346]
[900,62652.084000000003,69.613426666666669]
[1000,69610.917333333346,69.610917333333347]
[]
["地下鉄冷房需要"]
["代表日冷房需要[kWh] ※平日休日も同等とする　（大阪市データより、対象面積2,680m2）"]
["月",1,2,3,4,5,6,7,8,9,10,11,12]
["0時台",0,0,0,0,0,0,0,0,0,0,0,0]
["1時台",0,0,0,0,0,0,0,0,0,0,0,0]
["2時台",0,0,0,0,0,0,0,0,0,0,0,0]
["3時台",0,0,0,0,0,0,0,0,0,0,0,0]
["4時台",0,0,0,0,0,0,0,0,0,0,0,0]
["5時台",0,0,0,0,0,0,0,0,0,0,0,0]
["6時台",0,0,0,0,0,0,1084,1045,0,0,0,0]
["7時台",0,0,0,0,0,37,1184,1102,426,1049,0,0]
["8時台",0,0,0,0,18,18,1674,1460,362,1024,0,0]
["9時台",0,0,0,0,0,0,26,1487,373,1031,0,0]
["10時台",0,0,0,0,18,0,1127,1076,404,36,0,0]
["11時台",0,0,0,0,18,0,1110,1033,371,1042,0,0]
["12時台",0,0,0,0,0,0,1074,1048,373,1035,0,0]
["13時台",0,0,0,0,0,0,1096,1031,391,17,0,0]
["14時台",0,0,0,0,69,0,1054,1040,401,1060,0,0]
["15時台",0,0,0,0,0,18,1047,1082,369,18,0,0]
["16時台",0,0,0,0,0,20,1130,1151,377,1000,0,0]
["17時台",0,0,0,0,35,0,0,901,382,35,0,0]
["18時台",0,0,0,0,18,0,56,1139,392,551,0,0]
["19時台",0,0,0,0,0,0,1163,1078,376,0,0,0]
["20時台",0,0,0,0,0,0,0,1097,373,0,0,0]
["21時台",0,0,0,0,0,0,1123,1032,404,0,0,0]
["22時台",0,0,0,0,0,0,0,1002,355,0,0,0]
["23時台",0,0,0,0,0,0,989,1020,355,0,0,0]
["合計",{"$f":"SUM(B278:B301)","v":0},{"$f":"SUM(C278:C301)","v":0},0,0,176,93,14937,19824,6484,7898,0,0]
["代表日冷房需要[kWh/m2] ※平日休日も同等とする　（大阪市データより）"]
["月",1,2,3,4,5,6,7,8,9,10,11,12]
["0時台",{"$f":"B278/2680","v":0},{"$f":"C278/2680","v":0},0,0,0,0,0,0,0,0,0,0]
["1時台",{"$f":"B279/2680","v":0},0,0,0,0,0,0,0,0,0,0,0]
["2時台",{"$f":"B280/2680","v":0},0,0,0,0,0,0,0,0,0,0,0]
["3時台",{"$f":"B281/2680","v":0},0,0,0,0,0,0,0,0,0,0,0]
["4時台",{"$f":"B282/2680","v":0},0,0,0,0,0,0,0,0,0,0,0]
["5時台",{"$f":"B283/2680","v":0},0,0,0,0,0,0,0,0,0,0,0]
["6時台",{"$f":"B284/2680","v":0},0,0,0,0,0,0.40447761194029852,0.38992537313432835,0,0,0,0]
["7時台",{"$f":"B285/2680","v":0},0,0,0,0,1.3805970149253732E-2,0.44179104477611941,0.41119402985074627,0.15895522388059702,0.3914179104477612,0,0]
["8時台",{"$f":"B286/2680","v":0},0,0,0,6.7164179104477612E-3,6.7164179104477612E-3,0.62462686567164183,0.54477611940298509,0.13507462686567165,0.38208955223880597,0,0]
["9時台",{"$f":"B287/2680","v":0},0,0,0,0,0,9.7014925373134324E-3,0.55485074626865671,0.13917910447761195,0.38470149253731345,0,0]
["10時台",{"$f":"B288/2680","v":0},0,0,0,6.7164179104477612E-3,0,0.42052238805970149,0.40149253731343282,0.15074626865671642,1.3432835820895522E-2,0,0]
["11時台",{"$f":"B289/2680","v":0},0,0,0,6.7164179104477612E-3,0,0.41417910447761191,0.38544776119402985,0.13843283582089552,0.38880597014925372,0,0]
["12時台",{"$f":"B290/2680","v":0},0,0,0,0,0,0.40074626865671642,0.39104477611940297,0.13917910447761195,0.38619402985074625,0,0]
["13時台",{"$f":"B291/2680","v":0},0,0,0,0,0,0.40895522388059702,0.38470149253731345,0.1458955223880597,6.3432835820895518E-3,0,0]
["14時台",{"$f":"B292/2680","v":0},0,0,0,2.5746268656716417E-2,0,0.39328358208955222,0.38805970149253732,0.1496268656716418,0.39552238805970147,0,0]
["15時台",{"$f":"B293/2680","v":0},0,0,0,0,6.7164179104477612E-3,0.3906716417910448,0.40373134328358207,0.1376865671641791,6.7164179104477612E-3,0,0]
["16時台",{"$f":"B294/2680","v":0},0,0,0,0,7.462686567164179E-3,0.42164179104477612,0.42947761194029849,0.14067164179104477,0.37313432835820898,0,0]
["17時台",{"$f":"B295/2680","v":0},0,0,0,1.3059701492537313E-2,0,0,0.33619402985074626,0.14253731343283582,1.3059701492537313E-2,0,0]
["18時台",{"$f":"B296/2680","v":0},0,0,0,6.7164179104477612E-3,0,2.0895522388059702E-2,0.42499999999999999,0.14626865671641792,0.20559701492537313,0,0]
["19時台",{"$f":"B297/2680","v":0},0,0,0,0,0,0.43395522388059704,0.40223880597014927,0.14029850746268657,0,0,0]
["20時台",{"$f":"B298/2680","v":0},0,0,0,0,0,0,0.40932835820895525,0.13917910447761195,0,0,0]
["21時台",{"$f":"B299/2680","v":0},0,0,0,0,0,0.41902985074626864,0.38507462686567162,0.15074626865671642,0,0,0]
["22時台",{"$f":"B300/2680","v":0},0,0,0,0,0,0,0.37388059701492538,0.13246268656716417,0,0,0]
["23時台",{"$f":"B301/2680","v":0},0,0,0,0,0,0.36902985074626865,0.38059701492537312,0.13246268656716417,0,0,0]
["合計",{"$f":"SUM(B305:B328)","v":0},{"$f":"SUM(C305:C328)","v":0},{"$f":"SUM(D305:D328)","v":0},{"$f":"SUM(E305:E328)","v":0},{"$f":"SUM(F305:F328)","v":6.5671641791044774E-2},{"$f":"SUM(G305:G328)","v":3.470149253731343E-2},{"$f":"SUM(H305:H328)","v":5.5735074626865666},{"$f":"SUM(I305:I328)","v":7.3970149253731341},{"$f":"SUM(J305:J328)","v":2.419402985074627},{"$f":"SUM(K305:K328)","v":2.9470149253731339},{"$f":"SUM(L305:L328)","v":0},{"$f":"SUM(M305:M328)","v":0}]
["日数"]
["平日",{"$f":"H3","v":20},{"$f":"I3","v":20},22,20,20,22,20,23,20,21,20,{"$f":"S3","v":21}]
["土曜",{"$f":"H4","v":4},{"$f":"I4","v":3},4,4,4,4,5,4,4,4,4,{"$f":"S4","v":4}]
["休日",{"$f":"H5","v":7},5,5,6,7,4,6,4,6,6,6,{"$f":"S5","v":6}]
[null,null,null,null,null,null,null,null,null,null,null,null,null,"合計"]
["平日冷房需要",{"$f":"B$329*B331","v":0},{"$f":"C$329*C331","v":0},0,0,1.3134328358208955,0.76343283582089549,111.47014925373134,170.13134328358208,48.388059701492537,61.887313432835811,0,0,{"$f":"SUM(B335:M335)","v":393.95373134328355}]
["土曜冷房需要",{"$f":"B$329*B332","v":0},{"$f":"C$329*C332","v":0},0,0,0.2626865671641791,0.13880597014925372,27.867537313432834,29.588059701492536,9.6776119402985081,11.788059701492536,0,0,{"$f":"SUM(B336:M336)","v":79.322761194029852}]
["休日冷房需要",{"$f":"B$329*B333","v":0},{"$f":"C$329*C333","v":0},0,0,0.45970149253731341,0.13880597014925372,33.441044776119398,29.588059701492536,14.516417910447762,{"$f":"K$329*K333","v":17.682089552238804},0,0,95.826119402985071]
["年間合計",{"$f":"SUM(B335:B337)","v":0},{"$f":"SUM(C335:C337)","v":0},0,0,2.035820895522388,1.0410447761194028,172.77873134328354,229.30746268656716,72.582089552238799,91.357462686567146,{"$f":"SUM(L335:L337)","v":0},0,{"$f":"SUM(B338:M338)","v":569.1026119402984}]
[]
["平日需要比率(月)",{"$f":"IF(B335=0,0,B335/$N$338)","v":0},{"$f":"IF(C335=0,0,C335/$N$338)","v":0},0,0,2.3079016125806869E-3,1.3414678123125242E-3,0.19587003629044158,0.29894669206232649,8.5025193499847579E-2,0.10874543910778622,0,0,{"$f":"IF(N335=0,0,N335/$N$338)","v":0.6922367303852951}]
["土曜需要比率(月)",{"$f":"IF(B336=0,0,B336/$N$338)","v":0},0,0,0,4.6158032251613734E-4,2.4390323860227711E-4,4.8967509072610396E-2,5.1990729054317654E-2,1.7005038699969516E-2,2.0713416972911663E-2,0,0,{"$f":"IF(N336=0,0,N336/$N$338)","v":0.13938217736092764}]
["休日需要比率(月)",{"$f":"IF(B337=0,0,B337/$N$338)","v":0},0,0,0,8.0776556440324029E-4,2.4390323860227711E-4,5.8761010887132467E-2,5.1990729054317654E-2,2.5507558049954273E-2,3.1070125459367492E-2,0,0,{"$f":"IF(N337=0,0,N337/$N$338)","v":0.1683810922537774}]
[]
["時刻別需要パターン（平日・土曜・休日ともに同一）"]
["月",1,2,3,4,5,6,7,8,9,10,11,12]
["0時台",{"$f":"IF(B$329=0,0,B305/B$329)","v":0},{"$f":"IF(C$329=0,0,C305/C$329)","v":0},0,0,0,0,0,0,0,0,0,0]
["1時台",{"$f":"IF(B$329=0,0,B306/B$329)","v":0},0,0,0,0,0,0,0,0,0,0,0]
["2時台",{"$f":"IF(B$329=0,0,B307/B$329)","v":0},0,0,0,0,0,0,0,0,0,0,0]
["3時台",{"$f":"IF(B$329=0,0,B308/B$329)","v":0},0,0,0,0,0,0,0,0,0,0,0]
["4時台",{"$f":"IF(B$329=0,0,B309/B$329)","v":0},0,0,0,0,0,0,0,0,0,0,0]
["5時台",{"$f":"IF(B$329=0,0,B310/B$329)","v":0},0,0,0,0,0,0,0,0,0,0,0]
["6時台",{"$f":"IF(B$329=0,0,B311/B$329)","v":0},0,0,0,0,0,7.2571466827341516E-2,5.2713882163034707E-2,0,0,0,0]
["7時台",{"$f":"IF(B$329=0,0,B312/B$329)","v":0},0,0,0,0,0.39784946236559143,7.9266251590011397E-2,5.5589184826472966E-2,6.5700185070943856E-2,0.13281843504684732,0,0]
["8時台",{"$f":"IF(B$329=0,0,B313/B$329)","v":0},0,0,0,0.10227272727272728,0.19354838709677422,0.11207069692709382,7.3648103309120264E-2,5.5829734731647131E-2,0.12965307672828566,0,0]
["9時台",{"$f":"IF(B$329=0,0,B314/B$329)","v":0},0,0,0,0,0,1.740644038294169E-3,7.5010088781275228E-2,5.7526218383713759E-2,0.13053937705748292,0,0]
["10時台",{"$f":"IF(B$329=0,0,B315/B$329)","v":0},0,0,0,0.10227272727272728,0,7.5450224275289551E-2,5.4277643260694106E-2,6.2307217766810606E-2,4.5581159787287931E-3,0,0]
["11時台",{"$f":"IF(B$329=0,0,B316/B$329)","v":0},0,0,0,0.10227272727272728,0,7.4312110865635675E-2,5.2108555286521391E-2,5.7217766810610728E-2,0.13193213471765006,0,0]
["12時台",{"$f":"IF(B$329=0,0,B317/B$329)","v":0},0,0,0,0,0,7.1901988351074517E-2,5.2865213882163031E-2,5.7526218383713759E-2,0.13104583438845277,0,0]
["13時台",{"$f":"IF(B$329=0,0,B318/B$329)","v":0},0,0,0,0,0,7.3374840998861893E-2,5.200766747376917E-2,6.0302282541640953E-2,2.1524436566219295E-3,0,0]
["14時台",{"$f":"IF(B$329=0,0,B319/B$329)","v":0},0,0,0,0.39204545454545453,0,7.0563031398540546E-2,5.2461662631154163E-2,6.1844540407156076E-2,0.13421119270701445,0,0]
["15時台",{"$f":"IF(B$329=0,0,B320/B$329)","v":0},0,0,0,0,0.19354838709677422,7.0094396465153655E-2,5.4580306698950767E-2,5.6909315237507703E-2,2.2790579893643965E-3,0,0]
["16時台",{"$f":"IF(B$329=0,0,B321/B$329)","v":0},0,0,0,0,0.21505376344086022,7.5651067818169659E-2,5.8060936238902343E-2,5.8143121529919795E-2,0.12661433274246647,0,0]
["17時台",{"$f":"IF(B$329=0,0,B322/B$329)","v":0},0,0,0,0.19886363636363635,0,0,4.5449959644874902E-2,5.8914250462677356E-2,4.4315016459863261E-3,0,0]
["18時台",{"$f":"IF(B$329=0,0,B323/B$329)","v":0},0,0,0,0.10227272727272728,0,3.7490794670951332E-3,5.7455609362389026E-2,6.0456508328192472E-2,6.9764497341099019E-2,0,0]
["19時台",{"$f":"IF(B$329=0,0,B324/B$329)","v":0},0,0,0,0,0,7.7860346789850723E-2,5.4378531073446333E-2,5.7988895743368289E-2,0,0,0]
["20時台",{"$f":"IF(B$329=0,0,B325/B$329)","v":0},0,0,0,0,0,0,5.5336965294592415E-2,5.7526218383713759E-2,0,0,0]
["21時台",{"$f":"IF(B$329=0,0,B326/B$329)","v":0},0,0,0,0,0,7.5182432884782754E-2,5.2058111380145281E-2,6.2307217766810606E-2,0,0,0]
["22時台",{"$f":"IF(B$329=0,0,B327/B$329)","v":0},0,0,0,0,0,0,5.0544794188861986E-2,5.4750154225786545E-2,0,0,0]
["23時台",{"$f":"IF(B$329=0,0,B328/B$329)","v":0},0,0,0,0,0,6.6211421302805121E-2,5.1452784503631964E-2,5.4750154225786545E-2,0,0,0]
["合計",{"$f":"SUM(B346:B369)","v":0},{"$f":"SUM(C346:C369)","v":0},{"$f":"SUM(D346:D369)","v":0},{"$f":"SUM(E346:E369)","v":0},{"$f":"SUM(F346:F369)","v":1},{"$f":"SUM(G346:G369)","v":1},{"$f":"SUM(H346:H369)","v":1.0000000000000002},{"$f":"SUM(I346:I369)","v":1},{"$f":"SUM(J346:J369)","v":0.99999999999999989},{"$f":"SUM(K346:K369)","v":1},{"$f":"SUM(L346:L369)","v":0},{"$f":"SUM(M346:M369)","v":0}]
[]
["CGS補給水量"]
[]
["CGS排熱回収量",{"$f":"SUM(SysNew!N389,SysNew!AC389,SysNew!AR389)","v":0},"MWh/年"]
[null,{"$f":"B374*3.6/4.18605","v":0},"Gcal/年"]
["温度差Δt",5,"℃"]
["排熱流量",{"$f":"B375*1000/B376","v":0},"t/年"]
["補給水率",2,"%"]
["補給水量",{"$f":"B377*(B378/100)","v":0},"t/年"]
["月別補給水量",{"$f":"B379/12","v":0},"t/月"]
["月額水道使用量",{"$f":"IF(B380=0,0,1.08*(850+IF(B380<=10,10*B380+850,IF(B380<=30,209*B380-1140,IF(B380<=50,285*B380-3420,358*B380-7070)))))","v":0},"円/月","※蒸散した水の補給の為下水は含まない。"]